## Page 1
company_name | asset_sys_id | Serial Number | modality_source | make_source | model_name_source | Acquisition Cost | Warranty Expiration | Service Contract Cost
TX CHILDRENS | BE00113016 | 3121 | MAGNETOENCEPHALOGRAPHY | ELEKTA INC. | SN-TRIUX | 3462681 | 2019-12-03 | 340506.39
TX CHILDRENS | BE00124441 | 176939 | MAGNETIC RESONANCE IMAGER | SIEMENS MEDICAL SOLUTIONS USA INC | MAGNETOM VIDA | 2970000 | 2025-10-26 | 0
TX CHILDRENS | BE00124442 | 184008 | MAGNETIC RESONANCE IMAGER | SIEMENS MEDICAL SOLUTIONS USA INC | MAGNETOM SOLA | 2771000 | 2025-09-28 | 0
TX CHILDRENS | BE00112917 | 175986 | MAGNETIC RESONANCE IMAGER | SIEMENS MEDICAL SOLUTIONS USA INC | 11060815 | 2699000 | 2020-03-25 | 931362
TX CHILDRENS | BE00109121 | 145489 | MAGNETIC RESONANCE IMAGER | SIEMENS MEDICAL SOLUTIONS USA INC | 10432915 | 2617733 | 2018-06-21 | 1367151.07
TX CHILDRENS | BE00102133 | 175839 | MAGNETIC RESONANCE IMAGER | SIEMENS MEDICAL SOLUTIONS USA INC | 11060815 | 2598662 | 2020-07-04 | 1502244
TX CHILDRENS | BE00124435 | 180588 | X-RAY, ANGIOGRAPHIC | SIEMENS MEDICAL SOLUTIONS USA INC | ARTIS ICONO BIPLANE | 2566314 | 2025-09-28 | 0
TX CHILDRENS | BE00115661 | 176161 | MAGNETIC RESONANCE IMAGER | SIEMENS MEDICAL SOLUTIONS USA INC | 11060815 | 2500000 | 2021-08-13 | 1806320
TX CHILDRENS | BE00116653 | 183449 | MAGNETIC RESONANCE IMAGER | SIEMENS MEDICAL SOLUTIONS USA INC | MAGNETOM SOLA | 2495000 | 2023-05-10 | 931362
TX CHILDRENS | BE00102134 | 182703 | MAGNETIC RESONANCE IMAGER | SIEMENS MEDICAL SOLUTIONS USA INC | 11291455 | 2252209 | 2020-07-04 | 1502244
TX CHILDRENS | BE00109474 | 152198 | MAGNETIC RESONANCE IMAGER | SIEMENS MEDICAL SOLUTIONS USA INC | 10432914 | 2207402 | 2019-05-17 | 998304
TX CHILDRENS | BE00010602 | 10000443 | MAGNETIC RESONANCE IMAGER | BRUKER BIOSPIN CORPORATION | BIOSPEC 94/21 | 2200000 | 2013-10-31 | 231114
TX CHILDRENS | BE00115775 | 0319-001 | ULTRASOUND ABLATION SYSTEM | INSIGHTEC INC | 4000 | 2081130 | 2021-09-23 | 775000
TX CHILDRENS | BE00130536 | PM1804 | MAGNETIC RESONANCE IMAGER | GE Precision Healthcare LLC | SIGNA ARTIST 1.5T | 2075159.7 | 2026-07-14 | 0
TX CHILDRENS | BE00124439 | OM6C61040 | GAMMA CAMERA | GE Precision Healthcare LLC | DISCOVERY MI DIGITIAL READY | 1995942.92 | 2024-12-14 | 422301.53
TX CHILDRENS | BE00113029 | HR0082 | COMPOUND BLENDER | OMNICELL INC | I.V.STATION | 1990560 | 2020-11-14 | 0
TX CHILDRENS | BE00103565 | 175663 | MAGNETIC RESONANCE IMAGER | SIEMENS MEDICAL SOLUTIONS USA INC | 11060815 | 1979000 | 2019-04-29 | 1367151.07
TX CHILDRENS | BE00111460 | 182707 | MAGNETIC RESONANCE IMAGER | SIEMENS MEDICAL SOLUTIONS USA INC | 11291455 | 1956060 | 2020-07-29 | 998304
TX CHILDRENS | BE00013175 | 3AA1082009 | X-RAY, COMPUTED TOMOGRAPHIC | CANON MEDICAL SYSTEMS USA INC | AQUILION ONE | 1931997 | 2012-01-04 | 837250
TX CHILDRENS | BE00011391 | 41067 | MAGNETIC RESONANCE IMAGER | Philips North America LLC | INGENIA 1.5T | 1871112 | 2012-09-30 | 197666.8
TX CHILDRENS | BE00104270 | 141949 | MAGNETIC RESONANCE IMAGER | SIEMENS MEDICAL SOLUTIONS USA INC | 10432914 | 1840963 | 2019-12-04 | 1367151.07
TX CHILDRENS | BE00058913 | 326351 | SURGICAL ROBOT - VISION SYSTEM | INTUITIVE SURGICAL INC | VS3000 | 1790000 | 2014-07-30 | 0
TX CHILDRENS | BE00103821 | 123233 | X-RAY, ANGIOGRAPHIC | SIEMENS MEDICAL SOLUTIONS USA INC | 10848355 | 1758386 | 2019-05-17 | 998304
TX CHILDRENS | BE00124438 | 1AA2372563 | X-RAY, COMPUTED TOMOGRAPHIC | CANON MEDICAL SYSTEMS USA INC | AQUILION ONE | 1756776 | 2024-12-14 | 529200
TX CHILDRENS | BE00102757 | 145386 | MAGNETIC RESONANCE IMAGER | SIEMENS MEDICAL SOLUTIONS USA INC | 10432915 | 1721515 | 2018-12-01 | 1367151.07
TX CHILDRENS | BE00103623 | 400-542029 | X-RAY, COMPUTED TOMOGRAPHIC | SIEMENS MEDICAL SOLUTIONS USA INC | 10742326 | 1704535 | 2019-06-05 | 998304
TX CHILDRENS | BE00103829 | 123234 | X-RAY, ANGIOGRAPHIC | SIEMENS MEDICAL SOLUTIONS USA INC | 10848355 | 1589759 | 2019-05-17 | 998304
TX CHILDRENS | BE00103824 | 123232 | X-RAY, ANGIOGRAPHIC | SIEMENS MEDICAL SOLUTIONS USA INC | 10848355 | 1589759 | 2019-05-17 | 998304
TX CHILDRENS | BE00115483 | 121610 | X-RAY, ANGIOGRAPHIC | SIEMENS MEDICAL SOLUTIONS USA INC | 10848282 | 1582123 | 2021-08-25 | 0
TX CHILDRENS | BE00103594 | 400-542027 | X-RAY, ANGIOGRAPHIC | SIEMENS MEDICAL SOLUTIONS USA INC | 10848282 | 1554122 | 2019-05-17 | 594104
TX CHILDRENS | BE00127427 | 105869 | X-RAY, COMPUTED TOMOGRAPHIC | SIEMENS MEDICAL SOLUTIONS USA INC | SOMATOM DRIVE | 1529793 | 2024-03-21 | 0
TX CHILDRENS | BE00115481 | 109827 | X-RAY, ANGIOGRAPHIC | SIEMENS MEDICAL SOLUTIONS USA INC | 10848281 | 1490651 | 2021-08-25 | 3008344
TX CHILDRENS | BE00115478 | 109793 | X-RAY, ANGIOGRAPHIC | SIEMENS MEDICAL SOLUTIONS USA INC | 10848281 | 1490651 | 2021-08-25 | 0
TX CHILDRENS | BE00115508 | 1AA2132153 | X-RAY, COMPUTED TOMOGRAPHIC | CANON MEDICAL SYSTEMS USA INC | CXXG-018A | 1485551 | 2021-08-13 | 837250
TX CHILDRENS | BE00115480 | 155384 | X-RAY, COMPUTED TOMOGRAPHIC | SIEMENS MEDICAL SOLUTIONS USA INC | 10590000 | 1329262 | 2021-08-25 | 2766144
TX CHILDRENS | KN225855 | 0215 | MAGNETIC CATHETER DRIVE SYSTEM | STEREOTAXIS INC | NIOBE | 1200000 | 2010-02-16 | 580000
TX CHILDRENS | BE00101443 | 61B1872006 | X-RAY, COMPUTED TOMOGRAPHIC | CANON MEDICAL SYSTEMS USA INC | AQUILION ONE | 1132875 | 2019-10-18 | 620592.5
TX CHILDRENS | BE00066276 | B2A1612293 | X-RAY, ANGIOGRAPHIC | CANON MEDICAL SYSTEMS USA INC | DFP-8000B | 999805 | 2017-02-25 | 620592.5
TX CHILDRENS | BE00100279 | 99C16Y3665 | X-RAY, ANGIOGRAPHIC | CANON MEDICAL SYSTEMS USA INC | XIDF-PON801 | 999805 | 2018-04-03 | 321406
TX CHILDRENS | BE00128462 | LH00581 | GENOME SEQUENCER | ILLUMINA INC | NOVASEQ X | 935750 | 2025-05-13 | 0
TX CHILDRENS | BE00035317 | 357720 | MICROSCOPE | LEICA MICROSYSTEMS INC | DMI6000 CS | 921063.23 | 2013-07-09 | 0
TX CHILDRENS | BE00063737 | FSN10311 | SPECTROPHOTOMETER, MASS | THERMO FISHER SCIENTIFIC ASHEVILLE LLC | ORBITRAP FUSION | 900000 | 2016-02-15 | 34392.85
TX CHILDRENS | BE00103564 | 900038 | X-RAY, COMPUTED TOMOGRAPHIC | Philips North America LLC | VEREOS PET/CT | 888130 | 2019-04-29 | 197666.8
TX CHILDRENS | BE00122694 | 8.2307.1135 | X-RAY, STATIONARY | EOS IMAGING | EOSEDGE | 780000 | 2025-08-21 | 0
TX CHILDRENS | BE00124440 | 870C64394 | GAMMA CAMERA | GE Precision Healthcare LLC | DISCOVERY NM/CT 870 DR | 760138.79 | 2024-12-14 | 203619.77
TX CHILDRENS | BE00124417 | 23994 | X-RAY, MOBILE | ZIEHM IMAGING GMBH | ZIEHM VISION RFD-3D | 753532.31 | 2025-07-02 | 40095
TX CHILDRENS | BE00123240 | N31150883 | IMAGE GUIDED SURGICAL COMPUTER | MEDTRONIC USA INC | STEALTHSTATION S8 | 740847 | 2025-01-15 | 0
TX CHILDRENS | BE00103595 | 400-541999 | X-RAY, ANGIOGRAPHIC | SIEMENS MEDICAL SOLUTIONS USA INC | 10094139 | 727506 | 2019-05-17 | 594104
TX CHILDRENS | BE00103827 | 149420 | X-RAY, ANGIOGRAPHIC | SIEMENS MEDICAL SOLUTIONS USA INC | 10094139 | 727506 | 2019-05-17 | 998304
TX CHILDRENS | BE00123474 | BS22001 | SURGICAL ROBOT | MEDTECH SURGICAL INC | ROSA | 722600 | 2025-01-16 | 259500
TX CHILDRENS | BE00124436 | C3518 | X-RAY, MOBILE | MEDTRONIC USA INC | O-ARM | 711016.5 | 2025-03-07 | 0
TX CHILDRENS | BE00102756 | DDRW34015 | GAMMA CAMERA | GE Precision Healthcare LLC | H3100AK | 694653.76 | 2018-12-11 | 0
TX CHILDRENS | BE00141575 | 1329 | SAMPLING WORKSTATION | HAMILTON COMPANY | VANTAGE 2.0 | 693412 | 2025-08-06 | 0
TX CHILDRENS | BE00115851 | 8.2107.1039 | X-RAY, STATIONARY | EOS IMAGING | EOSEDGE | 690000 | 2023-06-02 | 249750
TX CHILDRENS | BE00126670 | 10364689 | SURGICAL ROBOT - VISION SYSTEM | INTUITIVE SURGICAL INC | IS4000 VISION CART | 690000 | 2024-10-31 | 248750
TX CHILDRENS | BE00100280 | FLB16Y2134 | X-RAY, COMPUTED TOMOGRAPHIC | CANON MEDICAL SYSTEMS USA INC | TSX-303A/FL | 667879 | 2018-04-03 | 321406
TX CHILDRENS | BE00034079 | 2384 | X-RAY, STATIONARY | SIEMENS MEDICAL SOLUTIONS USA INC | 10093399X2217 | 623000 | 2012-07-20 | 0
TX CHILDRENS | BE00113028 | 750848 | SURGICAL ROBOT - VISION SYSTEM | INTUITIVE SURGICAL INC | IS4000 VISION CART | 611220 | 2020-12-15 | 198666.67
TX CHILDRENS | BE00113026 | 771907 | SURGICAL ROBOT | INTUITIVE SURGICAL INC | IS4000 PATIENT CART | 611220 | 2020-12-15 | 198666.67
TX CHILDRENS | BE00113027 | 767757 | SURGICAL ROBOT - SURGEON CONSOLE | INTUITIVE SURGICAL INC | IS4000 SURGEON CONSOLE | 611220 | 2020-12-15 | 198666.67
TX CHILDRENS | BE00111437 | D18-255 | MASS CYTOMETER | STANDARD BIO TOOLS INC | B | 599000 | 2019-09-27 | 190728
TX CHILDRENS | BE00064003 | 114226 / P65828200013 | FLOW CYTOMETER | BECTON DICKINSON | BD400 | 591528 | 2016-04-14 | 87264
TX CHILDRENS | BE00117888 | 10170087 | SURGICAL ROBOT - VISION SYSTEM | INTUITIVE SURGICAL INC | VS4000 VISION CART | 587500 | 2023-09-07 | 179000
TX CHILDRENS | BE00117890 | 10166719 | SURGICAL ROBOT - SURGEON CONSOLE | INTUITIVE SURGICAL INC | SS4000 SURGEON CONSOLE | 587500 | 2023-09-07 | 179000
TX CHILDRENS | BE00116407 | 10172641 | SURGICAL ROBOT | INTUITIVE SURGICAL INC | PS4000 PATIENT CART | 587500 | 2023-09-07 | 179000
TX CHILDRENS | BE00117889 | 10160915 | SURGICAL ROBOT - SURGEON CONSOLE | INTUITIVE SURGICAL INC | SS4000 SURGEON CONSOLE | 587500 | 2023-09-07 | 179000
TX CHILDRENS | BE00035646 | P65011000060 | FLOW CYTOMETER | BECTON DICKINSON | FACS ARIA | 586193 | 2016-11-05 | 24732
TX CHILDRENS | BE00124490 | 6640124179 | SURGICAL MICROSCOPE & ACCESSOR | CARL ZEISS MEDITEC USA INC | 900 | 581338.55 | 2024-09-04 | 156837.12
TX CHILDRENS | BE00126398 | 3036755 | COMPUTER & PERIPHERALS | BIOSENSE WEBSTER INC | CARTO-3 | 579151 | 2025-01-30 | 429465
TX CHILDRENS | BE00126667 | 10373675 | SURGICAL ROBOT | INTUITIVE SURGICAL INC | IS4000 PATIENT CART | 561666.67 | 2024-10-31 | 248750
TX CHILDRENS | BE00126668 | 10346287 | SURGICAL ROBOT - SURGEON CONSOLE | INTUITIVE SURGICAL INC | IS4000 SURGEON CONSOLE | 561666.67 | 2024-10-31 | 248750
TX CHILDRENS | BE00126669 | 10392457 | SURGICAL ROBOT - SURGEON CONSOLE | INTUITIVE SURGICAL INC | IS4000 SURGEON CONSOLE | 561666.67 | 2024-10-31 | 248750
TX CHILDRENS | BE00103837 | BS18952 | SURGICAL ROBOT | MEDTECH SURGICAL INC | ROSA | 560000 | 2019-08-23 | 260000
TX CHILDRENS | BE00128751 | JA2418N7009 | SAMPLING WORKSTATION | REVVITY HEALTH SCIENCES INC | JANUS G3 | 548070.38 | 2025-09-10 | 17385.5
TX CHILDRENS | BE00109120 | 61851 | X-RAY, STATIONARY | SIEMENS MEDICAL SOLUTIONS USA INC | 10762472 | 532971 | 2020-03-13 | 594104
TX CHILDRENS | BE00101439 | 61826 | X-RAY, STATIONARY | SIEMENS MEDICAL SOLUTIONS USA INC | 10762472 | 532000 | 2017-12-06 | 931362
TX CHILDRENS | BE00127537 | FF225872307 | SPECTROPHOTOMETER, MASS | AB SCIEX LLC | SCIEX 7500 | 500775.32 | 2024-09-20 | 41071.74
TX CHILDRENS | BE00108594 | 6640101704 | SURGICAL MICROSCOPE & ACCESSOR | CARL ZEISS MEDITEC USA INC | 900 | 497328.87 | 2019-01-10 | 0
TX CHILDRENS | BE00113025 | R66096400120 | FLOW CYTOMETER | BECTON DICKINSON | FACSYMPHONY A5 | 496153.02 | 2020-12-15 | 163987.2
TX CHILDRENS | BE00060563 | 2404000135 | MICROSCOPE | CARL ZEISS MEDITEC USA INC | AXIO | 495147.41 | 2014-11-11 | 0
TX CHILDRENS | BE00060565 | 2404000138 | MICROSCOPE | CARL ZEISS MEDITEC USA INC | AXIO | 495147.41 | 2014-11-11 | 0
TX CHILDRENS | BE00036885 | 8100000555 | MICROSCOPE | LEICA MICROSYSTEMS INC | TCS SP8 | 490216.8 | 2014-11-11 | 0
TX CHILDRENS | BE00113731 | 541408 | MICROSCOPE | NIKON INSTRUMENT INC | ECLIPSE Ti2-E | 483600.46 | 2020-08-10 | 0
TX CHILDRENS | BE00118639 | 10001096 | X-RAY, STATIONARY | Philips North America LLC | PROXI DIAGNOST N90 | 477282.35 | 2024-02-22 | 208975
TX CHILDRENS | BE00102738 | C1502 | X-RAY, MOBILE | MEDTRONIC USA INC | B1-700-00273 | 473000 | 2019-02-14 | 219948.75
TX CHILDRENS | BE00118640 | 10001077 | X-RAY, STATIONARY | Philips North America LLC | PROXI DIAGNOST N90 | 472974.3 | 2024-05-14 | 208975
TX CHILDRENS | BE00113280 | 6640122557 | SURGICAL MICROSCOPE & ACCESSOR | CARL ZEISS MEDITEC USA INC | 900 | 470000 | 2021-04-27 | 0
TX CHILDRENS | BE00115300 | 22479 | X-RAY, MOBILE | ZIEHM IMAGING GMBH | ZIEHM VISION RFD | 464140 | 2021-07-26 | 0
TX CHILDRENS | BE00102497 | 22478 | X-RAY, MOBILE | ZIEHM IMAGING GMBH | ZIEHM VISION RFD | 464140 | 2021-08-19 | 0
TX CHILDRENS | BE00115301 | 22481 | X-RAY, MOBILE | ZIEHM IMAGING GMBH | ZIEHM VISION RFD | 464140 | 2021-07-26 | 0
TX CHILDRENS | BE00104138 | 2018095008 | X-RAY, COMPUTED TOMOGRAPHIC | SAMSUNG | NL5000 | 464022.5 | 2019-10-03 | 183213
TX CHILDRENS | BE00110483 | 800673 | ULTRASOUND, COLOR FLOW | ACUSON ( use Siemens) | SEQUOIA | 460000 | 2019-06-10 | 0
TX CHILDRENS | BE00065518 | 3.1505.325 | X-RAY, STATIONARY | EOS IMAGING | EOS 3.3 | 460000 | 2016-10-01 | 197666.8
TX CHILDRENS | BE00121002 | 3372023001 | IMAGE GUIDED SURGICAL COMPUTER | BRAINLAB INC | CURVE | 457663.76 | 2024-09-07 | 0
TX CHILDRENS | BE00085339 | AU29061204H | SPECTROPHOTOMETER, MASS | AB SCIEX LLC | QTRAP 5500 | 450000 | 2016-02-03 | 0
TX CHILDRENS | BE00062535 | AU212191403 | SPECTROPHOTOMETER, MASS | AB SCIEX LLC | QTRAP 5500 | 450000 | 2016-02-03 | 41071.74
TX CHILDRENS | BE00124425 | 23004023 | X-RAY, STATIONARY | Philips North America LLC | PROXI DIAGNOST N90 | 442923.24 | 2024-12-14 | 0
TX CHILDRENS | BE00063725 | BL23871403 | SPECTROPHOTOMETER, MASS | AB SCIEX LLC | QTRAP 6500 | 441000 | 2016-02-15 | 41071.74
TX CHILDRENS | BE00124426 | 23004024 | X-RAY, STATIONARY | Philips North America LLC | PROXI DIAGNOST N90 | 438110.43 | 2024-12-14 | 0
TX CHILDRENS | BE00115660 | 10000050 | X-RAY, STATIONARY | Philips North America LLC | PROXI DIAGNOST N90 | 435662.97 | 2021-08-13 | 0
TX CHILDRENS | BE00115659 | 10000051 | X-RAY, STATIONARY | Philips North America LLC | PROXI DIAGNOST N90 | 434580.25 | 2021-08-13 | 0
TX CHILDRENS | BE00034440 | B14070847 | X-RAY, MOBILE | MEDTRONIC USA INC | B1-900-00028-120 | 423000 | 2016-04-30 | 219948.75
TX CHILDRENS | BE00082880 | (21)5307 | X-RAY, STATIONARY | SIEMENS MEDICAL SOLUTIONS USA INC | YSIO-(240)10096950 | 414240 | 2018-07-30 | 1367151.07
TX CHILDRENS | BE00112001 | (21)3102 | X-RAY, STATIONARY | SIEMENS MEDICAL SOLUTIONS USA INC | YSIO-(240)11105102 | 414240 | 2019-10-02 | 219368
TX CHILDRENS | BE00116555 | L60546 | TREADMILL AND ACCESSORIES | HOCOMA INC | LOKOMAT PRO | 414000 | 2023-01-08 | 327060
TX CHILDRENS | BE00035651 | 799-0330 / 12X311 | ANALYZER | EMD MILLIPORE CORPORATION | IMAGE STREAM X | 412000 | 2013-12-06 | 39756.6
TX CHILDRENS | BE00118857 | EM1848008700870 | MICROSCOPE | JEOL USA INC | JEM-1400 | 411340.02 | 2024-02-12 | 112649.97
TX CHILDRENS | KN228451 | 12TN1228/D1128 | MICROSCOPE | FEI COMPANY | TECHNAI 12 | 408923 | 2009-06-05 | 197190
TX CHILDRENS | BE00119361 | 3869010094 | MICROSCOPE | CARL ZEISS MEDITEC USA INC | AXIO OBSERVER 7 | 401534.32 | 2027-02-28 | 0
TX CHILDRENS | BE00035667 | 6637101655 | SURGICAL MICROSCOPE & ACCESSOR | CARL ZEISS MEDITEC USA INC | PENTERO 900 | 399937.22 | 2014-01-06 | 0
TX CHILDRENS | BE00128652 | 651692 | MICROSCOPE | LEICA MICROSYSTEMS INC | DMi8 | 396070 | 2025-08-25 | 0
TX CHILDRENS | BE00035652 | H64780000022 | FLOW CYTOMETER | BECTON DICKINSON | LSR FORTESSA | 392568 | 2015-07-05 | 24732
TX CHILDRENS | BE00062551 | 14000071 | X-RAY, STATIONARY | Philips North America LLC | EASY DIAGNOSTIC ELEVA | 391002.09 | 2015-11-02 | 197666.8
TX CHILDRENS | BE00117845 | 34639 | COMPUTER & PERIPHERALS | BIOSENSE WEBSTER INC | CARTO-3 / VERSION 7.2 | 387100 | 2023-08-17 | 231650.68
TX CHILDRENS | BE00121388 | 10302 | IMAGE GUIDED SURGICAL COMPUTER | STRYKER SPINE | 8900-100-00 | 385938.21 | 2025-08-19 | 185087.16
TX CHILDRENS | BE00126374 | CHJ2202101IE | ASPIRATOR | INTEGRA LIFESCIENCES CORP | CUSA CLARITY | 375449.84 | 2027-12-20 | 0
TX CHILDRENS | BE00086672 | PCM7-008 | MAGNETIC RESONANCE IMAGER | ASPECT IMAGING LTD | M7 | 371250 | 2018-03-28 | 0
TX CHILDRENS | BE00011579 | 5102884-010-01 | STERILIZER, STEAM | GETINGE USA SALES LLC | GE122222 | 367203.5 | 2012-01-30 | 106139.19
TX CHILDRENS | BE00011578 | 5102884-020-01 | STERILIZER, STEAM | GETINGE USA SALES LLC | GE122222 | 367203.5 | 2012-01-30 | 106139.19
TX CHILDRENS | BE00111732 | 04FCCZ | ULTRASOUND, COLOR FLOW | FUJIFILM VISUALSONICS CORP | VEVO 3100 | 363950.01 | 2019-08-29 | 0
TX CHILDRENS | BE00011563 | 011140 | WASHER, TUNNEL CAGE | TECNIPLAST USA INC | 9LATUN | 351506.78 | 2014-11-11 | 163966
TX CHILDRENS | BE00061530 | 14000164 | X-RAY, STATIONARY | Philips North America LLC | DIGITAL DIAGNOST | 347228.7 | 2015-07-27 | 197666.8
TX CHILDRENS | BE00124511 | 7072123001 | IMAGE GUIDED SURGICAL COMPUTER | BRAINLAB INC | CURVE | 343987.22 | 2025-03-01 | 273688.75
TX CHILDRENS | BE00063757 | 14000105 | X-RAY, STATIONARY | Philips North America LLC | DIGITAL DIAGNOST | 336660.2 | 2016-03-03 | 197666.8
TX CHILDRENS | BE00062550 | 14000069 | X-RAY, STATIONARY | Philips North America LLC | EASY DIAGNOSTIC ELEVA | 335027.12 | 2015-11-02 | 197666.8
TX CHILDRENS | BE00062549 | 14000065 | X-RAY, STATIONARY | Philips North America LLC | EASY DIAGNOSTIC ELEVA | 335027.12 | 2015-11-02 | 0
TX CHILDRENS | BE00111882 | 581157 | WASHER, BOTTLE | TECNIPLAST USA INC | 9PW | 333124.29 | 2021-08-09 | 0
TX CHILDRENS | BE00126414 | 49PK00202 | CV BYPASS HEART-LUNG MACHINE | LIVANOVA USA INC | 49-00-10 | 332759.92 | 2025-01-30 | 0
TX CHILDRENS | BE00126442 | 49PK00201 | CV BYPASS HEART-LUNG MACHINE | LIVANOVA USA INC | 49-00-10 | 332759.92 | 2025-01-30 | 0
TX CHILDRENS | BE00126426 | 49PK00203 | CV BYPASS HEART-LUNG MACHINE | LIVANOVA USA INC | 49-00-10 | 332759.92 | 2025-01-30 | 0
TX CHILDRENS | BE00101440 | 25628 | X-RAY, STATIONARY | SIEMENS MEDICAL SOLUTIONS USA INC | 10762470 | 330000 | 2017-12-06 | 931362
TX CHILDRENS | BE00058914 | 325162 | SURGICAL ROBOT | INTUITIVE SURGICAL INC | PS3000 | 327135 | 2014-07-30 | 0
TX CHILDRENS | BE00061531 | 14000165 | X-RAY, STATIONARY | Philips North America LLC | DIGITAL DIAGNOST | 319921 | 2015-08-13 | 197666.8
TX CHILDRENS | BE00061532 | 14000200 | X-RAY, STATIONARY | Philips North America LLC | DIGITAL DIAGNOST | 319921 | 2015-09-28 | 197666.8
TX CHILDRENS | BE00126671 | G3213086 | ULTRASOUND, COLOR FLOW | FUJIFILM HEALTHCARE AMERICAS CORPORATION | ARIETTA 750 | 319098.5 | 2024-01-25 | 0
TX CHILDRENS | BE00117520 | 6634540545 | SURGICAL MICROSCOPE & ASSECOR | CARL ZEISS MEDITEC USA INC | OPMI LUMERA 700 | 317491.18 | 2023-06-29 | 0
TX CHILDRENS | BE00109475 | 25690 | X-RAY, STATIONARY | SIEMENS MEDICAL SOLUTIONS USA INC | 10762470 | 314482 | 2019-05-17 | 998304
TX CHILDRENS | BE00059693 | 502-23588 | X-RAY, STATIONARY | Shimadzu Precision Instruments Inc | RADSPEED | 304511 | 2014-07-31 | 0
TX CHILDRENS | BE00064338 | 50884 | SPECTROPHOTOMETER, MASS | BIOMERIEUX INC | VITEK MS | 304472 | 2015-12-18 | 69468.75
TX CHILDRENS | BE00124391 | US723B0631 | ULTRASOUND, COLOR FLOW | Philips North America LLC | EPIQ CVx | 303258.2 | 2025-02-28 | 0
TX CHILDRENS | BE00034932 | 6021 | IRRADIATOR | BEST THERATRONICS LTD | RAYCELL MK2 | 301675 | 2013-06-09 | 33327
TX CHILDRENS | BE00087501 | (21)1312 | X-RAY, STATIONARY | SIEMENS MEDICAL SOLUTIONS USA INC | (240)11105102 | 300000 | 2017-03-20 | 219368
TX CHILDRENS | BE00087502 | (21)1318 | X-RAY, STATIONARY | SIEMENS MEDICAL SOLUTIONS USA INC | (240)11105102 | 300000 | 2017-03-20 | 998304
TX CHILDRENS | BE00085393 | 3050 | FLOW CYTOMETER | INTELLICYT CORPORATION | iQUE SCREENER PLUS | 299000 | 2017-10-02 | 113643
TX CHILDRENS | BE00126685 | P048023H0901 | SCANNER, SLIDE | EPREDIA | PANNORAMIC 480 | 298170 | 2024-11-06 | 81000
TX CHILDRENS | BE00113636 | LW19002004 | LASER ABLATION SYSTEM | MEDTRONIC NEURO | M04430B09 | 295000 | 2021-06-16 | 0
TX CHILDRENS | BE00058597 | 1236332106 | X-RAY, STATIONARY | Shimadzu Precision Instruments Inc | GSC-2002L | 294962 | 2014-02-15 | 0
TX CHILDRENS | BE00100728 | WFA2001 | MICROSCOPE | THORLABS | BERGAMO II | 294185.1 | 2017-08-31 | 0
TX CHILDRENS | BE00034129 | 118L-4343-277 | X-RAY, STATIONARY | KUB TECHNOLOGIES (KUBTEC) | 80L | 293000 | 2013-10-11 | 0
TX CHILDRENS | BE00058538 | 11000096 | GAMMA CAMERA | Philips North America LLC | 8824-78 BrightView | 292000 | 2014-06-13 | 197666.8
TX CHILDRENS | BE00011565 | 901339 | WASHER, RACK | TECNIPLAST USA INC | 9LAV9 | 290406 | 2014-11-11 | 163966
TX CHILDRENS | BE00086576 | 2589 | WASHER, TUNNEL CAGE | LYNX PRODUCT GROUP LLC | 536LXI | 286885 | 2017-12-14 | 0
TX CHILDRENS | BE00100276 | 30011793 | X-RAY, STATIONARY | CANON MEDICAL SYSTEMS USA INC | RADREX-I | 284780 | 2018-04-03 | 321406
TX CHILDRENS | BE00088851 | 30027509 | X-RAY, STATIONARY | CANON MEDICAL SYSTEMS USA INC | RADREX-I | 284780 | 2017-10-03 | 321406
TX CHILDRENS | BE00088850 | 30027506 | X-RAY, STATIONARY | CANON MEDICAL SYSTEMS USA INC | RADREX-I | 284780 | 2017-10-03 | 321406
TX CHILDRENS | BE00058537 | 11000097 | GAMMA CAMERA | Philips North America LLC | 8824-78 BrightView | 283000 | 2014-06-13 | 197666.8
TX CHILDRENS | BE00115117 | 2001-10392-180 | IRRADIATOR | PRECISION X-RAY INC | X-RAD 320 | 281845.6 | 2022-04-18 | 107765
TX CHILDRENS | BE00011564 | 0902344 | DUMP STATION | TECNIPLAST USA INC | 9DS36M | 281575.8 | 2014-11-11 | 0
TX CHILDRENS | BE00108621 | US918B1244 | ULTRASOUND, COLOR FLOW | Philips North America LLC | EPIQ7 | 279775 | 2020-01-06 | 0
TX CHILDRENS | BE00060025 | 551115 | WASHER, BOTTLE | TECNIPLAST USA INC | 9AWE | 276451.66 | 2014-11-11 | 163966
TX CHILDRENS | BE00065475 | 14511430T2 | BRAIN THERAPY SYSTEM | NEXSTIM INC | NEXSTIM TMS II | 275000 | 2016-08-02 | 0
TX CHILDRENS | BE00115605 | 12000089 | ANALYZER | NEUMODX MOLECULAR INC | 288 | 275000 | 2022-08-15 | 0
TX CHILDRENS | BE00115606 | 12000080 | ANALYZER | NEUMODX MOLECULAR INC | 288 | 275000 | 2022-08-15 | 0
TX CHILDRENS | BE00116908 | B8758521H017 | SAMPLING WORKSTATION | BECKMAN COULTER INC - SERVICE AGREEMENT | BIOMEK i7 | 274352.77 | 2023-03-07 | 74806.5
TX CHILDRENS | BE00082643 | E0651512 | GAMMA CAMERA | DIGIRAD CORPORATION | ERGO | 272000 | 2017-11-01 | 0
TX CHILDRENS | BE00059907 | 410001B32007 | X-RAY, MOBILE | Shimadzu Precision Instruments Inc | MOBILEDART EVOLUTION | 272000 | 2014-08-22 | 0
TX CHILDRENS | BE00111409 | K1072728 | ULTRASOUND, COLOR FLOW | GE Precision Healthcare LLC | VOLUSON E10 | 270000 | 2019-09-06 | 0
TX CHILDRENS | BE00111408 | K1072736 | ULTRASOUND, COLOR FLOW | GE Precision Healthcare LLC | VOLUSON E10 | 270000 | 2019-09-06 | 0
TX CHILDRENS | BE00111407 | K1072722 | ULTRASOUND, COLOR FLOW | GE Precision Healthcare LLC | VOLUSON E10 | 270000 | 2019-09-06 | 0
TX CHILDRENS | BE00111403 | K1072703 | ULTRASOUND, COLOR FLOW | GE Precision Healthcare LLC | VOLUSON E10 | 270000 | 2019-09-06 | 0
TX CHILDRENS | BE00111404 | K1072721 | ULTRASOUND, COLOR FLOW | GE Precision Healthcare LLC | VOLUSON E10 | 270000 | 2019-09-06 | 0
TX CHILDRENS | BE00111406 | K1072726 | ULTRASOUND, COLOR FLOW | GE Precision Healthcare LLC | VOLUSON E10 | 270000 | 2019-09-06 | 0
TX CHILDRENS | BE00111405 | K1072705 | ULTRASOUND, COLOR FLOW | GE Precision Healthcare LLC | VOLUSON E10 | 270000 | 2019-09-06 | 0
TX CHILDRENS | BE00111410 | K1072725 | ULTRASOUND, COLOR FLOW | GE Precision Healthcare LLC | VOLUSON E10 | 270000 | 2019-09-06 | 0
TX CHILDRENS | BE00111401 | K1072731 | ULTRASOUND, COLOR FLOW | GE Precision Healthcare LLC | VOLUSON E10 | 270000 | 2019-09-06 | 0
TX CHILDRENS | BE00111402 | K1072701 | ULTRASOUND, COLOR FLOW | GE Precision Healthcare LLC | VOLUSON E10 | 270000 | 2019-09-06 | 0
TX CHILDRENS | BE00122091 | 6705 | IRRADIATOR | RAD SOURCE TECHNOLOGIES INC | RS 3400 | 269641 | 2025-03-20 | 40000
TX CHILDRENS | BE00110156 | 2090002339 | ANALYZER | HOLOGIC INC | PANTHER FUSION | 269200 | 2019-12-16 | 116740.24
TX CHILDRENS | BE00126343 | ENH2-20231010-02 | SURGICAL CAMERA & ACCESSORIES | KARL STORZ ENDOSCOPY-AMERICA INC | NEO IP | 265762.74 | 2024-12-10 | 0
TX CHILDRENS | BE00126347 | ENH2-20230901-05 | SURGICAL CAMERA & ACCESSORIES | KARL STORZ ENDOSCOPY-AMERICA INC | NEO IP | 265762.74 | 2024-12-10 | 0
TX CHILDRENS | BE00126342 | ENH2-20230906-03 | SURGICAL CAMERA & ACCESSORIES | KARL STORZ ENDOSCOPY-AMERICA INC | NEO IP | 265762.74 | 2024-12-10 | 0
TX CHILDRENS | BE00126340 | ENH2-20230804-08 | SURGICAL CAMERA & ACCESSORIES | KARL STORZ ENDOSCOPY-AMERICA INC | NEO IP | 265762.74 | 2024-12-10 | 0
TX CHILDRENS | BE00126346 | ENH2-20230901-01 | SURGICAL CAMERA & ACCESSORIES | KARL STORZ ENDOSCOPY-AMERICA INC | NEO IP | 265762.74 | 2024-12-10 | 0
TX CHILDRENS | BE00126344 | ENH2-20230906-05 | SURGICAL CAMERA & ACCESSORIES | KARL STORZ ENDOSCOPY-AMERICA INC | NEO IP | 265762.74 | 2024-12-10 | 0
TX CHILDRENS | BE00126341 | ENH2-20230906-04 | SURGICAL CAMERA & ACCESSORIES | KARL STORZ ENDOSCOPY-AMERICA INC | NEO IP | 265762.74 | 2024-12-10 | 0
TX CHILDRENS | BE00120440 | 2309510119 | SURGICAL INSTRUMENT MOTOR ACCE | STRYKER CORP | 5500-050-000 | 263903.06 | 2024-06-11 | 0
TX CHILDRENS | BE00114536 | USD20B1542 | ULTRASOUND, COLOR FLOW | Philips North America LLC | EPIQ 7 | 263654 | 2021-12-28 | 0
TX CHILDRENS | BE00130273 | Z663518000504 | FLOW CYTOMETER | BECTON DICKINSON | FACSLYRIC | 262089.75 | 2026-03-23 | 0
TX CHILDRENS | BE00130274 | Z663518000505 | FLOW CYTOMETER | BECTON DICKINSON | FACSLYRIC | 262089.75 | 2026-03-23 | 0
TX CHILDRENS | BE00060027 | 301188 | BEDDING DISPENSER | TECNIPLAST USA INC | 9BTS | 259128.49 | 2014-11-11 | 163966
TX CHILDRENS | BE00129135 | 6748 | IRRADIATOR | RAD SOURCE TECHNOLOGIES INC | RS 3400 | 255710 | 2025-12-04 | 0
TX CHILDRENS | BE00113942 | US820B0966 | ULTRASOUND, COLOR FLOW | Philips North America LLC | EPIQ CVx | 254168.86 | 2021-09-29 | 0
TX CHILDRENS | BE00115299 | 16528 | IMAGE GUIDED SURGICAL COMPUTER | STRYKER CORP | 7700-550-000 | 253941.96 | 2021-07-26 | 0
TX CHILDRENS | BE00102496 | 16508 | IMAGE GUIDED SURGICAL COMPUTER | STRYKER CORP | 7700-550-000 | 253941.96 | 2021-08-19 | 0
TX CHILDRENS | BE00115298 | 51825 | IMAGE GUIDED SURGICAL COMPUTER | STRYKER CORP | 7700-550-000 | 253941.96 | 2021-07-26 | 0
TX CHILDRENS | BE00115297 | 16510 | IMAGE GUIDED SURGICAL COMPUTER | STRYKER CORP | 7700-550-000 | 253941.96 | 2021-07-26 | 0
TX CHILDRENS | BE00125824 | 2305910139 | SURGICAL INSTRUMENT MOTOR ACCE | STRYKER CORP | 5500-050-000 | 253258.99 | 2024-11-05 | 0
TX CHILDRENS | BE00065512 | 3M5249D4B001 | X-RAY, STATIONARY | Shimadzu Precision Instruments Inc | RADSPEED | 250725 | 2016-09-28 | 0
TX CHILDRENS | BE00061884 | 3M5249D47005 | X-RAY, STATIONARY | Shimadzu Precision Instruments Inc | RADSPEED | 250725 | 2016-07-15 | 0
TX CHILDRENS | BE00088002 | WAA071058 | WASHER, DISINFECTOR | GETINGE USA SALES LLC | 9125 | 250658 | 2018-02-01 | 0
TX CHILDRENS | BE00109156 | 6111 | IRRADIATOR | RAD SOURCE TECHNOLOGIES INC | RS 3400 | 250555 | 2019-06-13 | 25175
TX CHILDRENS | BE00122108 | 76001699 | AUTOMATED CHEMISTRY ANALYZER | ORTHO - CLINICAL DIAGNOSTICS | VITROS XT 7600 | 250299 | 2025-06-09 | 108450
TX CHILDRENS | BE00122109 | 76001709 | AUTOMATED CHEMISTRY ANALYZER | ORTHO - CLINICAL DIAGNOSTICS | VITROS XT 7600 | 250299 | 2025-06-09 | 108450
TX CHILDRENS | BE00058915 | 325941 | SURGICAL ROBOT - SURGEON CONSOLE | INTUITIVE SURGICAL INC | SS3000 | 250000 | 2014-07-30 | 0
TX CHILDRENS | BE00058916 | 329497 | SURGICAL ROBOT - SURGEON CONSOLE | INTUITIVE SURGICAL INC | SS3000 | 250000 | 2014-07-30 | 0
TX CHILDRENS | BE00108622 | US918B1245 | ULTRASOUND, COLOR FLOW | Philips North America LLC | EPIQ7 | 248555 | 2020-01-06 | 0
TX CHILDRENS | BE00118185 | NDX551088 | GENOME SEQUENCER | ILLUMINA INC | 550DX | 247029.3 | 2023-10-12 | 64236.51
TX CHILDRENS | BE00033504 | 5122 | IRRADIATOR | BEST THERATRONICS LTD | RAYCELL CE | 246531 | 2014-01-20 | 36740
TX CHILDRENS | BE00101541 | 6062 | IRRADIATOR | RAD SOURCE TECHNOLOGIES INC | RS 3400 | 245000 | 2018-06-04 | 20000
TX CHILDRENS | BE00111881 | 931254 | WASHER, RACK | TECNIPLAST USA INC | 9ATLEVO | 244909.16 | 2021-08-09 | 163966
TX CHILDRENS | BE00128180 | Z663518000592 | FLOW CYTOMETER | BECTON DICKINSON | BD FACSLYRIC | 244799.25 | 2025-10-06 | 50004
TX CHILDRENS | BE00126570 | 2403B00219 | X-RAY, STATIONARY | Shimadzu Precision Instruments Inc | RADSPEED PRO | 244000 | 2025-04-02 | 0
TX CHILDRENS | BE00126571 | 2403B00218 | X-RAY, STATIONARY | Shimadzu Precision Instruments Inc | RADSPEED PRO | 244000 | 2025-04-02 | 0
TX CHILDRENS | FA42906 | 8S-0717-C | X-RAY, MOBILE | OEC MEDICAL SYSTEMS | 9800 | 242548 | 2004-03-31 | 0
TX CHILDRENS | BE00128713 | ES01029 | SPECTROPHOTOMETER, MASS | BIOMERIEUX INC | VITEK MS | 242460.03 | 2025-09-18 | 0
TX CHILDRENS | BE00127391 | 10261 | IMAGE GUIDED SURGICAL COMPUTER | STRYKER SPINE | 8900-100-00 | 240850 | 2025-01-18 | 0
TX CHILDRENS | BE00121385 | 10228 | IMAGE GUIDED SURGICAL COMPUTER | STRYKER SPINE | 8900-100-00 | 240850 | 2025-01-18 | 0
TX CHILDRENS | BE00103491 | FBXXXE00148 | X-RAY, MOBILE | OEC MEDICAL SYSTEMS | OEC ELITE | 238738 | 2019-05-16 | 0
TX CHILDRENS | BE00103492 | FBXXXE00152 | X-RAY, MOBILE | OEC MEDICAL SYSTEMS | OEC ELITE | 238738 | 2019-05-16 | 0
TX CHILDRENS | BE00124393 | US723B0823 | ULTRASOUND, COLOR FLOW | Philips North America LLC | EPIQ CVx | 236282 | 2025-02-28 | 0
TX CHILDRENS | BE00124390 | US723B0824 | ULTRASOUND, COLOR FLOW | Philips North America LLC | EPIQ CVx | 236203.35 | 2025-02-28 | 0
TX CHILDRENS | BE00062417 | 3M5249D3B001 | X-RAY, STATIONARY | Shimadzu Precision Instruments Inc | RADSPEED | 236150 | 2015-09-18 | 0
TX CHILDRENS | BE00066030 | HFG15040031E | ASPIRATOR | INTEGRA LIFESCIENCES CORP | CUSA EXCEL 2 | 235023 | 2018-11-30 | 0
TX CHILDRENS | BE00125407 | G3220383 | ULTRASOUND, COLOR FLOW | FUJIFILM HEALTHCARE AMERICAS CORPORATION | ARIETTA 750 | 233631 | 2025-03-05 | 0
TX CHILDRENS | BE00124432 | FBXXTE02464 | X-RAY, MOBILE | OEC MEDICAL SYSTEMS | OEC ELITE | 232456 | 2024-12-20 | 0
TX CHILDRENS | BE00124434 | FBXXTE02462 | X-RAY, MOBILE | OEC MEDICAL SYSTEMS | OEC ELITE | 232456 | 2024-12-20 | 0
TX CHILDRENS | KN214143 | 5101190-010-01 | STERILIZER, STEAM | CASTLE DIV. SYBRON CORP | GE152222 ARB-2 | 231000 | 2003-02-15 | 55575.39
TX CHILDRENS | KN228236 | 5102758-010-01 | STERILIZER, STEAM | CASTLE DIV. SYBRON CORP | GE152222 | 231000 | 2010-06-24 | 55575.39
TX CHILDRENS | BE00130139 | 1400-502491 | TRANSFER UNIT | ABB INC. | IRB 4000 | 230000 | 2024-02-13 | 0
TX CHILDRENS | BE00059197 | B0MJB2 | ULTRASOUND, COLOR FLOW | Philips North America LLC | IE33 | 229352.1 | 2014-06-26 | 0
TX CHILDRENS | BE00065176 | 41E09C152004 | X-RAY, MOBILE | Shimadzu Precision Instruments Inc | MOBILEDART EVOLUTION | 228700 | 2016-08-27 | 0
TX CHILDRENS | BE00063861 | 41E09C149026 | X-RAY, MOBILE | Shimadzu Precision Instruments Inc | MOBILEDART EVOLUTION | 228700 | 2016-03-23 | 0
TX CHILDRENS | BE00126873 | US424B1155 | ULTRASOUND, COLOR FLOW | Philips North America LLC | EPIQ CVx | 228093.72 | 2025-05-01 | 0
TX CHILDRENS | BE00034601 | V33896301378 | FLOW CYTOMETER | BECTON DICKINSON | FACSCANTO 2 | 225740 | 2013-02-23 | 89760
TX CHILDRENS | BE00124392 | US723B0825 | ULTRASOUND, COLOR FLOW | Philips North America LLC | EPIQ CVx | 225375.8 | 2025-02-28 | 0
TX CHILDRENS | BE00062315 | V33896202051 | FLOW CYTOMETER | BECTON DICKINSON | FACSCANTO 2 | 224990 | 2014-11-11 | 89760
TX CHILDRENS | BE00124404 | 511346US9 | ULTRASOUND, COLOR FLOW | GE Precision Healthcare LLC | LOGIQ E10 | 224923.51 | 2025-07-16 | 0
TX CHILDRENS | BE00124405 | 511347US7 | ULTRASOUND, COLOR FLOW | GE Precision Healthcare LLC | LOGIQ E10 | 224923.51 | 2025-07-16 | 0
TX CHILDRENS | BE00124407 | 511349US3 | ULTRASOUND, COLOR FLOW | GE Precision Healthcare LLC | LOGIQ E10 | 224923.51 | 2025-07-16 | 0
TX CHILDRENS | BE00124406 | 511348US5 | ULTRASOUND, COLOR FLOW | GE Precision Healthcare LLC | LOGIQ E10 | 224923.51 | 2025-07-16 | 0
TX CHILDRENS | BE00060976 | ECMOP01 | ECMO TRANSPORT CART | ELLIOTT AVIATION INC | ETS | 223500 | 2015-08-06 | 0
TX CHILDRENS | BE00126932 | LEP440228 | ULTRASOUND, COLOR FLOW | GE Precision Healthcare LLC | LOGIQ E10 | 223373.2 | 2025-09-24 | 0
TX CHILDRENS | BE00119508 | 511185US1 | ULTRASOUND, COLOR FLOW | GE Precision Healthcare LLC | LOGIQ E10 | 222673.2 | 2024-09-13 | 0
TX CHILDRENS | BE00122700 | AU87178 | ULTRASOUND, COLOR FLOW | GE Precision Healthcare LLC | VIVID E95 | 220989 | 2025-12-12 | 0
TX CHILDRENS | BE00059964 | E2-3663 | X-RAY, MOBILE | OEC MEDICAL SYSTEMS | 888169-01 | 219156 | 2014-09-11 | 0
TX CHILDRENS | BE00103691 | FBXXXE00180 | X-RAY, MOBILE | OEC MEDICAL SYSTEMS | OEC ELITE | 217738 | 2019-06-25 | 0
TX CHILDRENS | BE00109764 | VE95003159 | ULTRASOUND, COLOR FLOW | GE Precision Healthcare LLC | VIVID E95 | 217185 | 2020-01-06 | 0
TX CHILDRENS | BE00109895 | VE95003160 | ULTRASOUND, COLOR FLOW | GE Precision Healthcare LLC | VIVID E95 | 217185 | 2020-01-06 | 0
TX CHILDRENS | BE00109894 | VE95060863 | ULTRASOUND, COLOR FLOW | GE Precision Healthcare LLC | VIVID E95 | 217185 | 2020-01-06 | 0
TX CHILDRENS | BE00109896 | VE95061005 | ULTRASOUND, COLOR FLOW | GE Precision Healthcare LLC | VIVID E95 | 217185 | 2020-01-06 | 0
TX CHILDRENS | BE00102740 | N07578936 | IMAGE GUIDED SURGICAL COMPUTER | MEDTRONIC USA INC | STEALTHSTATION S8 | 215615 | 2019-02-14 | 0
TX CHILDRENS | BE00102739 | N07581419 | IMAGE GUIDED SURGICAL COMPUTER | MEDTRONIC USA INC | STEALTHSTATION S8 | 215615 | 2019-02-14 | 0
TX CHILDRENS | KN228515 | V96300519 | FLOW CYTOMETER | BECTON DICKINSON | FACSCANTO 2 | 215506.5 | 2009-08-25 | 50004
TX CHILDRENS | BE00124476 | 180423001 | SURGICAL MICROSCOPE & ACCESSOR | LEICA MICROSYSTEMS INC | M530-OHX | 215306.16 | 2024-07-10 | 0
TX CHILDRENS | KN219615 | DV41049 | MICROSCOPE | OLYMPUS AMERICA INC | IX71 | 214578.5 | 2006-02-06 | 0
TX CHILDRENS | BE00100729 | 1359 | MICROSCOPE ACCESSORIES | NEWPORT CORPORATION | INSIGHT DS+DUAL | 214000 | 2017-07-31 | 0
TX CHILDRENS | BE00120471 | F160892 | ULTRASOUND, COLOR FLOW | GE Precision Healthcare LLC | VOLUSON EXPERT 22 | 211285 | 2024-08-09 | 0
TX CHILDRENS | BE00107847 | CHJ1700301IE | ASPIRATOR | INTEGRA LIFESCIENCES CORP | CUSA CLARITY | 210958.56 | 2019-08-27 | 79872.66
TX CHILDRENS | BE00107848 | CHH1701901IE | ASPIRATOR | INTEGRA LIFESCIENCES CORP | CUSA CLARITY | 210958.56 | 2019-08-27 | 79872.66
TX CHILDRENS | BE00129677 | 620739 | MICROSCOPE | LEICA MICROSYSTEMS INC | MICA | 210686.6 | 2024-03-26 | 0
TX CHILDRENS | BE00124387 | AU86116 | ULTRASOUND, COLOR FLOW | GE Precision Healthcare LLC | VIVID E95 | 210345 | 2025-01-28 | 0
TX CHILDRENS | BE00124384 | AU86118 | ULTRASOUND, COLOR FLOW | GE Precision Healthcare LLC | VIVID E95 | 210345 | 2025-01-28 | 0
TX CHILDRENS | BE00124386 | AU86115 | ULTRASOUND, COLOR FLOW | GE Precision Healthcare LLC | VIVID E95 | 210345 | 2025-01-28 | 0
TX CHILDRENS | BE00124385 | AU86085 | ULTRASOUND, COLOR FLOW | GE Precision Healthcare LLC | VIVID E95 | 210345 | 2025-01-28 | 0
TX CHILDRENS | BE00119709 | 76001392 | AUTOMATED CHEMISTRY ANALYZER | ORTHO - CLINICAL DIAGNOSTICS | VITROS XT 7600 | 210000 | 2024-03-30 | 120950
TX CHILDRENS | BE00115703 | 76000930 | AUTOMATED CHEMISTRY ANALYZER | ORTHO - CLINICAL DIAGNOSTICS | VITROS XT 7600 | 210000 | 2022-10-18 | 204330
TX CHILDRENS | BE00115704 | 76000616 | AUTOMATED CHEMISTRY ANALYZER | ORTHO - CLINICAL DIAGNOSTICS | VITROS XT 7600 | 210000 | 2022-10-18 | 204330
TX CHILDRENS | BE00063909 | K1060640 | ULTRASOUND, COLOR FLOW | GE Precision Healthcare LLC | VOLUSON E10 | 208265 | 2016-04-14 | 0
TX CHILDRENS | BE00110375 | 1985581404 | X-RAY, STATIONARY | Shimadzu Precision Instruments Inc | RADSPEED | 208000 | 2019-07-30 | 0
TX CHILDRENS | BE00110382 | US918B0999 | ULTRASOUND, COLOR FLOW | Philips North America LLC | EPIQ7C | 206197.6 | 2019-09-26 | 0
TX CHILDRENS | BE00034113 | B069Q0 | ULTRASOUND, COLOR FLOW | Philips North America LLC | IE33 | 205342.5 | 2012-10-30 | 0
TX CHILDRENS | BE00034112 | B069PR | ULTRASOUND, COLOR FLOW | Philips North America LLC | IE33 | 205342.5 | 2012-10-30 | 0
TX CHILDRENS | BE00033693 | R10086 | COMPUTER & PERIPHERALS | BIOSENSE WEBSTER INC | CARTO-3 / VERSION 6 | 205000 | 2015-07-18 | 463301.37
TX CHILDRENS | BE00111477 | R10086 | COMPUTER & PERIPHERALS | BIOSENSE WEBSTER INC | CARTO-3 / VERSION 7.2 | 205000 | 2015-07-18 | 0
TX CHILDRENS | BE00124399 | F161558 | ULTRASOUND, COLOR FLOW | GE Precision Healthcare LLC | VOLUSON EXPERT 22 | 204342 | 2025-03-05 | 0
TX CHILDRENS | BE00124400 | F161560 | ULTRASOUND, COLOR FLOW | GE Precision Healthcare LLC | VOLUSON EXPERT 22 | 204342 | 2025-03-05 | 0
TX CHILDRENS | BE00124402 | F161514 | ULTRASOUND, COLOR FLOW | GE Precision Healthcare LLC | VOLUSON EXPERT 22 | 204342 | 2025-03-05 | 0
TX CHILDRENS | BE00124401 | F161496 | ULTRASOUND, COLOR FLOW | GE Precision Healthcare LLC | VOLUSON EXPERT 22 | 204342 | 2025-03-05 | 0
TX CHILDRENS | BE00124398 | F161561 | ULTRASOUND, COLOR FLOW | GE Precision Healthcare LLC | VOLUSON EXPERT 22 | 204342 | 2025-03-05 | 0
TX CHILDRENS | BE00124389 | USD23B0891 | ULTRASOUND, COLOR FLOW | Philips North America LLC | EPIQ ELITE | 203962.4 | 2025-02-28 | 0
TX CHILDRENS | BE00116159 | USN21B1704 | ULTRASOUND, COLOR FLOW | Philips North America LLC | EPIQ 7 ELITE | 203890 | 2023-03-02 | 0
TX CHILDRENS | BE00131745 | LEP440716 | ULTRASOUND, COLOR FLOW | GE Precision Healthcare LLC | LOGIQ E10 | 203823.2 | 2026-07-08 | 0
TX CHILDRENS | BE00108686 | 3628917044 | WASHER, DISINFECTOR | STERIS Corporation | V1327 FW05-201 | 203251.71 | 2019-09-30 | 0
TX CHILDRENS | BE00120463 | 511391US5 | ULTRASOUND, COLOR FLOW | GE Precision Healthcare LLC | LOGIQ E10 | 201670.2 | 2024-12-03 | 0
TX CHILDRENS | BE00111154 | N11707455 | IMAGE GUIDED SURGICAL COMPUTER | MEDTRONIC USA INC | STEALTHSTATION S8 | 200058.65 | 2020-04-08 | 219948.75
TX CHILDRENS | BE00033252 | V96101406 | FLOW CYTOMETER | BECTON DICKINSON | FACSCANTO 2 | 200000 | 2014-11-11 | 35704.8
TX CHILDRENS | BE00130800 | 2400L23238 | IMAGER (FLUORESCENCE, CHEMILUMINESCENCE) | REVVITY HEALTH SCIENCES INC | OPERA PHENIX PLUS | 200000 | 2025-08-12 | 0
TX CHILDRENS | BE00034000 | 410001B15031 | X-RAY, MOBILE | Shimadzu Precision Instruments Inc | MOBILEDART EVOLUTION | 199000 | 2012-09-08 | 0
TX CHILDRENS | BE00034928 | 410001B1C004 | X-RAY, MOBILE | Shimadzu Precision Instruments Inc | MOBILEDART EVOLUTION | 199000 | 2013-03-28 | 0
TX CHILDRENS | BE00113678 | SYS20150311 | LASER ABLATION SYSTEM | MONTERIS MEDICAL CORPORATION | NEUROBLATE | 198000 | 2021-08-12 | 180861
TX CHILDRENS | BE00128026 | 3605424001 | WASHER, DISINFECTOR | STERIS Corporation | V1327 FW05-201 | 197401.2 | 2025-04-07 | 0
TX CHILDRENS | BE00118345 | 1414334 | WATER PURIFIER | MAR COR PURIFICATION | CWP 102H | 197069.12 | 2023-12-06 | 0
TX CHILDRENS | BE00100868 | 2674 | WASHER, RACK | LYNX PRODUCT GROUP LLC | 410LX | 196710 | 2019-11-19 | 0
TX CHILDRENS | BE00124433 | FBXXTE02463 | X-RAY, MOBILE | OEC MEDICAL SYSTEMS | OEC ELITE | 195965.5 | 2024-12-20 | 0
TX CHILDRENS | BE00064717 | N06137834 | IMAGE GUIDED SURGICAL COMPUTER | MEDTRONIC USA INC | STEALTHSTATION S7 | 195615 | 2016-07-29 | 219948.75
TX CHILDRENS | BE00108639 | US318B0121 | ULTRASOUND, COLOR FLOW | Philips North America LLC | EPIQ7 | 195378.3 | 2019-04-22 | 0
TX CHILDRENS | BE00108640 | US318B0123 | ULTRASOUND, COLOR FLOW | Philips North America LLC | EPIQ7 | 195378.3 | 2019-04-22 | 0
TX CHILDRENS | BE00108641 | US318B0122 | ULTRASOUND, COLOR FLOW | Philips North America LLC | EPIQ7 | 195378.3 | 2019-04-22 | 0
TX CHILDRENS | BE00108638 | US318B0124 | ULTRASOUND, COLOR FLOW | Philips North America LLC | EPIQ7 | 195378.3 | 2019-04-22 | 0
TX CHILDRENS | BE00036801 | B1142 | HEMATOLOGY ANALYZER | SYSMEX AMERICA INC | POCH-100i | 195064 | 2013-11-20 | 6105
TX CHILDRENS | BE00124394 | 403300 | ULTRASOUND, COLOR FLOW | Philips North America LLC | INTRASIGHT 7 | 195000 | 2025-03-05 | 0
TX CHILDRENS | BE00034561 | E2-2448 | X-RAY, MOBILE | OEC MEDICAL SYSTEMS | 9900 ELITE | 194870 | 2012-11-15 | 0
TX CHILDRENS | BE00102315 | FAXXTE00130 | X-RAY, MOBILE | OEC MEDICAL SYSTEMS | OEC ELITE | 194419 | 2021-06-18 | 0
TX CHILDRENS | BE00058886 | E9-2318 | X-RAY, MOBILE | OEC MEDICAL SYSTEMS | 888169-01 | 194290 | 2014-06-18 | 0
TX CHILDRENS | BE00124424 | MQ927EACC003 | X-RAY, STATIONARY | Shimadzu Precision Instruments Inc | RADSPEED PRO | 193474 | 2024-11-06 | 0
TX CHILDRENS | BE00034921 | IS1151N5808 | IMAGER (FLUORESCENCE, CHEMILUMINESCENCE) | CALIPER LIFE SCIENCES,INC | LUMINA II | 192886 | 2013-05-03 | 0
TX CHILDRENS | BE00058826 | 410001B2B006 | X-RAY, MOBILE | Shimadzu Precision Instruments Inc | MOBILEDART EVOLUTION | 192600 | 2014-05-07 | 0
TX CHILDRENS | BE00127439 | SUR23371125TA | COMPUTER & PERIPHERALS | GE Medical Systems Information Tech Inc | CARDIOLAB BT22 | 191967.1 | 2025-03-10 | 0
TX CHILDRENS | BE00127438 | SUR23371124TA | COMPUTER & PERIPHERALS | GE Medical Systems Information Tech Inc | CARDIOLAB BT22 | 191967.1 | 2025-03-10 | 0
TX CHILDRENS | BE00119762 | 511053US1 | ULTRASOUND, COLOR FLOW | GE Precision Healthcare LLC | LOGIQ E10 | 191483.2 | 2024-06-20 | 0
TX CHILDRENS | BE00063459 | 401843 | ULTRASOUND, COLOR FLOW | SIEMENS MEDICAL SOLUTIONS USA INC | SC2000 | 191365 | 2015-12-21 | 0
TX CHILDRENS | BE00063458 | 401851 | ULTRASOUND, COLOR FLOW | SIEMENS MEDICAL SOLUTIONS USA INC | SC2000 | 191365 | 2015-12-21 | 0
TX CHILDRENS | BE00118344 | 1413614 | WATER PURIFIER | MAR COR PURIFICATION | CWP 102H | 191110.25 | 2023-12-06 | 0
TX CHILDRENS | BE00141680 | 3534005471 | MICROSCOPE | CARL ZEISS MEDITEC USA INC | AXIO IMAGER Z2 | 190348 | 2026-08-27 | 0
TX CHILDRENS | BE00086644 | 3003 | OXYGEN CONSUMPTION MONITOR | ISS MEDICAL INC | 95215 | 190220 | 2018-03-23 | 0
TX CHILDRENS | KN225844 | 0033 | DISPLAY, VIDEO | STEREOTAXIS INC | ODYSSEY | 190000 | 2010-08-25 | 0
TX CHILDRENS | BE00113669 | AU71227 | ULTRASOUND, COLOR FLOW | GE Precision Healthcare LLC | VIVID E95 | 189910 | 2025-08-11 | 0
TX CHILDRENS | BE00113668 | AU71238 | ULTRASOUND, COLOR FLOW | GE Precision Healthcare LLC | VIVID E95 | 189910 | 2025-08-11 | 0
TX CHILDRENS | BE00113670 | AU11405 | ULTRASOUND, COLOR FLOW | GE Precision Healthcare LLC | VIVID E95 | 189910 | 2025-08-11 | 0
TX CHILDRENS | BE00109472 | 5M0629 | CRYOSURGICAL UNIT & ACCESSORY | CRYOCATH TECHNOLOGIES INC. | 10000-008-08 | 189215 | 2019-08-05 | 47880
TX CHILDRENS | BE00126404 | 5M1455 | CRYOSURGICAL UNIT & ACCESSORY | MEDTRONIC, INC. | 10000-008-08 | 189215 | 2025-01-30 | 0
TX CHILDRENS | BE00109471 | 5M0620 | CRYOSURGICAL UNIT & ACCESSORY | CRYOCATH TECHNOLOGIES INC. | 10000-008-08 | 189215 | 2019-08-05 | 47880
TX CHILDRENS | BE00119635 | US323B1213 | ULTRASOUND, COLOR FLOW | Philips North America LLC | EPIQ CVx | 189060.38 | 2024-04-06 | 0
TX CHILDRENS | BE00118776 | US323B1216 | ULTRASOUND, COLOR FLOW | Philips North America LLC | EPIQ CVx | 189060.38 | 2024-04-06 | 0
TX CHILDRENS | BE00118775 | US323B1214 | ULTRASOUND, COLOR FLOW | Philips North America LLC | EPIQ CVx | 189060.38 | 2024-04-06 | 0
TX CHILDRENS | BE00118774 | US323B1217 | ULTRASOUND, COLOR FLOW | Philips North America LLC | EPIQ CVx | 189060.38 | 2024-04-06 | 0
TX CHILDRENS | BE00118773 | US323B1215 | ULTRASOUND, COLOR FLOW | Philips North America LLC | EPIQ CVx | 189060.38 | 2024-04-06 | 0
TX CHILDRENS | BE00082548 | V33896202455 | FLOW CYTOMETER | BECTON DICKINSON | FACSCANTO 2 | 188850 | 2016-08-01 | 50004
TX CHILDRENS | BE00121655 | WAA108001 | WASHER, DISINFECTOR | GETINGE USA SALES LLC | 9125E | 188462.79 | 2025-03-12 | 0
TX CHILDRENS | BE00117136 | N30796494 | IMAGE GUIDED SURGICAL COMPUTER | MEDTRONIC USA INC | STEALTHSTATION S8 | 188123.09 | 2023-06-08 | 0
TX CHILDRENS | BE00116651 | N30797097 | IMAGE GUIDED SURGICAL COMPUTER | MEDTRONIC USA INC | STEALTHSTATION S8 | 188123.09 | 2023-05-10 | 0
TX CHILDRENS | KN214194 | B3G7C21 | COMPUTER HARDWARE/SOFTWARE | DELL MARKETING LP | XEON | 186975 | 2004-06-12 | 0
TX CHILDRENS | BE00061155 | U7A0678 | ULTRASOUND, COLOR FLOW | ALOKA, INC. | PROSOUND ALPHA 7 | 186129 | 2020-11-07 | 0
TX CHILDRENS | BE00102469 | N29910397 | IMAGE GUIDED SURGICAL COMPUTER | MEDTRONIC USA INC | STEALTHSTATION S8 | 185921.28 | 2021-04-01 | 0
TX CHILDRENS | BE00117429 | 110522001 | SURGICAL MICROSCOPE & ASSECOR | LEICA MICROSYSTEMS INC | M530-OHX | 185244.22 | 2023-05-30 | 0
TX CHILDRENS | BE00117431 | 140522001 | SURGICAL MICROSCOPE & ASSECOR | LEICA MICROSYSTEMS INC | M530-OHX | 185244.22 | 2023-05-30 | 0
TX CHILDRENS | BE00117430 | 130522001 | SURGICAL MICROSCOPE & ASSECOR | LEICA MICROSYSTEMS INC | M530-OHX | 185244.22 | 2023-05-30 | 0
TX CHILDRENS | BE00116667 | 200522001 | SURGICAL MICROSCOPE & ACCESSOR | LEICA MICROSYSTEMS INC | M530-OHX | 184806.65 | 2023-06-02 | 0
TX CHILDRENS | BE00126562 | 24312 | X-RAY, MOBILE | ZIEHM IMAGING GMBH | ZIEHM VISION RFD | 184600 | 2025-05-01 | 59130
TX CHILDRENS | BE00117062 | US322B1050 | ULTRASOUND, COLOR FLOW | Philips North America LLC | EPIQ 7 ELITE | 183815 | 2023-05-03 | 0
TX CHILDRENS | BE00121240 | AU25715 | ULTRASOUND, COLOR FLOW | GE Precision Healthcare LLC | VIVID E95 | 183610 | 2024-12-18 | 0
TX CHILDRENS | BE00120464 | AU86114 | ULTRASOUND, COLOR FLOW | GE Precision Healthcare LLC | VIVID E95 | 183610 | 2024-12-07 | 0
TX CHILDRENS | BE00110381 | VE95060600 | ULTRASOUND, COLOR FLOW | GE Precision Healthcare LLC | VIVID E95 | 183027 | 2019-09-26 | 0
TX CHILDRENS | BE00118136 | 1032 | MICROELECTRODE RECORDING SYSTEM (MER) | ALPHA OMEGA ENGINEERING | NEUROSMART | 182408 | 2023-10-12 | 90000
TX CHILDRENS | BE00118298 | AU22218 | ULTRASOUND, COLOR FLOW | GE Precision Healthcare LLC | VIVID E95 | 181522 | 2023-12-26 | 0
TX CHILDRENS | BE00107844 | 20570504 | ULTRASOUND, COLOR FLOW | ALOKA, INC. | PROSOUND ALPHA 7 | 181165 | 2019-08-22 | 0
TX CHILDRENS | BE00110376 | LE10500224US7 | ULTRASOUND, COLOR FLOW | GE Precision Healthcare LLC | LOGIQ E10 | 180863 | 2019-06-30 | 0
TX CHILDRENS | BE00114532 | AU20234 | ULTRASOUND, COLOR FLOW | GE Precision Healthcare LLC | VIVID E95 | 180715 | 2022-01-19 | 0
TX CHILDRENS | BE00114534 | AU80044 | ULTRASOUND, COLOR FLOW | GE Precision Healthcare LLC | VIVID E95 | 180715 | 2022-01-19 | 0
TX CHILDRENS | BE00114531 | AU20230 | ULTRASOUND, COLOR FLOW | GE Precision Healthcare LLC | VIVID E95 | 180715 | 2022-01-19 | 0
TX CHILDRENS | BE00114535 | AU20224 | ULTRASOUND, COLOR FLOW | GE Precision Healthcare LLC | VIVID E95 | 180715 | 2022-01-19 | 0
TX CHILDRENS | BE00114533 | AU20246 | ULTRASOUND, COLOR FLOW | GE Precision Healthcare LLC | VIVID E95 | 180715 | 2022-01-19 | 0
TX CHILDRENS | KN232669 | E2-1073 | X-RAY, MOBILE | OEC MEDICAL SYSTEMS | 9900 ELITE | 180345.5 | 2010-08-09 | 0
TX CHILDRENS | BE00064335 | E2-5215 | X-RAY, MOBILE | OEC MEDICAL SYSTEMS | 9900 ELITE | 179177.6 | 2017-02-14 | 0
TX CHILDRENS | BE00125837 | 120001407 | DNA THERMAL CYCLER | CEPHEID | GeneXpert XVI | 179088 | 2025-03-20 | 90220
TX CHILDRENS | BE00060721 | B0MD0Z | ULTRASOUND, COLOR FLOW | Philips North America LLC | IE33 | 178430.4 | 2015-03-06 | 0
TX CHILDRENS | BE00124421 | 41F41E7D6007 | X-RAY, MOBILE | Shimadzu Precision Instruments Inc | MOBILEDART EVOLUTION MX8C | 176000 | 2024-11-06 | 0
TX CHILDRENS | BE00065039 | 2821000167 | MICROSCOPE ACCESSORIES | CARL ZEISS MEDITEC USA INC | 2058-580 | 175712 | 2017-09-01 | 0
TX CHILDRENS | BE00102386 | 050320001 | SURGICAL MICROSCOPE & ACCESSOR | LEICA MICROSYSTEMS INC | M530-OHX | 174516.29 | 2021-04-30 | 0
TX CHILDRENS | BE00126860 | AU86592 | ULTRASOUND, COLOR FLOW | GE Precision Healthcare LLC | VIVID E95 | 173950 | 2025-04-07 | 0
TX CHILDRENS | BE00126861 | AU86561 | ULTRASOUND, COLOR FLOW | GE Precision Healthcare LLC | VIVID E95 | 173950 | 2025-04-07 | 0
TX CHILDRENS | BE00104422 | E72163 | ULTRASOUND, COLOR FLOW | GE Precision Healthcare LLC | VOLUSON E10 | 173940 | 2019-06-10 | 0
TX CHILDRENS | BE00104424 | E72162 | ULTRASOUND, COLOR FLOW | GE Precision Healthcare LLC | VOLUSON E10 | 173940 | 2019-06-10 | 0
TX CHILDRENS | BE00104423 | E72246 | ULTRASOUND, COLOR FLOW | GE Precision Healthcare LLC | VOLUSON E10 | 173940 | 2019-06-10 | 0
TX CHILDRENS | BE00086683 | 214636 | ULTRASOUND, COLOR FLOW | SIEMENS MEDICAL SOLUTIONS USA INC | S2000 | 173485 | 2017-12-19 | 0
TX CHILDRENS | BE00124431 | FAXXTE00930 | X-RAY, MOBILE | OEC MEDICAL SYSTEMS | OEC ELITE | 173245 | 2024-12-20 | 0
TX CHILDRENS | BE00057142 | IS1731N7238 | IMAGER (FLUORESCENCE, CHEMILUMINESCENCE) | CALIPER LIFE SCIENCES,INC | IVIS LUMINA SERIES III | 172500 | 2018-12-03 | 68884.13
TX CHILDRENS | BE00115032 | BAA093138 | STERILIZER, STEAM | GETINGE USA SALES LLC | 833HC-E | 172011.84 | 2021-03-31 | 0
TX CHILDRENS | BE00115033 | BAA092737 | STERILIZER, STEAM | GETINGE USA SALES LLC | 833HC-E | 172011.84 | 2021-03-31 | 0
TX CHILDRENS | BE00033627 | B043VN | ULTRASOUND, COLOR FLOW | Philips North America LLC | IE33 | 171289.3 | 2012-09-17 | 0
TX CHILDRENS | BE00117841 | 41F41E7C5003 | X-RAY, MOBILE | Shimadzu Precision Instruments Inc | MOBILEDART EVOLUTION MX8C | 171000 | 2023-08-15 | 0
TX CHILDRENS | BE00117842 | 41F41E7C5004 | X-RAY, MOBILE | Shimadzu Precision Instruments Inc | MOBILEDART EVOLUTION MX8C | 171000 | 2023-08-15 | 0
TX CHILDRENS | BE00062418 | LE9129077 | ULTRASOUND, COLOR FLOW | GE Precision Healthcare LLC | LOGIQ E9 | 170584.9 | 2015-09-18 | 0
TX CHILDRENS | BE00102702 | E69603 | ULTRASOUND, COLOR FLOW | GE Precision Healthcare LLC | VOLUSON E10 | 170400 | 2019-01-29 | 0
TX CHILDRENS | BE00103225 | E69418 | ULTRASOUND, COLOR FLOW | GE Precision Healthcare LLC | VOLUSON E10 | 170400 | 2019-04-22 | 0
TX CHILDRENS | BE00102490 | AU20808 | ULTRASOUND, COLOR FLOW | GE Precision Healthcare LLC | VIVID E95 | 170152.5 | 2022-06-16 | 0
TX CHILDRENS | BE00112949 | AU20455 | ULTRASOUND, COLOR FLOW | GE Precision Healthcare LLC | VIVID E95 | 169608 | 2022-03-10 | 0
TX CHILDRENS | BE00115491 | AU80796 | ULTRASOUND, COLOR FLOW | GE Precision Healthcare LLC | VIVID E95 | 169110 | 2022-09-07 | 0
TX CHILDRENS | BE00111860 | 070216VE95 | ULTRASOUND, COLOR FLOW | GE Precision Healthcare LLC | VIVID E95 | 168754 | 2019-09-25 | 0
TX CHILDRENS | BE00115034 | WAA092905 | WASHER, DISINFECTOR | GETINGE USA SALES LLC | 9125E | 168642 | 2021-03-31 | 0
TX CHILDRENS | BE00121501 | 10192229 | WATER PURIFIER | MAR COR PURIFICATION | CWP 101H | 168117.03 | 2024-04-17 | 0
TX CHILDRENS | BE00115940 | E79349 | ULTRASOUND, COLOR FLOW | GE Precision Healthcare LLC | VOLUSON E10 | 168090 | 2022-10-14 | 0
TX CHILDRENS | BE00115939 | E79348 | ULTRASOUND, COLOR FLOW | GE Precision Healthcare LLC | VOLUSON E10 | 168090 | 2022-10-14 | 0
TX CHILDRENS | BE00120360 | 45111201 | TISSUE PROCESSOR, AUTOMATED | LEICA MICROSYSTEMS INC | HISTOCORE PELORIS 3 | 167855.53 | 2026-06-16 | 0
TX CHILDRENS | BE00130091 | LEP440499 | ULTRASOUND, COLOR FLOW | GE Precision Healthcare LLC | LOGIQ E10 | 167773.2 | 2026-06-17 | 0
TX CHILDRENS | BE00126625 | AX2399 | ULTRASONIC SCALPEL | MISONIX INC | NEXUS | 167113.8 | 2025-06-30 | 0
TX CHILDRENS | BE00121647 | BAA107761 | STERILIZER, STEAM | GETINGE USA SALES LLC | 833HC-E | 166736.21 | 2025-03-12 | 44999.1
TX CHILDRENS | BE00121648 | BAA107586 | STERILIZER, STEAM | GETINGE USA SALES LLC | 833HC-E | 166736.21 | 2025-03-12 | 0
TX CHILDRENS | BE00065175 | 41E09C152003 | X-RAY, MOBILE | Shimadzu Precision Instruments Inc | MOBILEDART EVOLUTION | 166700 | 2016-08-27 | 0
TX CHILDRENS | BE00063860 | 41E09C149025 | X-RAY, MOBILE | Shimadzu Precision Instruments Inc | MOBILEDART EVOLUTION | 166700 | 2016-03-23 | 0
TX CHILDRENS | BE00113469 | AU070614 | ULTRASOUND, COLOR FLOW | GE Precision Healthcare LLC | VIVID E95 | 166649.6 | 2020-04-10 | 0
TX CHILDRENS | BE00060983 | 1280003DC | FLOW CYTOMETER | SONY BIOTECHNOLOGY INC | LE-SH800 | 166335 | 2015-06-22 | 0
TX CHILDRENS | BE00131037 | 1D520059 | MICROSCOPE | KEYENCE CORPORATION OF AMERICA | BZ-X810 | 166190 | 2026-06-15 | 0
TX CHILDRENS | KN214130 | NONE | NURSE CALL SYSTEM | DUKANE | PROCARE 6000 | 166000.94 | 2002-04-30 | 0
TX CHILDRENS | KN214132 | NONE | NURSE CALL SYSTEM | DUKANE | PROCARE 6000 | 166000.94 | 2002-04-30 | 0
TX CHILDRENS | KN214131 | NONE | NURSE CALL SYSTEM | DUKANE | PROCARE 6000 | 166000.94 | 2002-04-30 | 0
TX CHILDRENS | KN214126 | NONE | NURSE CALL SYSTEM | DUKANE | PROCARE 6000 | 166000.94 | 2002-04-30 | 0
TX CHILDRENS | KN214133 | NONE | NURSE CALL SYSTEM | DUKANE | PROCARE 6000 | 166000.94 | 2002-04-30 | 0
TX CHILDRENS | BE00127542 | L22436151680 | LIQUID CHROMATOGRAPH | SHIMADZU SCIENTIFIC INSTRUMENT | LC-40D X3 | 165659.93 | 2024-09-20 | 45578.74
TX CHILDRENS | BE00127543 | L22436151681 | LIQUID CHROMATOGRAPH | SHIMADZU SCIENTIFIC INSTRUMENT | LC-40D X3 | 165659.93 | 2024-09-20 | 45578.74
TX CHILDRENS | BE00033628 | 002142 | ULTRASOUND, COLOR FLOW | GE Precision Healthcare LLC | VIVID E9 | 165638 | 2012-04-20 | 0
TX CHILDRENS | BE00062945 | SPEC-CAM-08067-S3610 | ANTERIOR SEGMENT SCANNER (OCT) | HEIDELBERG ENGINEERING | SPECTRALIS HRA + OCT | 165450 | 2015-11-09 | 0
TX CHILDRENS | BE00088181 | E2XXXX05916 | X-RAY, MOBILE | OEC MEDICAL SYSTEMS | 9900 ELITE | 165299.6 | 2018-02-26 | 0
TX CHILDRENS | KN232668 | E2-0808 | X-RAY, MOBILE | OEC MEDICAL SYSTEMS | 9900 ELITE | 165101.5 | 2010-07-27 | 0
TX CHILDRENS | BE00111260 | 11-01.02.00111 | MICROPLATE READER | AXION BIOSYSTEMS INC | MAESTRO PRO | 165000 | 2020-06-06 | 0
TX CHILDRENS | BE00108700 | 000652 | TABLE, SURGICAL, AC POWERED | BERCHTOLD CORP | 1180.01D0 | 164295.21 | 2019-09-30 | 19479
TX CHILDRENS | BE00088180 | E9XXXX03115 | X-RAY, MOBILE | OEC MEDICAL SYSTEMS | 9900 ELITE | 164101.6 | 2018-02-26 | 0
TX CHILDRENS | BE00115791 | B8758421H002 | SAMPLING WORKSTATION | BECKMAN COULTER INC - SERVICE AGREEMENT | BIOMEK i5 | 163826.08 | 2022-09-26 | 74806.5
TX CHILDRENS | BE00058576 | B0G0NL | ULTRASOUND, COLOR FLOW | Philips North America LLC | IE33 | 163235 | 2014-03-12 | 0
TX CHILDRENS | BE00120476 | E81780 | ULTRASOUND, COLOR FLOW | GE Precision Healthcare LLC | VOLUSON E10 | 162942 | 2024-08-09 | 0
TX CHILDRENS | BE00122117 | SMX1222F43352 | HEMATOLOGY ANALYZER | SYSMEX AMERICA INC | XN-IPU | 162061 | 2025-03-20 | 0
TX CHILDRENS | BE00059678 | D19583 | ULTRASOUND, COLOR FLOW | GE Precision Healthcare LLC | VOLUSON E8 | 161567.5 | 2014-07-31 | 0
TX CHILDRENS | BE00063460 | LE9136190 | ULTRASOUND, COLOR FLOW | GE Precision Healthcare LLC | LOGIQ E9 | 161520 | 2016-01-27 | 0
TX CHILDRENS | BE00062426 | LE9135092 | ULTRASOUND, COLOR FLOW | GE Precision Healthcare LLC | LOGIQ E9 | 161520 | 2016-01-27 | 0
TX CHILDRENS | BE00088177 | 202293US6 | ULTRASOUND, COLOR FLOW | GE Precision Healthcare LLC | LOGIQ E9 | 161456 | 2018-02-26 | 0
TX CHILDRENS | BE00088176 | 202323US6 | ULTRASOUND, COLOR FLOW | GE Precision Healthcare LLC | LOGIQ E9 | 161456 | 2018-02-26 | 0
TX CHILDRENS | BE00088178 | 202309US6 | ULTRASOUND, COLOR FLOW | GE Precision Healthcare LLC | LOGIQ E9 | 161456 | 2018-02-26 | 0
TX CHILDRENS | BE00088175 | 202197US6 | ULTRASOUND, COLOR FLOW | GE Precision Healthcare LLC | LOGIQ E9 | 161456 | 2018-02-26 | 0
TX CHILDRENS | BE00114368 | 240118001 | SURGICAL MICROSCOPE & ACCESSOR | LEICA MICROSYSTEMS INC | M525-F50 | 161426 | 2020-11-04 | 0
TX CHILDRENS | BE00011775 | E9-1507 | X-RAY, MOBILE | OEC MEDICAL SYSTEMS | 9900 ELITE | 161318 | 2012-02-20 | 0
TX CHILDRENS | BE00123458 | 5048230135 | STERILIZER, GAS PLASMA | JOHNSON & JOHNSON HEALTHCARE SYSTEMS | 100NX | 160752 | 2025-01-21 | 48399.66
TX CHILDRENS | BE00123459 | 5048230136 | STERILIZER, GAS PLASMA | JOHNSON & JOHNSON HEALTHCARE SYSTEMS | 100NX | 160752 | 2025-01-21 | 48399.66
TX CHILDRENS | BE00033417 | VE9003809 | ULTRASOUND, COLOR FLOW | GE Precision Healthcare LLC | VIVID E9 | 160088 | 2013-11-28 | 0
TX CHILDRENS | FA71151 | V76574 | ULTRASOUND, COLOR FLOW | GE Precision Healthcare LLC | VIVID 7 | 160000 | 2009-06-09 | 0
TX CHILDRENS | BE00057239 | 1041110551 | STERILIZER, GAS PLASMA | JOHNSON & JOHNSON HEALTHCARE SYSTEMS | 100NX | 160000 | 2013-04-05 | 0
TX CHILDRENS | BE00112902 | AU71183 | ULTRASOUND, COLOR FLOW | GE Precision Healthcare LLC | VIVID E95 | 159323 | 2020-08-20 | 0
TX CHILDRENS | BE00111463 | ES-P1.3280 | EMBRYO CULTURE SYSTEM | FERTILITECH INC | EMBRYOSCOPE + ES-P1 | 159290 | 2020-05-31 | 0
TX CHILDRENS | KN224827 | 69128 | ULTRASOUND, COLOR FLOW | ACUSON ( use Siemens) | SEQUOIA | 159000 | 2009-08-29 | 0
TX CHILDRENS | BE00115342 | E79180 | ULTRASOUND, COLOR FLOW | GE Precision Healthcare LLC | VOLUSON E10 | 158613 | 2022-08-09 | 0
TX CHILDRENS | BE00115340 | E79172 | ULTRASOUND, COLOR FLOW | GE Precision Healthcare LLC | VOLUSON E10 | 158613 | 2022-08-09 | 0
TX CHILDRENS | BE00115341 | E79175 | ULTRASOUND, COLOR FLOW | GE Precision Healthcare LLC | VOLUSON E10 | 158613 | 2022-08-09 | 0
TX CHILDRENS | BE00115338 | E79170 | ULTRASOUND, COLOR FLOW | GE Precision Healthcare LLC | VOLUSON E10 | 158613 | 2022-08-09 | 0
TX CHILDRENS | BE00115339 | E79176 | ULTRASOUND, COLOR FLOW | GE Precision Healthcare LLC | VOLUSON E10 | 158613 | 2022-08-09 | 0
TX CHILDRENS | BE00102889 | VE95060340 | ULTRASOUND, COLOR FLOW | GE Precision Healthcare LLC | VIVID E95 | 158493.75 | 2019-01-08 | 0
TX CHILDRENS | BE00102887 | VE95060360 | ULTRASOUND, COLOR FLOW | GE Precision Healthcare LLC | VIVID E95 | 158493.75 | 2019-01-08 | 0
TX CHILDRENS | BE00102891 | VE95060344 | ULTRASOUND, COLOR FLOW | GE Precision Healthcare LLC | VIVID E95 | 158493.75 | 2019-01-08 | 0
TX CHILDRENS | BE00102886 | VE9502401 | ULTRASOUND, COLOR FLOW | GE Precision Healthcare LLC | VIVID E95 | 158493.75 | 2019-01-08 | 0
TX CHILDRENS | BE00102888 | VE95060359 | ULTRASOUND, COLOR FLOW | GE Precision Healthcare LLC | VIVID E95 | 158493.75 | 2019-01-08 | 0
TX CHILDRENS | BE00102892 | VE9502416 | ULTRASOUND, COLOR FLOW | GE Precision Healthcare LLC | VIVID E95 | 158493.75 | 2019-01-08 | 0
TX CHILDRENS | BE00102885 | VE95060236 | ULTRASOUND, COLOR FLOW | GE Precision Healthcare LLC | VIVID E95 | 158493.75 | 2019-01-08 | 0
TX CHILDRENS | BE00102890 | VE95060357 | ULTRASOUND, COLOR FLOW | GE Precision Healthcare LLC | VIVID E95 | 158493.75 | 2019-01-08 | 0
TX CHILDRENS | BE00036847 | URA013626 | WASHER, DISINFECTOR | GETINGE USA SALES LLC | 9125 | 157925.6 | 2012-12-19 | 0
TX CHILDRENS | BE00102320 | 842149 | DNA THERMAL CYCLER | CEPHEID | GeneXpert XVI | 157794 | 2021-09-07 | 66662.55
TX CHILDRENS | BE00084846 | 811280 | DNA THERMAL CYCLER | CEPHEID | GeneXpert | 157794 | 2017-07-21 | 28753.85
TX CHILDRENS | BE00115950 | 62965 | HEMATOLOGY ANALYZER | SYSMEX AMERICA INC | DI-60 | 157630 | 2022-10-25 | 34535.81
TX CHILDRENS | BE00126988 | IS2331N9260 | IMAGER (FLUORESCENCE, CHEMILUMINESCENCE) | CALIPER LIFE SCIENCES,INC | IVIS LUMINA SERIES III | 157312.39 | 2024-11-28 | 0
TX CHILDRENS | BE00115140 | 530736US8 | ULTRASOUND, COLOR FLOW | GE Precision Healthcare LLC | LOGIQ E10 | 157126.1 | 2021-04-12 | 0
TX CHILDRENS | BE00115138 | 530737US8 | ULTRASOUND, COLOR FLOW | GE Precision Healthcare LLC | LOGIQ E10 | 157126.1 | 2021-04-12 | 0
TX CHILDRENS | BE00115137 | 530738US8 | ULTRASOUND, COLOR FLOW | GE Precision Healthcare LLC | LOGIQ E10 | 157126.1 | 2021-04-12 | 0
TX CHILDRENS | BE00115139 | 530735US8 | ULTRASOUND, COLOR FLOW | GE Precision Healthcare LLC | LOGIQ E10 | 157126.1 | 2021-04-12 | 0
TX CHILDRENS | BE00115141 | 530740US8 | ULTRASOUND, COLOR FLOW | GE Precision Healthcare LLC | LOGIQ E10 | 157126.1 | 2021-04-12 | 0
TX CHILDRENS | BE00063007 | 52725430 | ANALYZER | AFFYMETRIX INC | GCS3000DX V.2 | 157115 | 2015-11-18 | 28908.4
TX CHILDRENS | BE00060775 | 410001F19001 | X-RAY, MOBILE | Shimadzu Precision Instruments Inc | MOBILEDART EVOLUTION | 156665 | 2015-03-16 | 0
TX CHILDRENS | BE00034114 | LE9107932 | ULTRASOUND, COLOR FLOW | GE Precision Healthcare LLC | LOGIQ E9 | 155475 | 2012-10-30 | 0
TX CHILDRENS | BE00128095 | TCX-20250305-03 | SURGICAL CAMERA & ACCESSORIES | KARL STORZ ENDOSCOPY-AMERICA INC | OR1 NEO IP | 155420.73 | 2026-04-30 | 0
TX CHILDRENS | BE00128082 | TCX-20250204-02 | SURGICAL CAMERA & ACCESSORIES | KARL STORZ ENDOSCOPY-AMERICA INC | OR1 NEO IP | 155420.73 | 2026-04-30 | 0
TX CHILDRENS | BE00102642 | V657338000408 | FLOW CYTOMETER | BECTON DICKINSON | FACSCANTO | 155002.5 | 2018-11-15 | 25002
TX CHILDRENS | BE00082518 | LS8319712 | ULTRASOUND, COLOR FLOW | GE Precision Healthcare LLC | LOGIQ S8 | 153056.03 | 2017-05-03 | 0
TX CHILDRENS | BE00103500 | LE10500102US7 | ULTRASOUND, COLOR FLOW | GE Precision Healthcare LLC | LOGIQ E10 | 152666.67 | 2019-05-22 | 0
TX CHILDRENS | BE00113627 | LE10500099US8 | ULTRASOUND, COLOR FLOW | GE Precision Healthcare LLC | LOGIQ E10 | 152666.67 | 2020-08-12 | 0
TX CHILDRENS | BE00113628 | LE10500127US8 | ULTRASOUND, COLOR FLOW | GE Precision Healthcare LLC | LOGIQ E10 | 152666.67 | 2020-08-12 | 0
TX CHILDRENS | BE00103501 | LE10500100US7 | ULTRASOUND, COLOR FLOW | GE Precision Healthcare LLC | LOGIQ E10 | 152666.67 | 2019-05-22 | 0
TX CHILDRENS | BE00116878 | F0110370 | ULTRASOUND, COLOR FLOW | ECHOSENS NORTH AMERICA INC | FIBROSCAN 630 EXPERT | 152613.8 | 2027-10-30 | 0
TX CHILDRENS | BE00062445 | 1CU090422 | X-RAY, DENTAL | IMAGING SCIENCES INTERNATIONAL | 1.009.9472 | 152269.99 | 2015-12-29 | 0
TX CHILDRENS | BE00103498 | LE10500099US7 | ULTRASOUND, COLOR FLOW | GE Precision Healthcare LLC | LOGIQ E10 | 151980.8 | 2019-05-22 | 0
TX CHILDRENS | BE00103499 | LE10500095US7 | ULTRASOUND, COLOR FLOW | GE Precision Healthcare LLC | LOGIQ E10 | 151980.8 | 2019-05-22 | 0
TX CHILDRENS | BE00103497 | LE10500097US7 | ULTRASOUND, COLOR FLOW | GE Precision Healthcare LLC | LOGIQ E10 | 151980.8 | 2019-05-22 | 0
TX CHILDRENS | BE00114199 | B8758320-J05 | SAMPLING WORKSTATION | BECKMAN COULTER INC - SERVICE AGREEMENT | BIOMEK i5 | 151953.65 | 2021-10-18 | 61323
TX CHILDRENS | BE00114200 | B8758320-J04 | SAMPLING WORKSTATION | BECKMAN COULTER INC - SERVICE AGREEMENT | BIOMEK i5 | 151953.65 | 2021-10-18 | 61323
TX CHILDRENS | BE00129578 | J5000543 | PRINTER | STRATASYS INC | STRATASYS J5 | 151798 | 2026-01-06 | 0
TX CHILDRENS | BE00059455 | E9-2431 | X-RAY, MOBILE | OEC MEDICAL SYSTEMS | 9900 ELITE | 150969 | 2014-11-14 | 0
TX CHILDRENS | BE00058752 | LE9116186 | ULTRASOUND, COLOR FLOW | GE Precision Healthcare LLC | LOGIQ E9 | 150815 | 2014-05-07 | 0
TX CHILDRENS | BE00116504 | RE0238 | SURGICAL CAMERA & ACCESSORIES | NATUS MEDICAL INCORPORATED | RETCAM ENVISION | 150171.4 | 2025-03-01 | 0
TX CHILDRENS | BE00057743 | 2090000355 | ANALYZER | HOLOGIC INC | PANTHER | 150000 | 2015-02-04 | 57111.21
TX CHILDRENS | BE00109143 | 779218001 | IMAGE GUIDED SURGICAL COMPUTER | BRAINLAB INC | CURVE 1.2 DUAL | 150000 | 2019-06-10 | 36476.13
TX CHILDRENS | BE00059895 | 119755US7 | ULTRASOUND, COLOR FLOW | GE Precision Healthcare LLC | LOGIQ E9 | 150000 | 2016-02-03 | 0
TX CHILDRENS | BE00101831 | 1047180367 | STERILIZER, GAS PLASMA | JOHNSON & JOHNSON HEALTHCARE SYSTEMS | 100NX | 149999 | 2019-09-06 | 50760
TX CHILDRENS | KN214129 | NONE | NURSE CALL SYSTEM | DUKANE | PROCARE 6000 | 149400.85 | 2002-04-30 | 0
TX CHILDRENS | BE00010387 | 039WB2 | ULTRASOUND, COLOR FLOW | Philips North America LLC | IE33 | 148335 | 2011-03-23 | 0
TX CHILDRENS | BE00086614 | 121020084111 | ULTRASOUND, INTRAVASCULAR | VOLCANO CORPORATION | 400-0100.01 | 147725 | 2017-11-13 | 0
TX CHILDRENS | BE00060564 | GDP.1117782.1035 | MICROSCOPE ACCESSORIES | COHERENT INC | CHAMELEON | 147450 | 2014-11-11 | 35516.25
TX CHILDRENS | KN225385 | E9-0780 | X-RAY, MOBILE | OEC MEDICAL SYSTEMS | 9900 ELITE | 147059.5 | 2010-02-16 | 0
TX CHILDRENS | BE00110236 | LE10501764US7 | ULTRASOUND, COLOR FLOW | GE Precision Healthcare LLC | LOGIQ E10 | 146860.16 | 2020-07-10 | 0
TX CHILDRENS | BE00110238 | LE10501763US7 | ULTRASOUND, COLOR FLOW | GE Precision Healthcare LLC | LOGIQ E10 | 146860.16 | 2020-07-10 | 0
TX CHILDRENS | BE00110237 | LE10501753US7 | ULTRASOUND, COLOR FLOW | GE Precision Healthcare LLC | LOGIQ E10 | 146860.16 | 2020-07-10 | 0
TX CHILDRENS | BE00116745 | E80405 | ULTRASOUND, COLOR FLOW | GE Precision Healthcare LLC | VOLUSON E10 | 146705 | 2023-05-03 | 0
TX CHILDRENS | BE00116747 | E80406 | ULTRASOUND, COLOR FLOW | GE Precision Healthcare LLC | VOLUSON E10 | 146705 | 2023-05-03 | 0
TX CHILDRENS | BE00116748 | E80407 | ULTRASOUND, COLOR FLOW | GE Precision Healthcare LLC | VOLUSON E10 | 146705 | 2023-05-03 | 0
TX CHILDRENS | BE00116746 | E80401 | ULTRASOUND, COLOR FLOW | GE Precision Healthcare LLC | VOLUSON E10 | 146705 | 2023-05-03 | 0
TX CHILDRENS | BE00116749 | E80402 | ULTRASOUND, COLOR FLOW | GE Precision Healthcare LLC | VOLUSON E10 | 146705 | 2023-05-03 | 0
TX CHILDRENS | BE00116750 | E80403 | ULTRASOUND, COLOR FLOW | GE Precision Healthcare LLC | VOLUSON E10 | 146705 | 2023-05-03 | 0
TX CHILDRENS | BE00111400 | LE10501705US7 | ULTRASOUND, COLOR FLOW | GE Precision Healthcare LLC | LOGIQ E10 | 146410.5 | 2020-07-21 | 0
TX CHILDRENS | BE00111399 | LE10501647US7 | ULTRASOUND, COLOR FLOW | GE Precision Healthcare LLC | LOGIQ E10 | 146410.5 | 2020-07-21 | 0
TX CHILDRENS | BE00111397 | LE10501708US7 | ULTRASOUND, COLOR FLOW | GE Precision Healthcare LLC | LOGIQ E10 | 146410.5 | 2020-07-21 | 0
TX CHILDRENS | BE00111398 | LE10501655US7 | ULTRASOUND, COLOR FLOW | GE Precision Healthcare LLC | LOGIQ E10 | 146410.5 | 2020-07-21 | 0
TX CHILDRENS | BE00111396 | LE10501652US7 | ULTRASOUND, COLOR FLOW | GE Precision Healthcare LLC | LOGIQ E10 | 146410.5 | 2020-07-21 | 0
TX CHILDRENS | BE00086762 | K1066260 | ULTRASOUND, COLOR FLOW | GE Precision Healthcare LLC | VOLUSON E10 | 146250 | 2017-12-19 | 0
TX CHILDRENS | BE00112908 | 839355 | DNA THERMAL CYCLER | CEPHEID | GeneXpert XVI | 145690 | 2021-08-17 | 66662.55
TX CHILDRENS | BE00100117 | 41F16A966013 | X-RAY, MOBILE | Shimadzu Precision Instruments Inc | MOBILEDART EVOLUTION EFX | 145000 | 2018-03-20 | 0
TX CHILDRENS | BE00100118 | 41F16A966011 | X-RAY, MOBILE | Shimadzu Precision Instruments Inc | MOBILEDART EVOLUTION EFX | 145000 | 2018-03-20 | 0
TX CHILDRENS | BE00100116 | 41F16A966014 | X-RAY, MOBILE | Shimadzu Precision Instruments Inc | MOBILEDART EVOLUTION EFX | 145000 | 2018-03-20 | 0
TX CHILDRENS | BE00100119 | 41F16A966012 | X-RAY, MOBILE | Shimadzu Precision Instruments Inc | MOBILEDART EVOLUTION EFX | 145000 | 2018-03-20 | 0
TX CHILDRENS | BE00082524 | 9706 | TABLE, SURGICAL, AC POWERED | MIZUHO ORTHOPEDIC SYSTEMS INC | 5803 | 144437.27 | 2017-03-29 | 0
TX CHILDRENS | BE00086711 | E66217 | ULTRASOUND, COLOR FLOW | GE Precision Healthcare LLC | VOLUSON E10 | 144200 | 2017-12-01 | 0
TX CHILDRENS | BE00124388 | 125373S70N | ULTRASOUND, COLOR FLOW | GE Precision Healthcare LLC | VIVID S70N | 143290 | 2025-01-28 | 0
TX CHILDRENS | BE00113068 | 440339 | MICROSCOPE | LEICA MICROSYSTEMS INC | DM6000 B | 143212.5 | 2019-12-18 | 0
TX CHILDRENS | BE00035229 | 6634142110 | SURGICAL MICROSCOPE & ACCESSOR | CARL ZEISS MEDITEC USA INC | LUMERA 700 | 143076.18 | 2012-06-12 | 0
TX CHILDRENS | BE00089074 | US915B0035 | ULTRASOUND, COLOR FLOW | Philips North America LLC | EPIQ | 142893.62 | 2017-10-27 | 0
TX CHILDRENS | BE00123320 | PH6003273 | ECMO SYSTEM | SPECTRUM MEDICAL INC | HARRIER 4 | 142340 | 2026-02-02 | 8455.84
TX CHILDRENS | BE00123318 | PH6003274 | ECMO SYSTEM | SPECTRUM MEDICAL INC | HARRIER 4 | 142340 | 2026-02-02 | 8455.84
TX CHILDRENS | BE00109148 | 779018001 | IMAGE GUIDED SURGICAL COMPUTER | BRAINLAB INC | CURVE CM | 142000 | 2019-06-10 | 0
TX CHILDRENS | BE00063455 | LE9135336 | ULTRASOUND, COLOR FLOW | GE Precision Healthcare LLC | LOGIQ E9 | 141899.9 | 2015-12-21 | 0
TX CHILDRENS | BE00104118 | VE95003280 | ULTRASOUND, COLOR FLOW | GE Precision Healthcare LLC | VIVID E95 | 141705 | 2019-11-29 | 0
TX CHILDRENS | KN226205 | 07A07321 | STERILIZER, STEAM | GETINGE USA SALES LLC | 733HC | 141086.96 | 2008-07-07 | 0
TX CHILDRENS | BE00115728 | 1048191079 | STERILIZER, GAS PLASMA | JOHNSON & JOHNSON HEALTHCARE SYSTEMS | 100NX | 140800 | 2020-12-23 | 50760
TX CHILDRENS | BE00115729 | 1048191078 | STERILIZER, GAS PLASMA | JOHNSON & JOHNSON HEALTHCARE SYSTEMS | 100NX | 140800 | 2020-12-23 | 50760
TX CHILDRENS | BE00064936 | LE9200391 | ULTRASOUND, COLOR FLOW | GE Precision Healthcare LLC | LOGIQ E9 | 140725 | 2016-08-19 | 0
TX CHILDRENS | BE00062689 | 131923 | ULTRASOUND, COLOR FLOW | GE Precision Healthcare LLC | LOGIQ E9 | 140690 | 2015-09-25 | 0
TX CHILDRENS | BE00087967 | 141216001 | SURGICAL MICROSCOPE & ACCESSOR | LEICA MICROSYSTEMS INC | M525-F50 | 140265 | 2018-02-07 | 0
TX CHILDRENS | BE00122112 | 12760 | HEMATOLOGY ANALYZER | SYSMEX AMERICA INC | DI-60 | 139000 | 2025-03-20 | 58243.75
TX CHILDRENS | BE00104345 | 61100 | HEMATOLOGY ANALYZER | SYSMEX AMERICA INC | DI-60 | 139000 | 2019-12-11 | 15266.67
TX CHILDRENS | BE00113041 | 62089 | HEMATOLOGY ANALYZER | SYSMEX AMERICA INC | DI-60 | 139000 | 2020-12-05 | 34409.25
TX CHILDRENS | BE00104479 | 61371 | HEMATOLOGY ANALYZER | SYSMEX AMERICA INC | DI-60 | 139000 | 2020-01-23 | 7215.83
TX CHILDRENS | BE00101537 | 60685 | HEMATOLOGY ANALYZER | SYSMEX AMERICA INC | DI-60 | 139000 | 2018-06-04 | 11511.94
TX CHILDRENS | BE00060794 | 14674 | LASER - YAG | SCITON INC | JOULE | 138900 | 2017-05-14 | 0
TX CHILDRENS | BE00118861 | 5047220781 | STERILIZER, GAS PLASMA | JOHNSON & JOHNSON HEALTHCARE SYSTEMS | 100NX | 138752 | 2024-02-16 | 50760
TX CHILDRENS | BE00118327 | 5047230071 | STERILIZER, GAS PLASMA | JOHNSON & JOHNSON HEALTHCARE SYSTEMS | 100NX | 138752 | 2024-04-06 | 50760
TX CHILDRENS | BE00065545 | 418089 | MICROSCOPE | LEICA MICROSYSTEMS INC | DMi8 | 138653.7 | 2016-10-07 | 0
TX CHILDRENS | BE00061536 | 401879 | ULTRASOUND, COLOR FLOW | SIEMENS MEDICAL SOLUTIONS USA INC | SC2000 | 138026 | 2015-08-14 | 0
TX CHILDRENS | BE00128667 | R664893000222 | FLOW CYTOMETER | BECTON DICKINSON | FACSYMPHONY A1 | 138000 | 2025-07-24 | 16178.4
TX CHILDRENS | BE00112300 | 485600 | MICROSCOPE | LEICA MICROSYSTEMS INC | DMi8 | 137679 | 2021-04-02 | 27379.2
TX CHILDRENS | BE00103656 | E70227 | ULTRASOUND, COLOR FLOW | GE Precision Healthcare LLC | VOLUSON E10 | 137475 | 2019-06-28 | 0
TX CHILDRENS | BE00103750 | E70226 | ULTRASOUND, COLOR FLOW | GE Precision Healthcare LLC | VOLUSON E10 | 137475 | 2019-06-28 | 0
TX CHILDRENS | BE00103754 | E70216 | ULTRASOUND, COLOR FLOW | GE Precision Healthcare LLC | VOLUSON E10 | 137475 | 2019-06-28 | 0
TX CHILDRENS | BE00101812 | E69888 | ULTRASOUND, COLOR FLOW | GE Precision Healthcare LLC | VOLUSON E10 | 137475 | 2019-06-28 | 0
TX CHILDRENS | BE00103771 | E70243 | ULTRASOUND, COLOR FLOW | GE Precision Healthcare LLC | VOLUSON E10 | 137475 | 2019-06-28 | 0
TX CHILDRENS | BE00103772 | E70233 | ULTRASOUND, COLOR FLOW | GE Precision Healthcare LLC | VOLUSON E10 | 137475 | 2019-06-28 | 0
TX CHILDRENS | BE00062666 | E69802 | ULTRASOUND, COLOR FLOW | GE Precision Healthcare LLC | VOLUSON E10 | 137475 | 2019-06-28 | 0
TX CHILDRENS | BE00103756 | E70215 | ULTRASOUND, COLOR FLOW | GE Precision Healthcare LLC | VOLUSON E10 | 137475 | 2019-06-28 | 0
TX CHILDRENS | BE00103755 | E70009 | ULTRASOUND, COLOR FLOW | GE Precision Healthcare LLC | VOLUSON E10 | 137475 | 2019-06-28 | 0
TX CHILDRENS | BE00103751 | E70224 | ULTRASOUND, COLOR FLOW | GE Precision Healthcare LLC | VOLUSON E10 | 137475 | 2019-06-28 | 0
TX CHILDRENS | BE00103753 | E70219 | ULTRASOUND, COLOR FLOW | GE Precision Healthcare LLC | VOLUSON E10 | 137475 | 2019-06-28 | 0
TX CHILDRENS | BE00103770 | E70235 | ULTRASOUND, COLOR FLOW | GE Precision Healthcare LLC | VOLUSON E10 | 137475 | 2019-06-28 | 0
TX CHILDRENS | BE00062667 | E69798 | ULTRASOUND, COLOR FLOW | GE Precision Healthcare LLC | VOLUSON E10 | 137475 | 2019-06-28 | 0
TX CHILDRENS | BE00103662 | E69801 | ULTRASOUND, COLOR FLOW | GE Precision Healthcare LLC | VOLUSON E10 | 137475 | 2019-08-14 | 0
TX CHILDRENS | BE00103752 | E70217 | ULTRASOUND, COLOR FLOW | GE Precision Healthcare LLC | VOLUSON E10 | 137475 | 2019-06-28 | 0
TX CHILDRENS | BE00103749 | E70222 | ULTRASOUND, COLOR FLOW | GE Precision Healthcare LLC | VOLUSON E10 | 137475 | 2019-06-28 | 0
TX CHILDRENS | BE00101811 | E69800 | ULTRASOUND, COLOR FLOW | GE Precision Healthcare LLC | VOLUSON E10 | 137475 | 2019-06-28 | 0
TX CHILDRENS | BE00103657 | E69804 | ULTRASOUND, COLOR FLOW | GE Precision Healthcare LLC | VOLUSON E10 | 137475 | 2019-06-28 | 0
TX CHILDRENS | BE00114188 | 3212690 | SLIDE STAINER, AUTOMATED | LEICA MICROSYSTEMS INC | BOND-3 | 136400.51 | 2021-10-06 | 41709.96
TX CHILDRENS | BE00114187 | 3212700 | SLIDE STAINER, AUTOMATED | LEICA MICROSYSTEMS INC | BOND-3 | 136400.51 | 2021-10-06 | 41709.96
TX CHILDRENS | BE00104417 | LE10500973US7 | ULTRASOUND, COLOR FLOW | GE Precision Healthcare LLC | LOGIQ E10 | 136218 | 2020-01-06 | 0
TX CHILDRENS | BE00104416 | LE10500986US7 | ULTRASOUND, COLOR FLOW | GE Precision Healthcare LLC | LOGIQ E10 | 136218 | 2020-01-06 | 0
TX CHILDRENS | BE00104418 | LE10500970US7 | ULTRASOUND, COLOR FLOW | GE Precision Healthcare LLC | LOGIQ E10 | 136218 | 2020-01-06 | 0
TX CHILDRENS | BE00104415 | LE10500927US7 | ULTRASOUND, COLOR FLOW | GE Precision Healthcare LLC | LOGIQ E10 | 136218 | 2020-01-06 | 0
TX CHILDRENS | BE00120368 | 3067889 | LIQUID CHROMATOGRAPH | GLOBAL LIFE SCIENCES SOLUTIONS USA LLC | AKTA AVANT 150 | 135234.85 | 2024-08-31 | 98083
TX CHILDRENS | KN224262 | D03184 | ULTRASOUND, COLOR FLOW | GE Precision Healthcare LLC | VOLUSON E8 | 135000 | 2008-01-02 | 0
TX CHILDRENS | KN219317 | V07300043 | FLOW CYTOMETER | BECTON DICKINSON | FACSCANTO | 135000 | 2005-10-29 | 0
TX CHILDRENS | BE00103826 | 61251 | HEMODYNAMIC WORKSTATION | SIEMENS MEDICAL SOLUTIONS USA INC | SENSIS | 134185 | 2019-05-17 | 0
TX CHILDRENS | BE00103831 | 61256 | HEMODYNAMIC WORKSTATION | SIEMENS MEDICAL SOLUTIONS USA INC | SENSIS | 134185 | 2019-05-17 | 0
TX CHILDRENS | BE00103823 | 61253 | HEMODYNAMIC WORKSTATION | SIEMENS MEDICAL SOLUTIONS USA INC | SENSIS | 134185 | 2019-05-17 | 998304
TX CHILDRENS | BE00103828 | 61266 | HEMODYNAMIC WORKSTATION | SIEMENS MEDICAL SOLUTIONS USA INC | SENSIS | 134185 | 2019-05-17 | 0
TX CHILDRENS | BE00104343 | 11254 | SLIDE STAINER, AUTOMATED | SYSMEX AMERICA INC | SP-50 | 134019 | 2019-12-11 | 15266.67
TX CHILDRENS | BE00118858 | 34196 | HEMATOLOGY ANALYZER | SYSMEX AMERICA INC | XN-10 | 134019 | 2019-12-11 | 0
TX CHILDRENS | BE00104344 | 34194 | HEMATOLOGY ANALYZER | SYSMEX AMERICA INC | XN-10 | 134019 | 2019-12-11 | 15266.67
TX CHILDRENS | BE00102736 | 841 | TABLE, SURGICAL, AC POWERED | MIZUHO ORTHOPEDIC SYSTEMS INC | 7806 | 133795.75 | 2020-02-13 | 0
TX CHILDRENS | BE00102737 | 843 | TABLE, SURGICAL, AC POWERED | MIZUHO ORTHOPEDIC SYSTEMS INC | 7806 | 133795.75 | 2020-02-13 | 0
TX CHILDRENS | BE00117840 | 41F41E7C5002 | X-RAY, MOBILE | Shimadzu Precision Instruments Inc | MOBILEDART EVOLUTION MX8C | 133000 | 2023-08-15 | 0
TX CHILDRENS | BE00117839 | 41F41E7C5001 | X-RAY, MOBILE | Shimadzu Precision Instruments Inc | MOBILEDART EVOLUTION MX8C | 133000 | 2023-08-15 | 0
TX CHILDRENS | KN214127 | NONE | NURSE CALL SYSTEM | DUKANE | PROCARE 6000 | 132800.75 | 2002-04-30 | 0
TX CHILDRENS | KN214128 | NONE | NURSE CALL SYSTEM | DUKANE | PROCARE 6000 | 132800.75 | 2002-04-30 | 0
TX CHILDRENS | BE00127501 | ES-P1.4983 | EMBRYO CULTURE SYSTEM | VITROLIFE INC | EMBRYOSCOPE + ES-P1 | 132000 | 2025-02-15 | 0
TX CHILDRENS | BE00127502 | ES-P1.4982 | EMBRYO CULTURE SYSTEM | VITROLIFE INC | EMBRYOSCOPE + ES-P1 | 132000 | 2025-02-15 | 0
TX CHILDRENS | BE00127503 | ES-P1.4984 | EMBRYO CULTURE SYSTEM | VITROLIFE INC | EMBRYOSCOPE + ES-P1 | 132000 | 2025-02-15 | 0
TX CHILDRENS | BE00103516 | 1364118 | WATER PURIFIER | MAR COR PURIFICATION | RO, CWP, 13LPM, 101H | 131806.55 | 2019-04-17 | 0
TX CHILDRENS | BE00123130 | RE0514 | SURGICAL CAMERA & ACCESSORIES | NATUS MEDICAL INCORPORATED | RETCAM ENVISION | 131764.56 | 2027-03-28 | 0
TX CHILDRENS | KN225731 | 1404679 | DNA THERMAL CYCLER | ROCHE ANALYTICAL INSTRUMENTS | LIGHT CYCLER | 131500 | 2010-04-19 | 0
TX CHILDRENS | BE00103490 | 41F16A983003 | X-RAY, MOBILE | Shimadzu Precision Instruments Inc | MOBILEDART EVOLUTION EFX | 130833.33 | 2019-05-17 | 0
TX CHILDRENS | BE00103488 | 41F16A983004 | X-RAY, MOBILE | Shimadzu Precision Instruments Inc | MOBILEDART EVOLUTION EFX | 130833.33 | 2019-05-17 | 0
TX CHILDRENS | BE00103489 | 41F16A983005 | X-RAY, MOBILE | Shimadzu Precision Instruments Inc | MOBILEDART EVOLUTION EFX | 130833.33 | 2019-05-17 | 0
TX CHILDRENS | BE00103420 | 3253 | X-RAY, MOBILE | CARESTREAM HEALTH INC | DRXR-1 | 130297.61 | 2019-03-19 | 0
TX CHILDRENS | BE00103421 | 3226 | X-RAY, MOBILE | CARESTREAM HEALTH INC | DRXR-1 | 130297.61 | 2019-03-19 | 0
TX CHILDRENS | BE00060340 | 426313037 | TABLE, SURGICAL, AC POWERED | STERIS Corporation | OT1100 | 130069.44 | 2014-10-02 | 0
TX CHILDRENS | BE00118564 | BAA106712 | STERILIZER, STEAM | GETINGE USA SALES LLC | 744LS | 130033 | 2023-10-24 | 63824.4
TX CHILDRENS | BE00117979 | 5047220368 | STERILIZER, GAS PLASMA | JOHNSON & JOHNSON HEALTHCARE SYSTEMS | 100NX | 130000 | 2023-09-25 | 50760
TX CHILDRENS | BE00036844 | URA010505 | STERILIZER, STEAM | GETINGE USA SALES LLC | 833HC | 130000 | 2012-12-19 | 0
TX CHILDRENS | BE00036843 | URA010630 | STERILIZER, STEAM | GETINGE USA SALES LLC | 833HC | 130000 | 2012-12-19 | 0
TX CHILDRENS | BE00112301 | TB02235 | DNA THERMAL CYCLER | BIOFIRE DIAGNOSTICS LLC | FILMARRAY TORCH | 129800 | 2021-07-29 | 69432
TX CHILDRENS | BE00126440 | 300423001 | SURGICAL MICROSCOPE & ACCESSOR | LEICA MICROSYSTEMS INC | M530 PROVIDO | 129538.85 | 2025-01-30 | 0
TX CHILDRENS | BE00124420 | 41F41E7D6008 | X-RAY, MOBILE | Shimadzu Precision Instruments Inc | MOBILEDART EVOLUTION MX8C | 129500 | 2024-11-06 | 0
TX CHILDRENS | BE00124423 | 41F41E7D6010 | X-RAY, MOBILE | Shimadzu Precision Instruments Inc | MOBILEDART EVOLUTION MX8C | 129500 | 2024-11-06 | 0
TX CHILDRENS | BE00124422 | 41F41E7D6009 | X-RAY, MOBILE | Shimadzu Precision Instruments Inc | MOBILEDART EVOLUTION MX8C | 129500 | 2024-11-06 | 0
TX CHILDRENS | BE00056821 | WK0FNM | ULTRASOUND, COLOR FLOW | Fujifilm Sonosite Inc | M-TURBO | 128915 | 2017-02-26 | 0
TX CHILDRENS | BE00126610 | 270424001 | SURGICAL MICROSCOPE & ACCESSOR | LEICA MICROSYSTEMS INC | M530 PROVIDO | 128000 | 2025-06-16 | 0
TX CHILDRENS | BE00114744 | 22203-050 | ANALYZER | APPLIED BIOSYSTEMS | SEQSTUDIO 8 FLEX | 127294.94 | 2023-07-28 | 53934.78
TX CHILDRENS | BE00057461 | LE9111617 | ULTRASOUND, COLOR FLOW | GE Precision Healthcare LLC | LOGIQ E9 | 127160 | 2012-06-11 | 0
TX CHILDRENS | BE00101564 | 111668 | TREADMILL AND ACCESSORIES | ADVANCED MECHANICAL TECHNOLOGY INC | DBCEEWI-I | 127000 | 2018-06-21 | 0
TX CHILDRENS | BE00117028 | R664893000025 | FLOW CYTOMETER | BECTON DICKINSON | FACSYMPHONY A1 | 126756.25 | 2022-03-22 | 48535.2
TX CHILDRENS | BE00115060 | 18128-007 | ANALYZER | APPLIED BIOSYSTEMS | 3730XL | 126141.3 | 2021-03-30 | 0
TX CHILDRENS | BE00087156 | 5009151 | ULTRASOUND, COLOR FLOW | BRUEL & KJAER INSTRUMENTS, INC | BK3000 | 126110.59 | 2018-02-15 | 0
TX CHILDRENS | BE00121926 | VRTA-02435 | BLOOD CULTURE SYSTEM | BIOMERIEUX INC | BACT/ALERT VIRTUO | 126000 | 2026-03-20 | 36846
TX CHILDRENS | BE00108688 | BAA084243 | STERILIZER, STEAM | GETINGE USA SALES LLC | 833HC-E | 125268.54 | 2019-09-30 | 0
TX CHILDRENS | BE00061859 | 1043150235 | STERILIZER, GAS PLASMA | JOHNSON & JOHNSON HEALTHCARE SYSTEMS | 100NX | 125000 | 2016-06-02 | 50760
TX CHILDRENS | BE00064137 | 9914-9035-3555 | LASER - YAG | CANDELA CORPORATION | GMAX PRO | 124900 | 2016-05-26 | 0
TX CHILDRENS | BE00115557 | VRTA-01661 | BLOOD CULTURE SYSTEM | BIOMERIEUX INC | BACT/ALERT VIRTUO | 124800 | 2022-10-18 | 41459.97
TX CHILDRENS | BE00108808 | MLS16-20170808-01 | SURGICAL CAMERA & ACCESSORIES | KARL STORZ ENDOSCOPY-AMERICA INC | NEO HLS32 | 123739.75 | 2019-05-02 | 0
TX CHILDRENS | BE00114616 | 2828DVSM886D00068 | SURGICAL CAMERA & ACCESSORIES | KARL STORZ ENDOSCOPY-AMERICA INC | NEO MLS16 | 123739.75 | 2021-01-21 | 0
TX CHILDRENS | BE00114617 | 2828DVSM886D00270 | SURGICAL CAMERA & ACCESSORIES | KARL STORZ ENDOSCOPY-AMERICA INC | NEO MLS16 | 123739.75 | 2021-01-21 | 0
TX CHILDRENS | BE00114610 | 2828DVSM886D00280 | SURGICAL CAMERA & ACCESSORIES | KARL STORZ ENDOSCOPY-AMERICA INC | NEO MLS16 | 123739.75 | 2021-01-21 | 0
TX CHILDRENS | BE00114614 | 2828DVSM886D00277 | SURGICAL CAMERA & ACCESSORIES | KARL STORZ ENDOSCOPY-AMERICA INC | NEO MLS16 | 123739.75 | 2021-01-21 | 0
TX CHILDRENS | BE00114609 | 2828DVSM886D00271 | SURGICAL CAMERA & ACCESSORIES | KARL STORZ ENDOSCOPY-AMERICA INC | NEO MLS16 | 123739.75 | 2021-01-21 | 0
TX CHILDRENS | BE00108824 | MLS16-20170915-03 | SURGICAL CAMERA & ACCESSORIES | KARL STORZ ENDOSCOPY-AMERICA INC | NEO HLS32 | 123739.75 | 2019-05-02 | 0
TX CHILDRENS | BE00114615 | 2828DVSM886D00274 | SURGICAL CAMERA & ACCESSORIES | KARL STORZ ENDOSCOPY-AMERICA INC | NEO MLS16 | 123739.75 | 2021-01-21 | 0
TX CHILDRENS | BE00109965 | MLS16-20180321-01 | SURGICAL CAMERA & ACCESSORIES | KARL STORZ ENDOSCOPY-AMERICA INC | NEO HLS32 | 123739.75 | 2020-12-29 | 0
TX CHILDRENS | BE00108776 | HLS24-20170823-01 | SURGICAL CAMERA & ACCESSORIES | KARL STORZ ENDOSCOPY-AMERICA INC | NEO HLS32 | 123739.75 | 2019-05-02 | 0
TX CHILDRENS | BE00114613 | 2828DVSM886D00268 | SURGICAL CAMERA & ACCESSORIES | KARL STORZ ENDOSCOPY-AMERICA INC | NEO MLS16 | 123739.75 | 2021-01-21 | 0
TX CHILDRENS | BE00109948 | MLS16-20180105-05 | SURGICAL CAMERA & ACCESSORIES | KARL STORZ ENDOSCOPY-AMERICA INC | NEO HLS32 | 123739.75 | 2020-12-29 | 0
TX CHILDRENS | BE00109931 | MLS16-20180321-03 | SURGICAL CAMERA & ACCESSORIES | KARL STORZ ENDOSCOPY-AMERICA INC | NEO HLS32 | 123739.75 | 2020-12-29 | 0
TX CHILDRENS | BE00115554 | 41F41E7B7004 | X-RAY, MOBILE | Shimadzu Precision Instruments Inc | MOBILEDART EVOLUTION MX8C | 123500 | 2022-12-01 | 0
TX CHILDRENS | BE00115556 | 41F41E7B7003 | X-RAY, MOBILE | Shimadzu Precision Instruments Inc | MOBILEDART EVOLUTION MX8C | 123500 | 2022-12-01 | 0
TX CHILDRENS | BE00115555 | 41F41E7B7005 | X-RAY, MOBILE | Shimadzu Precision Instruments Inc | MOBILEDART EVOLUTION MX8C | 123500 | 2022-12-01 | 0
TX CHILDRENS | BE00120768 | SGMB23230852 | MICROPLATE READER | PERKIN ELMER CORP. | MICROBETA2 | 121594.5 | 2025-08-09 | 48681
TX CHILDRENS | BE00064377 | URA060148 | STERILIZER, STEAM | GETINGE USA SALES LLC | 744LS | 120145.67 | 2016-08-30 | 0
TX CHILDRENS | BE00064376 | URA060149 | STERILIZER, STEAM | GETINGE USA SALES LLC | 744LS | 120145.67 | 2016-08-30 | 0
TX CHILDRENS | FA86329 | 315082 | ULTRASOUND, COLOR FLOW | SIEMENS MEDICAL SOLUTIONS USA INC | X300 | 120000 | 2011-05-27 | 0
TX CHILDRENS | BE00119637 | M858P | INCUBATOR, TRANSPORT, NEONATAL | INTERNATIONAL BIOMEDICAL INC | VOYAGER, MASIMO | 119011 | 2024-04-03 | 0
TX CHILDRENS | BE00010497 | 039WB4 | ULTRASOUND, COLOR FLOW | Philips North America LLC | IE33 | 117916 | 2011-03-23 | 0
TX CHILDRENS | BE00060237 | 3A09276 | MICROSCOPE | OLYMPUS AMERICA INC | IX73 | 117199.6 | 2014-06-11 | 0
TX CHILDRENS | BE00060238 | 2M10944 | MICROSCOPE | OLYMPUS AMERICA INC | IX73 | 117199.6 | 2014-06-11 | 0
TX CHILDRENS | BE00123140 | 2202124401X | VITRECTOMY UNIT | ALCON LABORATORIES INC | CONSTELLATION LXT | 116830.1 | 2025-05-14 | 0
TX CHILDRENS | BE00123141 | 2202121701X | VITRECTOMY UNIT | ALCON LABORATORIES INC | CONSTELLATION LXT | 116830.1 | 2025-05-14 | 0
TX CHILDRENS | BE00118701 | M842P | INCUBATOR, TRANSPORT, NEONATAL | INTERNATIONAL BIOMEDICAL INC | VOYAGER, MASIMO | 116542 | 2024-01-17 | 0
TX CHILDRENS | BE00118315 | 031642210 | STERILIZER, STEAM | STERIS Corporation | 48H | 116027.98 | 2024-01-10 | 0
TX CHILDRENS | BE00118316 | 030392202 | STERILIZER, STEAM | STERIS Corporation | 48H | 116027.98 | 2024-01-10 | 45207.75
TX CHILDRENS | BE00103634 | IM03104 | SAMPLING WORKSTATION | BIOMERIEUX INC | EMAG | 116013.54 | 2019-06-07 | 69468.75
TX CHILDRENS | BE00115678 | BASRM-20200201-01 | VIDEO SYSTEM CONTROLLER | KARL STORZ ENDOSCOPY-AMERICA INC | WUIS2913 | 114574.72 | 2022-11-07 | 0
TX CHILDRENS | BE00115670 | BASRM-20200924-04 | VIDEO SYSTEM CONTROLLER | KARL STORZ ENDOSCOPY-AMERICA INC | WUIS2913 | 114574.72 | 2022-11-07 | 0
TX CHILDRENS | BE00126345 | BASRM-20230907-02 | VIDEO SYSTEM CONTROLLER | KARL STORZ ENDOSCOPY-AMERICA INC | WUIS2913 | 114574.72 | 2024-12-10 | 0
TX CHILDRENS | BE00115688 | BASRM-20200924-01 | VIDEO SYSTEM CONTROLLER | KARL STORZ ENDOSCOPY-AMERICA INC | WUIS2913 | 114574.72 | 2022-11-07 | 0
TX CHILDRENS | BE00128978 | 2025-5329 | TABLE, SURGICAL, AC POWERED | MIZUHO ORTHOPEDIC SYSTEMS INC | HANA | 113956.86 | 2026-01-29 | 0
TX CHILDRENS | BE00014733 | RS3249 | SURGICAL CAMERA & ACCESSORIES | CLARITY MEDICAL / MASSIE RES. | RETCAM SHUTTLE | 112785 | 2012-05-22 | 0
TX CHILDRENS | BE00100331 | 1043160433 | STERILIZER, GAS PLASMA | JOHNSON & JOHNSON HEALTHCARE SYSTEMS | 100NX | 112000 | 2018-04-06 | 50760
TX CHILDRENS | BE00129753 | VXS1726488 | X-RAY, DENTAL | PLANMECA USA INC | G7 | 111711.5 | 2030-03-11 | 0
TX CHILDRENS | BE00104189 | 04HT41 | ULTRASOUND, COLOR FLOW | Fujifilm Sonosite Inc | X-PORTE | 111600 | 2022-11-01 | 0
TX CHILDRENS | BE00117734 | ENH-20220418-62 | SURGICAL CAMERA & ACCESSORIES | KARL STORZ ENDOSCOPY-AMERICA INC | OR1 NEO IP | 111252.79 | 2022-08-08 | 0
TX CHILDRENS | BE00117738 | ENH-20220414-61 | SURGICAL CAMERA & ACCESSORIES | KARL STORZ ENDOSCOPY-AMERICA INC | OR1 NEO IP | 111252.79 | 2022-08-08 | 0
TX CHILDRENS | BE00117742 | ENH-20220418-63 | SURGICAL CAMERA & ACCESSORIES | KARL STORZ ENDOSCOPY-AMERICA INC | OR1 NEO IP | 111252.79 | 2022-08-08 | 0
TX CHILDRENS | BE00117730 | ENH-20220418-64 | SURGICAL CAMERA & ACCESSORIES | KARL STORZ ENDOSCOPY-AMERICA INC | OR1 NEO IP | 111252.79 | 2022-08-08 | 0
TX CHILDRENS | BE00117746 | ENH-20220418-65 | SURGICAL CAMERA & ACCESSORIES | KARL STORZ ENDOSCOPY-AMERICA INC | OR1 NEO IP | 111252.79 | 2022-08-08 | 0
TX CHILDRENS | BE00116707 | ENH-20220906-03 | SURGICAL CAMERA & ACCESSORIES | KARL STORZ ENDOSCOPY-AMERICA INC | NEO IP | 111252.79 | 2023-10-25 | 0
TX CHILDRENS | BE00118211 | ENH-20220830-02 | SURGICAL CAMERA & ACCESSORIES | KARL STORZ ENDOSCOPY-AMERICA INC | NEO IP | 111252.79 | 2023-10-25 | 0
TX CHILDRENS | BE00116703 | ENH-20220825-01 | SURGICAL CAMERA & ACCESSORIES | KARL STORZ ENDOSCOPY-AMERICA INC | NEO IP | 111252.79 | 2023-10-25 | 0
TX CHILDRENS | BE00116699 | ENH-20220824-03 | SURGICAL CAMERA & ACCESSORIES | KARL STORZ ENDOSCOPY-AMERICA INC | NEO IP | 111252.79 | 2023-10-25 | 0
TX CHILDRENS | BE00063716 | 4631000266 | SCANNER, SLIDE | CARL ZEISS MEDITEC USA INC | AXIO SCAN.Z1 | 110261.8 | 2016-02-16 | 22032
TX CHILDRENS | BE00119382 | 46001642 | AUTOMATED CHEMISTRY ANALYZER | ORTHO - CLINICAL DIAGNOSTICS | VITROS 4600 | 110000 | 2024-03-09 | 0
TX CHILDRENS | BE00119381 | 46001641 | AUTOMATED CHEMISTRY ANALYZER | ORTHO - CLINICAL DIAGNOSTICS | VITROS 4600 | 110000 | 2024-03-09 | 101850
TX CHILDRENS | BE00010565 | 12-3420 | VENTR BYPASS ASSIST DEVICE | BERLIN HEART INC | EXCOR | 110000 | 2013-04-05 | 46200
TX CHILDRENS | BE00035043 | 09-2790 | VENTR BYPASS ASSIST DEVICE | BERLIN HEART INC | EXCOR | 110000 | 2013-05-08 | 46200
TX CHILDRENS | BE00100473 | J46000846 | AUTOMATED CHEMISTRY ANALYZER | ORTHO - CLINICAL DIAGNOSTICS | VITROS 4600 | 110000 | 2018-05-16 | 128400
TX CHILDRENS | BE00100474 | J46000850 | AUTOMATED CHEMISTRY ANALYZER | ORTHO - CLINICAL DIAGNOSTICS | VITROS 4600 | 110000 | 2018-05-16 | 128400
TX CHILDRENS | BE00034897 | 0101120051 | STERILIZER, GAS PLASMA | JOHNSON & JOHNSON HEALTHCARE SYSTEMS | 100S | 110000 | 2013-03-18 | 0
TX CHILDRENS | BE00086910 | 1604448201X | VITRECTOMY UNIT | ALCON LABORATORIES INC | CONSTELLATION LXT | 109971 | 2017-12-29 | 71835
TX CHILDRENS | BE00086909 | 1604462301X | VITRECTOMY UNIT | ALCON LABORATORIES INC | CONSTELLATION LXT | 109971 | 2017-12-29 | 71835
TX CHILDRENS | BE00101538 | 23804 | SLIDE STAINER, AUTOMATED | SYSMEX AMERICA INC | SP-10 | 109954.67 | 2018-06-04 | 11511.94
TX CHILDRENS | BE00116070 | 80825 | HEMATOLOGY ANALYZER | SYSMEX AMERICA INC | XN-10 | 109954.67 | 2022-10-25 | 34535.81
TX CHILDRENS | BE00115951 | 13759 | SLIDE STAINER, AUTOMATED | SYSMEX AMERICA INC | SP-50 | 109954.67 | 2022-10-25 | 34535.81
TX CHILDRENS | BE00115952 | 80841 | HEMATOLOGY ANALYZER | SYSMEX AMERICA INC | XN-10 | 109954.67 | 2022-10-25 | 34535.81
TX CHILDRENS | BE00101539 | 27667 | HEMATOLOGY ANALYZER | SYSMEX AMERICA INC | XN-10 | 109954.66 | 2018-06-04 | 11511.94
TX CHILDRENS | BE00101540 | 27659 | HEMATOLOGY ANALYZER | SYSMEX AMERICA INC | XN-10 | 109954.66 | 2018-06-04 | 11511.94
TX CHILDRENS | BE00057789 | D19169 | ULTRASOUND, COLOR FLOW | GE Precision Healthcare LLC | VOLUSON E8 | 109267.5 | 2014-02-26 | 0
TX CHILDRENS | BE00109468 | US53201922 | ANESTHESIA MONITOR | Philips North America LLC | EXPRESSION MR400 | 109200 | 2019-08-05 | 0
TX CHILDRENS | BE00109495 | US53201980 | ANESTHESIA MONITOR | Philips North America LLC | EXPRESSION MR400 | 109200 | 2019-12-12 | 0
TX CHILDRENS | BE00109493 | US53201979 | ANESTHESIA MONITOR | Philips North America LLC | EXPRESSION MR400 | 109200 | 2019-12-12 | 0
TX CHILDRENS | BE00109466 | US53201978 | ANESTHESIA MONITOR | Philips North America LLC | EXPRESSION MR400 | 109200 | 2019-12-11 | 0
TX CHILDRENS | BE00126107 | 420019369 | SURGICAL INSTRUMENT, PEN DRIVE/CONSOLE | PIEZOSURGERY INCORPORATED DBA MECTRON NORTH AMERICA | PIEZOSURGERY PLUS | 108778 | 2025-01-07 | 0
TX CHILDRENS | BE00119688 | 5047230713 | STERILIZER, GAS PLASMA | JOHNSON & JOHNSON HEALTHCARE SYSTEMS | 100NX | 108752 | 2024-11-16 | 50760
TX CHILDRENS | BE00119991 | 5047230065 | STERILIZER, GAS PLASMA | JOHNSON & JOHNSON HEALTHCARE SYSTEMS | 100NX | 108752 | 2024-02-16 | 50760
TX CHILDRENS | BE00034743 | 1585774 | LIQUID CHROMATOGRAPH | GLOBAL LIFE SCIENCES SOLUTIONS USA LLC | AKTA AVANT 150 | 108037 | 2013-01-16 | 14535
TX CHILDRENS | KN232323 | 3063 | IRRADIATOR | RAD SOURCE TECHNOLOGIES INC | RS 2000 | 108025 | 2009-10-23 | 0
TX CHILDRENS | BE00063254 | K8E18742 | ULTRASOUND, COLOR FLOW | GE Precision Healthcare LLC | VOLUSON E8 | 107855 | 2015-10-11 | 0
TX CHILDRENS | BE00115057 | M011280 | GENOME SEQUENCER | ILLUMINA INC | MISEQ | 107312 | 2021-03-29 | 64236.51
TX CHILDRENS | BE00126367 | ADRF1ZPNC30056 | SURGICAL CAMERA & ACCESSORIES | KARL STORZ ENDOSCOPY-AMERICA INC | COLLABORATOR | 106782.7 | 2024-12-10 | 0
TX CHILDRENS | BE00126363 | 046528C1C0022 | SURGICAL CAMERA & ACCESSORIES | KARL STORZ ENDOSCOPY-AMERICA INC | COLLABORATOR | 106782.7 | 2024-12-10 | 0
TX CHILDRENS | BE00126365 | 046528D1C0022 | SURGICAL CAMERA & ACCESSORIES | KARL STORZ ENDOSCOPY-AMERICA INC | COLLABORATOR | 106782.7 | 2024-12-10 | 0
TX CHILDRENS | BE00126364 | 046528D1C0003 | SURGICAL CAMERA & ACCESSORIES | KARL STORZ ENDOSCOPY-AMERICA INC | COLLABORATOR | 106782.7 | 2024-12-10 | 0
TX CHILDRENS | BE00126368 | ADRF1ZPNC30059 | SURGICAL CAMERA & ACCESSORIES | KARL STORZ ENDOSCOPY-AMERICA INC | COLLABORATOR | 106782.7 | 2024-12-10 | 0
TX CHILDRENS | BE00126361 | 046528D1C0020 | SURGICAL CAMERA & ACCESSORIES | KARL STORZ ENDOSCOPY-AMERICA INC | COLLABORATOR | 106782.7 | 2024-12-10 | 0
TX CHILDRENS | BE00126366 | 046528C1C0021 | SURGICAL CAMERA & ACCESSORIES | KARL STORZ ENDOSCOPY-AMERICA INC | COLLABORATOR | 106782.7 | 2024-12-10 | 0
TX CHILDRENS | BE00126362 | 046528C1C0013 | SURGICAL CAMERA & ACCESSORIES | KARL STORZ ENDOSCOPY-AMERICA INC | COLLABORATOR | 106782.7 | 2024-12-10 | 0
TX CHILDRENS | KN226204 | 10101061493 | STERILIZER, GAS PLASMA | JOHNSON & JOHNSON HEALTHCARE SYSTEMS | 100S | 106700 | 2008-07-07 | 0
TX CHILDRENS | BE00059212 | 761 | LASER - CO2 | LUMENIS INC | ULTRA PULSE | 106398 | 2014-06-27 | 0
TX CHILDRENS | BE00114660 | 179362 | AUTOMATED MEDICATION DISPENSER | OMNICELL INC | MED-FRM-103 | 106379.6 | 2021-01-27 | 0
TX CHILDRENS | BE00114659 | 179361 | AUTOMATED MEDICATION DISPENSER | OMNICELL INC | MED-FRM-103 | 106379.6 | 2021-01-27 | 0
TX CHILDRENS | BE00117515 | 8D910035 | MICROSCOPE | KEYENCE CORPORATION OF AMERICA | BZ-X810 | 106133 | 2022-06-25 | 0
TX CHILDRENS | BE00113461 | 1D020060 | MICROSCOPE | KEYENCE CORPORATION OF AMERICA | BZ-X810 | 105225 | 2021-03-30 | 0
TX CHILDRENS | BE00034742 | 1577055 | LIQUID CHROMATOGRAPH | GLOBAL LIFE SCIENCES SOLUTIONS USA LLC | AKTA AVANT 25 | 105000 | 2013-01-16 | 14535
TX CHILDRENS | BE00122111 | iSR64776 | IMMUNO CHEMISTRY ANALYZER | ABBOTT LABORATORIES INC | ARCHITECT i2000SR | 105000 | 2023-10-19 | 0
TX CHILDRENS | BE00122110 | iSR64775 | IMMUNO CHEMISTRY ANALYZER | ABBOTT LABORATORIES INC | ARCHITECT i2000SR | 105000 | 2023-10-19 | 178750
TX CHILDRENS | BE00062579 | 4035 | SAMPLING WORKSTATION | ROCHE ANALYTICAL INSTRUMENTS | MAGNA PURE 96 | 105000 | 2016-01-15 | 0
TX CHILDRENS | BE00117064 | iSR64753 | IMMUNO CHEMISTRY ANALYZER | ABBOTT LABORATORIES INC | ARCHITECT i2000SR | 105000 | 2023-04-13 | 82500
TX CHILDRENS | BE00117063 | iSR64752 | IMMUNO CHEMISTRY ANALYZER | ABBOTT LABORATORIES INC | ARCHITECT i2000SR | 105000 | 2023-04-13 | 82500
TX CHILDRENS | BE00123510 | PH6002262 | ECMO SYSTEM | SPECTRUM MEDICAL INC | HARRIER 4 | 104861.25 | 2025-03-03 | 8455.84
TX CHILDRENS | BE00123161 | PH6002252 | ECMO SYSTEM | SPECTRUM MEDICAL INC | HARRIER 4 | 104861.25 | 2025-03-03 | 8455.84
TX CHILDRENS | BE00123511 | PH6002190 | ECMO SYSTEM | SPECTRUM MEDICAL INC | HARRIER 4 | 104861.25 | 2025-03-03 | 8455.84
TX CHILDRENS | BE00111431 | 3404 | IRRADIATOR | RAD SOURCE TECHNOLOGIES INC | RS 2000 | 104000 | 2020-07-02 | 0
TX CHILDRENS | BE00060649 | ES-D2.503 | EMBRYO CULTURE SYSTEM | FERTILITECH INC | EMBRYOSCOPE ES-D | 103820 | 2015-02-09 | 0
TX CHILDRENS | BE00087966 | 131216001 | SURGICAL MICROSCOPE & ACCESSOR | LEICA MICROSYSTEMS INC | M844-F40 | 102452 | 2018-02-07 | 0
TX CHILDRENS | BE00060230 | 3C88260 | MICROSCOPE | OLYMPUS AMERICA INC | IX83 | 102226 | 2014-06-11 | 0
TX CHILDRENS | BE00060220 | 3D87794 | MICROSCOPE | OLYMPUS AMERICA INC | IX83 | 102226 | 2014-06-11 | 0
TX CHILDRENS | BE00119738 | 2023-4422 | TABLE, SURGICAL, AC POWERED | MIZUHO ORTHOPEDIC SYSTEMS INC | HANA | 101020.14 | 2024-04-19 | 0
TX CHILDRENS | BE00119912 | CL700-73992 | OPHTHALMOLOGY CAMERA & ACCESSORIES | CARL ZEISS MEDITEC USA INC | CLARUS 700 | 100919 | 2024-07-20 | 0
TX CHILDRENS | BE00102508 | VRTA-01660 | BLOOD CULTURE SYSTEM | BIOMERIEUX INC | BACT/ALERT VIRTUO | 100800 | 2022-09-21 | 34548
TX CHILDRENS | BE00115776 | VRTA-01342 | BLOOD CULTURE SYSTEM | BIOMERIEUX INC | BACT/ALERT VIRTUO | 100800 | 2022-09-21 | 46070
TX CHILDRENS | BE00060648 | ES-D2.425 | EMBRYO CULTURE SYSTEM | FERTILITECH INC | EMBRYOSCOPE ES-D | 100710 | 2017-02-09 | 0
TX CHILDRENS | BE00060647 | ES-D2.424 | EMBRYO CULTURE SYSTEM | FERTILITECH INC | EMBRYOSCOPE ES-D | 100710 | 2017-02-09 | 0
TX CHILDRENS | BE00130524 | 0DM-0744 | INFRARED IMAGER | LI-COR BIOTECH LLC | ODYSSEY M | 100292.56 | 2026-06-08 | 0
TX CHILDRENS | BE00130523 | 0DM-0746 | INFRARED IMAGER | LI-COR BIOTECH LLC | ODYSSEY M | 100292.56 | 2026-05-29 | 0
TX CHILDRENS | BE00115146 | NM20NEA00847 | MICROWAVE ABLATION SYSTEM | NEUWAVE MEDICAL | CERTUS 140 | 100000 | 2022-05-03 | 0
TX CHILDRENS | BE00033982 | C5500497 | EMULSIFIER, ULTRASOUND | AVESTIN | EMULSIFLEX C55B | 100000 | 2012-04-20 | 0
TX CHILDRENS | BE00130794 | 46801205240020 | CAPPER/DECAPPER | ALTEMISLAB | SWIFT 96 | 100000 | 2025-08-12 | 0
TX CHILDRENS | BE00129708 | 160.071.C | LIQUEFIER, GAS | QUANTUM DESIGN | ATL 160 | 100000 | 2019-12-03 | 0
TX CHILDRENS | BE00121927 | VTK25666 | ANALYZER | BIOMERIEUX INC | VITEK 2 | 99933.18 | 2026-03-20 | 36846
TX CHILDRENS | BE00129662 | 40761 | FLOW CYTOMETER | MILTENYI BIOTEC INC | MACSQUANT 16 | 99800 | 2030-01-16 | 0
TX CHILDRENS | BE00059992 | 000274 | FUNCTIONAL MRI SYSTEM | DELL MARKETING LP | PRECISION T3600 | 99500 | 2014-09-27 | 0
TX CHILDRENS | BE00059991 | 000273 | FUNCTIONAL MRI SYSTEM | DELL MARKETING LP | PRECISION T3600 | 99500 | 2014-09-27 | 0
TX CHILDRENS | BE00086905 | LE9202079US6 | ULTRASOUND, COLOR FLOW | GE Precision Healthcare LLC | LOGIQ E9 | 99200 | 2018-12-27 | 0
TX CHILDRENS | BE00115987 | 1912P0317 | ANALYZER | NANOSTRING TECHNOLOGIES INC | nCOUNTER SPRINT | 99000 | 2022-01-10 | 0
TX CHILDRENS | BE00111439 | M70743 | GENOME SEQUENCER | ILLUMINA INC | MISEQ | 99000 | 2020-08-25 | 64236.51
TX CHILDRENS | BE00064708 | 240615001 | SURGICAL MICROSCOPE & ACCESSOR | LEICA MICROSYSTEMS INC | M525-F50 | 98453.4 | 2016-07-26 | 0
TX CHILDRENS | BE00064707 | 060715001 | SURGICAL MICROSCOPE & ACCESSOR | LEICA MICROSYSTEMS INC | M525-F50 | 98453.4 | 2016-07-26 | 0
TX CHILDRENS | BE00061817 | 146218 | HEMATOLOGY ANALYZER | SYSMEX AMERICA INC | XN-1000 | 97019 | 2016-03-03 | 11133.75
TX CHILDRENS | BE00087997 | 0323716-04 | STERILIZER, STEAM | STERIS Corporation | 48H | 96915.42 | 2018-02-01 | 0
TX CHILDRENS | BE00087996 | 0324416-04 | STERILIZER, STEAM | STERIS Corporation | 48H | 96915.42 | 2018-02-01 | 0
TX CHILDRENS | BE00123423 | NX197 | INCUBATOR, TRANSPORT, NEONATAL | INTERNATIONAL BIOMEDICAL INC | NXTGEN | 96540 | 2025-01-30 | 0
TX CHILDRENS | BE00123399 | NX198 | INCUBATOR, TRANSPORT, NEONATAL | INTERNATIONAL BIOMEDICAL INC | NXTGEN | 96540 | 2025-01-30 | 0
TX CHILDRENS | BE00118323 | SPEC-CAM22039-52610 | ANTERIOR SEGMENT SCANNER (OCT) | HEIDELBERG ENGINEERING | SPECTRALIS OCT2 | 96500 | 2024-01-08 | 0
TX CHILDRENS | BE00108690 | BAA083922 | STERILIZER, STEAM | GETINGE USA SALES LLC | 833HC-E | 96040 | 2019-09-30 | 0
TX CHILDRENS | BE00108689 | BAA084074 | STERILIZER, STEAM | GETINGE USA SALES LLC | 833HC-E | 96040 | 2019-09-30 | 0
TX CHILDRENS | BE00087207 | M05273 | GENOME SEQUENCER | ILLUMINA INC | MISEQ | 95931 | 2018-07-13 | 64236.51
TX CHILDRENS | BE00121652 | WAA107472 | WASHER, DISINFECTOR | GETINGE USA SALES LLC | S-8666 | 95752.48 | 2025-03-12 | 0
TX CHILDRENS | BE00121653 | WAA103962 | WASHER, DISINFECTOR | GETINGE USA SALES LLC | S-8666 | 95752.48 | 2025-03-12 | 0
TX CHILDRENS | BE00086391 | J46000906 | AUTOMATED CHEMISTRY ANALYZER | ORTHO - CLINICAL DIAGNOSTICS | VITROS 4600 | 95500 | 2018-04-12 | 128400
TX CHILDRENS | KN232186 | VTK2XL2417 | ANALYZER | BIOMERIEUX INC | VITEK 2XL | 95146.08 | 2008-06-13 | 69468.75
TX CHILDRENS | BE00125457 | 1433 | ULTRASOUND, COLOR FLOW | QUANTEL MEDICAL | ABSOLU | 95068 | 2029-06-09 | 0
TX CHILDRENS | BE00118766 | 2018100578 | ANALYZER | ROCHE ANALYTICAL INSTRUMENTS | EPLEX | 95000 | 2023-09-28 | 0
TX CHILDRENS | BE00120716 | CXVG10252 | GENOME SEQUENCER | 10X GENOMICS | 00013-03 | 95000 | 2022-12-07 | 17000
TX CHILDRENS | BE00125838 | 2149100919 | ANALYZER | ROCHE ANALYTICAL INSTRUMENTS | EPLEX | 95000 | 2025-03-20 | 0
TX CHILDRENS | BE00035519 | 95L900182 | MICROSCOPE ACCESSORIES | YOKOGAWA ELECTRIC CORP | CSUX1CU-F1-E | 95000 | 2013-09-20 | 0
TX CHILDRENS | BE00104004 | 137399 | AUTOMATED MEDICATION DISPENSER | OMNICELL INC | MED-FRM-103 | 94987 | 2019-03-07 | 2754.17
TX CHILDRENS | BE00103406 | 137573 | AUTOMATED MEDICATION DISPENSER | OMNICELL INC | MED-FRM-103 | 94987 | 2019-03-07 | 2754.17
TX CHILDRENS | BE00118362 | N20346 | IMMUNO CHEMISTRY ANALYZER | PHADIA US INC | PHADIA 250 | 94500 | 2023-10-31 | 0
TX CHILDRENS | BE00064697 | M03901 | GENOME SEQUENCER | ILLUMINA INC | MISEQ | 94050 | 2016-07-19 | 64236.51
TX CHILDRENS | BE00121947 | NX199 | INCUBATOR, TRANSPORT, NEONATAL | INTERNATIONAL BIOMEDICAL INC | NXTGEN | 93701 | 2025-01-30 | 0
TX CHILDRENS | BE00121946 | NX200 | INCUBATOR, TRANSPORT, NEONATAL | INTERNATIONAL BIOMEDICAL INC | NXTGEN | 93701 | 2025-01-30 | 0
TX CHILDRENS | BE00125758 | 1P08785 | APHERESIS | TERUMO BCT INC | SPECTRA OPTIA | 93500 | 2024-11-26 | 25398
TX CHILDRENS | BE00125759 | 1P08786 | APHERESIS | TERUMO BCT INC | SPECTRA OPTIA | 93500 | 2024-11-26 | 25398
TX CHILDRENS | BE00110154 | 4142 | MICROSCOPE | PHOENIX TECHNOLOGY GROUP INC | MICRON IV | 93000 | 2020-03-17 | 0
TX CHILDRENS | BE00113956 | 353-0598 | CONTROLLER, SYSTEM | MEDTRONIC, INC. | 443-0001R | 92876 | 2021-09-27 | 0
TX CHILDRENS | BE00104012 | 8D46076201804 | MICROSCOPE | OLYMPUS AMERICA INC | IX73P1F | 92771.26 | 2019-08-23 | 0
TX CHILDRENS | BE00100363 | CP86010398 | HEMATOLOGY ANALYZER | DIAGNOSTICA-STAGO | STA R MAX | 92253 | 2018-05-16 | 46962
TX CHILDRENS | BE00108668 | CP87010813 | HEMATOLOGY ANALYZER | DIAGNOSTICA-STAGO | STA R MAX | 92253 | 2019-07-31 | 0
TX CHILDRENS | BE00100364 | CP86010420 | HEMATOLOGY ANALYZER | DIAGNOSTICA-STAGO | STA R MAX | 92253 | 2018-05-16 | 46962
TX CHILDRENS | BE00108669 | CP87010819 | HEMATOLOGY ANALYZER | DIAGNOSTICA-STAGO | STA R MAX | 92253 | 2019-07-31 | 0
TX CHILDRENS | BE00117351 | 2899 | TABLE, SURGICAL, AC POWERED | MIZUHO ORTHOPEDIC SYSTEMS INC | 7803 | 92157.97 | 2023-06-05 | 0
TX CHILDRENS | BE00117350 | 2894 | TABLE, SURGICAL, AC POWERED | MIZUHO ORTHOPEDIC SYSTEMS INC | 7803 | 92157.97 | 2023-06-05 | 0
TX CHILDRENS | BE00122068 | 50004520 | ANALYZER | ORTHO - CLINICAL DIAGNOSTICS | ORTHO VISION | 92060 | 2024-12-27 | 72000
TX CHILDRENS | BE00034444 | 041011001 | SURGICAL MICROSCOPE & ACCESSOR | LEICA MICROSYSTEMS INC | M525-F40 | 91683 | 2012-10-26 | 0
TX CHILDRENS | BE00101513 | 50002942 | ANALYZER | ORTHO - CLINICAL DIAGNOSTICS | ORTHO VISION | 91500 | 2019-11-11 | 100800
TX CHILDRENS | BE00128513 | 110020450 | DNA THERMAL CYCLER | CEPHEID | GeneXpert XVI | 91000 | 2025-02-07 | 0
TX CHILDRENS | BE00086329 | AU50817 | ULTRASOUND, COLOR FLOW | GE Precision Healthcare LLC | VIVID E95 | 90677 | 2018-02-14 | 0
TX CHILDRENS | BE00118131 | 0580GJ | ULTRASOUND, COLOR FLOW | Fujifilm Sonosite Inc | LX | 90210 | 2023-10-30 | 0
TX CHILDRENS | BE00116693 | 0580G1 | ULTRASOUND, COLOR FLOW | Fujifilm Sonosite Inc | LX | 90210 | 2027-10-13 | 0
TX CHILDRENS | BE00113033 | 50003265 | ANALYZER | ORTHO - CLINICAL DIAGNOSTICS | ORTHO VISION | 90000 | 2020-12-19 | 453600
TX CHILDRENS | BE00087460 | 771BR2864 | MICROPLATE READER | BIO RAD LABORATORIES INC | QX200 READER | 90000 | 2018-04-19 | 0
TX CHILDRENS | BE00115348 | 771BR5899 | MICROPLATE READER | BIO RAD LABORATORIES INC | QX200 READER | 90000 | 2022-07-28 | 0
TX CHILDRENS | BE00103481 | 1290 | ANALYZER | ACCELERATE DIAGNOSTICS INC | 10401008 | 90000 | 2019-08-15 | 23400
TX CHILDRENS | BE00103482 | 1288 | ANALYZER | ACCELERATE DIAGNOSTICS INC | 10401008 | 90000 | 2019-08-15 | 23400
TX CHILDRENS | BE00113032 | 50003266 | ANALYZER | ORTHO - CLINICAL DIAGNOSTICS | ORTHO VISION | 90000 | 2020-12-19 | 453600
TX CHILDRENS | BE00102535 | 50002595 | ANALYZER | ORTHO - CLINICAL DIAGNOSTICS | ORTHO VISION | 90000 | 2018-10-12 | 86400
TX CHILDRENS | BE00089306 | 50002396 | ANALYZER | ORTHO - CLINICAL DIAGNOSTICS | ORTHO VISION | 90000 | 2018-01-15 | 100800
TX CHILDRENS | BE00063055 | N01248 | IMMUNO CHEMISTRY ANALYZER | THERMO FISHER SCIENTIFIC ASHEVILLE LLC | PHADIA 250 | 90000 | 2015-12-25 | 53552
TX CHILDRENS | BE00102536 | 50002596 | ANALYZER | ORTHO - CLINICAL DIAGNOSTICS | ORTHO VISION | 90000 | 2018-10-12 | 86400
TX CHILDRENS | BE00033680 | 104109 | X-RAY, DENTAL | INSTRUMENTARIUM DENTAL INC. | OP200D PAN/CEPH | 89700.03 | 2013-01-20 | 0
TX CHILDRENS | BE00117546 | NXTP-30006422 | URODYNAMICS MEASUREMENT SYSTEM | LABORIE MEDICAL TECHNOLOGIES CORP | NXT PRO | 89395 | 2023-07-28 | 0
TX CHILDRENS | BE00123468 | 9914-0300-7772 | LASER - DYE | CANDELA CORPORATION | VBEAM PERFECTA | 89000 | 2026-05-14 | 23224.04
TX CHILDRENS | BE00103927 | CXE18K24 | CENTRIFUGE, REFRIGERATED | BECKMAN COULTER INC - SERVICE AGREEMENT | OPTIMA XE-90 | 88860 | 2019-10-29 | 18954
TX CHILDRENS | BE00010950 | 321017 | MICROSCOPE | LEICA MICROSYSTEMS INC | DM5500 B | 88787.99 | 2010-04-15 | 0
TX CHILDRENS | BE00084828 | 998 | LASER - CO2 | LUMENIS INC | ULTRA PULSE | 88711.76 | 2017-07-07 | 0
TX CHILDRENS | BE00059205 | 3210970 | SLIDE STAINER, AUTOMATED | LEICA MICROSYSTEMS INC | BOND-3 | 88668.5 | 2014-06-24 | 53018.82
TX CHILDRENS | BE00060520 | 3211077 | SLIDE STAINER, AUTOMATED | LEICA MICROSYSTEMS INC | BOND-3 | 88668.5 | 2014-11-11 | 41709.96
TX CHILDRENS | BE00115351 | 3490158 | SLIDE STAINER, AUTOMATED | LEICA MICROSYSTEMS INC | BOND-3 | 88668.5 | 2021-07-26 | 41709.96
TX CHILDRENS | BE00115484 | 26343 | LEONARDO WORKSTATION | SIEMENS MEDICAL SOLUTIONS USA INC | 10848815 | 88450 | 2021-08-25 | 0
TX CHILDRENS | BE00103822 | 25238 | LEONARDO WORKSTATION | SIEMENS MEDICAL SOLUTIONS USA INC | 10848815 | 88450 | 2019-05-17 | 0
TX CHILDRENS | BE00103830 | 25243 | LEONARDO WORKSTATION | SIEMENS MEDICAL SOLUTIONS USA INC | 10848815 | 88450 | 2019-05-17 | 0
TX CHILDRENS | BE00103825 | 25228 | LEONARDO WORKSTATION | SIEMENS MEDICAL SOLUTIONS USA INC | 10848815 | 88450 | 2019-05-17 | 998304
TX CHILDRENS | BE00115479 | 26353 | LEONARDO WORKSTATION | SIEMENS MEDICAL SOLUTIONS USA INC | 10848815 | 88450 | 2021-08-25 | 0
TX CHILDRENS | BE00103593 | 25182 | LEONARDO WORKSTATION | SIEMENS MEDICAL SOLUTIONS USA INC | 10848815 | 88450 | 2019-05-17 | 0
TX CHILDRENS | BE00115482 | 26433 | LEONARDO WORKSTATION | SIEMENS MEDICAL SOLUTIONS USA INC | 10848815 | 88450 | 2021-08-25 | 0
TX CHILDRENS | BE00088513 | 638 | TABLE, SURGICAL, AC POWERED | MIZUHO ORTHOPEDIC SYSTEMS INC | 7803 | 88284.39 | 2018-03-13 | 0
TX CHILDRENS | BE00110051 | C18SMC425G | CHROMATOGRAPH - DATA STATION | WATERS TECHNOLOGIES CORPORATIONS | E2695 | 88276.8 | 2019-03-21 | 4148.55
TX CHILDRENS | BE00011920 | LXP10G17 | CENTRIFUGE, REFRIGERATED | BECKMAN COULTER INC - SERVICE AGREEMENT | OPTIMA L-100XP | 88197.56 | 2011-11-09 | 0
TX CHILDRENS | BE00128750 | 20241959 | DNA / RNA DETECTOR | REVVITY HEALTH SCIENCES INC | CHEMAGIC 360 | 88190.03 | 2025-09-10 | 17385.5
TX CHILDRENS | BE00100357 | i1SR56777 | IMMUNO CHEMISTRY ANALYZER | ABBOTT LABORATORIES INC | ARCHITECT i1000SR | 88150 | 2018-05-16 | 40200
TX CHILDRENS | BE00100356 | i1SR56772 | IMMUNO CHEMISTRY ANALYZER | ABBOTT LABORATORIES INC | ARCHITECT i1000SR | 88150 | 2018-05-16 | 40200
TX CHILDRENS | BE00115343 | E18406 | ULTRASOUND, COLOR FLOW | GE Precision Healthcare LLC | VOLUSON E6 | 88140 | 2022-08-09 | 0
TX CHILDRENS | BE00116742 | E18713 | ULTRASOUND, COLOR FLOW | GE Precision Healthcare LLC | VOLUSON E6 | 88140 | 2023-05-03 | 0
TX CHILDRENS | BE00102274 | E15139 | ULTRASOUND, COLOR FLOW | GE Precision Healthcare LLC | VOLUSON E6 | 87945 | 2021-01-07 | 0
TX CHILDRENS | BE00102273 | E15137 | ULTRASOUND, COLOR FLOW | GE Precision Healthcare LLC | VOLUSON E6 | 87945 | 2021-01-07 | 0
TX CHILDRENS | BE00118314 | 3618822009 | WASHER, DISINFECTOR | STERIS Corporation | 7052HP | 87820.71 | 2024-01-10 | 45207.75
TX CHILDRENS | BE00118313 | 3625822024 | WASHER, DISINFECTOR | STERIS Corporation | 7052HP | 87820.71 | 2024-01-10 | 45207.75
TX CHILDRENS | BE00066259 | 324 | TABLE, SURGICAL, AC POWERED | MIZUHO ORTHOPEDIC SYSTEMS INC | 7803 | 87728.31 | 2018-04-20 | 0
TX CHILDRENS | BE00117027 | 69-1-2006-1064-S | ANALYZER | AGILENT TECHNOLOGIES | RTCA MP | 87341.75 | 2024-03-21 | 0
TX CHILDRENS | BE00085484 | VSI05763 | ULTRASOUND, COLOR FLOW | GE Precision Healthcare LLC | VOLUSON i | 87000 | 2017-11-10 | 0
TX CHILDRENS | BE00129093 | D2252642406 | SPECTROPHOTOMETER, MASS | AB SCIEX LLC | TRIPLE QUAD 6500+ | 86941.82 | 2026-01-08 | 39933.13
TX CHILDRENS | BE00128943 | D2252682406 | SPECTROPHOTOMETER, MASS | AB SCIEX LLC | TRIPLE QUAD 6500+ | 86941.82 | 2026-01-08 | 39933.13
TX CHILDRENS | BE00115988 | SG21298703 | SCANNER | AGILENT TECHNOLOGIES | G2600D | 86778 | 2022-12-12 | 0
TX CHILDRENS | BE00119519 | 4500131US0 | ULTRASOUND, COLOR FLOW | GE Precision Healthcare LLC | VIVID IQ | 86693.6 | 2026-10-10 | 0
TX CHILDRENS | BE00120459 | 4500123US0 | ULTRASOUND, COLOR FLOW | GE Precision Healthcare LLC | VIVID IQ | 86670.6 | 2026-09-25 | 0
TX CHILDRENS | BE00103493 | BB5SU1800040 | X-RAY, MOBILE | OEC MEDICAL SYSTEMS | OEC ELITE MINIVIEW | 86584 | 2019-05-16 | 0
TX CHILDRENS | BE00117503 | 1003123 | DRUG DEVELOPER | PRECISION NANOSYSTEMS US INC | NANOASSEMBLR IGNITE | 86400 | 2023-03-23 | 11931
TX CHILDRENS | BE00118781 | JC6F3L3 | EEG ACQUISITION STATION (PORTABLE) | DELL MARKETING LP | OPTIPLEX XE3 | 86321.11 | 2023-08-03 | 0
TX CHILDRENS | BE00127033 | C73F3L3 | EEG ACQUISITION STATION | DELL MARKETING LP | OPTIPLEX XE3 | 86321.11 | 2024-02-12 | 0
TX CHILDRENS | BE00118778 | FG6Q2L3 | EEG ACQUISITION STATION (PORTABLE) | DELL MARKETING LP | OPTIPLEX XE3 | 86321.11 | 2023-08-03 | 0
TX CHILDRENS | BE00121846 | 3595 | BLOOD PROCESSOR | TERUMO BCT INC | 2991 | 86314 | 2024-10-09 | 16101
TX CHILDRENS | BE00102384 | 3801110-Z 12342 | TABLE, SURGICAL, AC POWERED | BERCHTOLD CORP | OPERON D860 | 86302.46 | 2021-03-31 | 0
TX CHILDRENS | BE00102385 | 3801110-Z 12345 | TABLE, SURGICAL, AC POWERED | BERCHTOLD CORP | OPERON D860 | 86302.46 | 2021-03-31 | 0
TX CHILDRENS | BE00111485 | 144022 | AUTOMATED MEDICATION DISPENSER | OMNICELL INC | MED-FRM-102 | 86000 | 2019-10-10 | 0
TX CHILDRENS | BE00111687 | 147691 | AUTOMATED MEDICATION DISPENSER | OMNICELL INC | MED-FRM-104 | 86000 | 2019-10-10 | 0
TX CHILDRENS | BE00111489 | 147989 | AUTOMATED MEDICATION DISPENSER | OMNICELL INC | MED-FRM-102 | 86000 | 2019-10-10 | 0
TX CHILDRENS | BE00111499 | 144018 | AUTOMATED MEDICATION DISPENSER | OMNICELL INC | MED-FRM-102 | 86000 | 2019-10-10 | 0
TX CHILDRENS | BE00111488 | 144104 | AUTOMATED MEDICATION DISPENSER | OMNICELL INC | MED-FRM-102 | 86000 | 2019-10-10 | 0
TX CHILDRENS | BE00120760 | 144057 | AUTOMATED MEDICATION DISPENSER | OMNICELL INC | MED-FRM-102 | 86000 | 2023-08-18 | 0
TX CHILDRENS | BE00111502 | 149549 | AUTOMATED MEDICATION DISPENSER | OMNICELL INC | MED-FRM-102 | 86000 | 2019-10-10 | 2754.17
TX CHILDRENS | BE00111498 | 144134 | AUTOMATED MEDICATION DISPENSER | OMNICELL INC | MED-FRM-102 | 86000 | 2019-10-10 | 0
TX CHILDRENS | BE00111214 | 144175 | AUTOMATED MEDICATION DISPENSER | OMNICELL INC | MED-FRM-102 | 86000 | 2019-10-10 | 0
TX CHILDRENS | BE00126980 | JF9BV64 | EEG ACQUISITION STATION (PORTABLE) | DELL MARKETING LP | OPTIPLEX XE3 | 86000 | 2025-06-17 | 0
TX CHILDRENS | BE00111686 | 144042 | AUTOMATED MEDICATION DISPENSER | OMNICELL INC | MED-FRM-102 | 86000 | 2019-10-10 | 0
TX CHILDRENS | BE00111504 | 144025 | AUTOMATED MEDICATION DISPENSER | OMNICELL INC | MED-FRM-102 | 86000 | 2019-10-10 | 0
TX CHILDRENS | BE00118693 | 144388 | AUTOMATED MEDICATION DISPENSER | OMNICELL INC | MED-FRM-102 | 86000 | 2023-01-18 | 2754.17
TX CHILDRENS | BE00127175 | 240525 | AUTOMATED MEDICATION DISPENSER | OMNICELL INC | MED-FRM-102 | 86000 | 2024-02-16 | 0
TX CHILDRENS | BE00111483 | 144049 | AUTOMATED MEDICATION DISPENSER | OMNICELL INC | MED-FRM-102 | 86000 | 2019-10-10 | 0
TX CHILDRENS | BE00117538 | 137252 | AUTOMATED MEDICATION DISPENSER | OMNICELL INC | MED-FRM-102 | 86000 | 2022-07-21 | 2754.17
TX CHILDRENS | BE00111486 | 143931 | AUTOMATED MEDICATION DISPENSER | OMNICELL INC | MED-FRM-102 | 86000 | 2019-10-10 | 0
TX CHILDRENS | BE00111688 | 137396 | AUTOMATED MEDICATION DISPENSER | OMNICELL INC | MED-FRM-102 | 86000 | 2019-10-10 | 2754.17
TX CHILDRENS | BE00111503 | 143618 | AUTOMATED MEDICATION DISPENSER | OMNICELL INC | MED-FRM-102 | 86000 | 2019-10-10 | 0
TX CHILDRENS | BE00120373 | 155053 | AUTOMATED MEDICATION DISPENSER | OMNICELL INC | MED-FRM-102 | 86000 | 2023-10-04 | 0
TX CHILDRENS | BE00120761 | 149548 | AUTOMATED MEDICATION DISPENSER | OMNICELL INC | MED-FRM-102 | 86000 | 2023-08-18 | 2754.17
TX CHILDRENS | BE00111490 | 146791 | AUTOMATED MEDICATION DISPENSER | OMNICELL INC | MED-FRM-102 | 86000 | 2019-10-10 | 0
TX CHILDRENS | BE00111506 | 143620 | AUTOMATED MEDICATION DISPENSER | OMNICELL INC | MED-FRM-102 | 86000 | 2019-10-10 | 0
TX CHILDRENS | BE00111484 | 144019 | AUTOMATED MEDICATION DISPENSER | OMNICELL INC | MED-FRM-102 | 86000 | 2019-10-10 | 0
TX CHILDRENS | BE00111508 | 147964 | AUTOMATED MEDICATION DISPENSER | OMNICELL INC | MED-FRM-104 | 86000 | 2019-10-10 | 0
TX CHILDRENS | BE00118695 | 137255 | AUTOMATED MEDICATION DISPENSER | OMNICELL INC | MED-FRM-102 | 86000 | 2023-01-25 | 2754.17
TX CHILDRENS | BE00111487 | 143934 | AUTOMATED MEDICATION DISPENSER | OMNICELL INC | MED-FRM-102 | 86000 | 2019-10-10 | 0
TX CHILDRENS | BE00111491 | 143976 | AUTOMATED MEDICATION DISPENSER | OMNICELL INC | MED-FRM-102 | 86000 | 2019-10-10 | 0
TX CHILDRENS | BE00118765 | 137230 | AUTOMATED MEDICATION DISPENSER | OMNICELL INC | MED-FRM-102 | 86000 | 2023-03-02 | 2754.17
TX CHILDRENS | BE00111679 | 144171 | AUTOMATED MEDICATION DISPENSER | OMNICELL INC | MED-FRM-102 | 86000 | 2019-10-10 | 0
TX CHILDRENS | BE00111507 | 144020 | AUTOMATED MEDICATION DISPENSER | OMNICELL INC | MED-FRM-102 | 86000 | 2019-10-10 | 0
TX CHILDRENS | BE00111497 | 143966 | AUTOMATED MEDICATION DISPENSER | OMNICELL INC | MED-FRM-102 | 86000 | 2019-10-10 | 0
TX CHILDRENS | BE00101466 | 147313 | AUTOMATED MEDICATION DISPENSER | OMNICELL INC | ANT-FRM-006 | 86000 | 2019-10-10 | 0
TX CHILDRENS | BE00115784 | 137772 | AUTOMATED MEDICATION DISPENSER | OMNICELL INC | MED-FRM-102 | 86000 | 2022-01-24 | 2754.17
TX CHILDRENS | BE00111500 | 144062 | AUTOMATED MEDICATION DISPENSER | OMNICELL INC | MED-FRM-102 | 86000 | 2019-10-10 | 0
TX CHILDRENS | BE00111505 | 143932 | AUTOMATED MEDICATION DISPENSER | OMNICELL INC | MED-FRM-102 | 86000 | 2019-10-10 | 0
TX CHILDRENS | BE00115653 | 143975 | AUTOMATED MEDICATION DISPENSER | OMNICELL INC | MED-FRM-102 | 86000 | 2021-07-29 | 0
TX CHILDRENS | BE00111466 | 143941 | AUTOMATED MEDICATION DISPENSER | OMNICELL INC | MED-FRM-102 | 86000 | 2019-10-10 | 0
TX CHILDRENS | BE00113736 | 144043 | AUTOMATED MEDICATION DISPENSER | OMNICELL INC | MED-FRM-102 | 86000 | 2020-09-21 | 0
TX CHILDRENS | BE00111685 | 144165 | AUTOMATED MEDICATION DISPENSER | OMNICELL INC | MED-FRM-102 | 86000 | 2019-10-10 | 0
TX CHILDRENS | BE00111482 | 143927 | AUTOMATED MEDICATION DISPENSER | OMNICELL INC | MED-FRM-102 | 86000 | 2019-10-10 | 0
TX CHILDRENS | BE00115657 | 161548 | AUTOMATED MEDICATION DISPENSER | OMNICELL INC | MED-FRM-102 | 86000 | 2021-08-09 | 0
TX CHILDRENS | BE00115658 | 161549 | AUTOMATED MEDICATION DISPENSER | OMNICELL INC | MED-FRM-102 | 86000 | 2021-08-09 | 0
TX CHILDRENS | BE00111496 | 144044 | AUTOMATED MEDICATION DISPENSER | OMNICELL INC | MED-FRM-102 | 86000 | 2019-10-10 | 0
TX CHILDRENS | BE00111203 | 143965 | AUTOMATED MEDICATION DISPENSER | OMNICELL INC | MED-FRM-103 | 86000 | 2019-10-10 | 0
TX CHILDRENS | BE00111468 | 143943 | AUTOMATED MEDICATION DISPENSER | OMNICELL INC | MED-FRM-102 | 86000 | 2019-10-10 | 0
TX CHILDRENS | BE00111481 | 143938 | AUTOMATED MEDICATION DISPENSER | OMNICELL INC | MED-FRM-102 | 86000 | 2019-10-10 | 0
TX CHILDRENS | BE00111467 | 143944 | AUTOMATED MEDICATION DISPENSER | OMNICELL INC | MED-FRM-102 | 86000 | 2019-10-10 | 0
TX CHILDRENS | BE00111156 | 144026 | AUTOMATED MEDICATION DISPENSER | OMNICELL INC | MED-FRM-102 | 86000 | 2019-10-10 | 0
TX CHILDRENS | BE00111494 | 143978 | AUTOMATED MEDICATION DISPENSER | OMNICELL INC | MED-FRM-102 | 86000 | 2019-10-10 | 0
TX CHILDRENS | BE00111492 | 143971 | AUTOMATED MEDICATION DISPENSER | OMNICELL INC | MED-FRM-102 | 86000 | 2019-10-10 | 0
TX CHILDRENS | BE00111493 | 143977 | AUTOMATED MEDICATION DISPENSER | OMNICELL INC | MED-FRM-102 | 86000 | 2019-10-10 | 0
TX CHILDRENS | BE00111495 | 144088 | AUTOMATED MEDICATION DISPENSER | OMNICELL INC | MED-FRM-102 | 86000 | 2019-10-10 | 0
TX CHILDRENS | BE00111509 | 144024 | AUTOMATED MEDICATION DISPENSER | OMNICELL INC | MED-FRM-102 | 86000 | 2019-10-10 | 0
TX CHILDRENS | BE00111501 | 143980 | AUTOMATED MEDICATION DISPENSER | OMNICELL INC | MED-FRM-102 | 86000 | 2019-10-10 | 0
TX CHILDRENS | BE00061804 | 281114001 | SURGICAL MICROSCOPE & ACCESSOR | LEICA MICROSYSTEMS INC | M525-F40 | 85682.25 | 2015-12-16 | 0
TX CHILDRENS | BE00065693 | i1SR56537 | IMMUNO CHEMISTRY ANALYZER | ABBOTT LABORATORIES INC | ARCHITECT i1000SR | 85500 | 2018-01-08 | 47833.33
TX CHILDRENS | BE00124475 | 230323001 | SURGICAL MICROSCOPE & ACCESSOR | LEICA MICROSYSTEMS INC | M844-F40 | 85415.82 | 2024-06-09 | 0
TX CHILDRENS | KN224261 | 03BCM2 | ULTRASOUND, COLOR FLOW | Fujifilm Sonosite Inc | M-TURBO | 85412.5 | 2008-11-30 | 0
TX CHILDRENS | BE00113019 | XPN19K03 | CENTRIFUGE, REFRIGERATED | BECKMAN COULTER INC - SERVICE AGREEMENT | OPTIMA XPN-100 | 84643.2 | 2020-12-22 | 0
TX CHILDRENS | BE00058625 | 004278 | MICROSCOPE | SCIENTIFIA LLC | S-SCOPE-2 | 84636 | 2014-03-04 | 0
TX CHILDRENS | BE00111927 | 41044 | APHERESIS | NELLCOR PURITAN BENNETT LLC | THERAKOS | 84550 | 2020-10-02 | 26235
TX CHILDRENS | BE00111926 | 41043 | APHERESIS | NELLCOR PURITAN BENNETT LLC | THERAKOS | 84550 | 2020-10-02 | 26235
TX CHILDRENS | BE00119370 | 4500121US0 | ULTRASOUND, COLOR FLOW | GE Precision Healthcare LLC | VIVID IQ | 84422.02 | 2026-09-24 | 0
TX CHILDRENS | BE00108672 | 50002815 | ANALYZER | ORTHO - CLINICAL DIAGNOSTICS | ORTHO VISION | 84325 | 2019-07-31 | 115200
TX CHILDRENS | BE00108673 | 50002816 | ANALYZER | ORTHO - CLINICAL DIAGNOSTICS | ORTHO VISION | 84325 | 2019-07-31 | 115200
TX CHILDRENS | BE00106518 | 3801110-Z 11329 | TABLE, SURGICAL, AC POWERED | BERCHTOLD CORP | OPERON D860 | 84197.52 | 2019-06-07 | 0
TX CHILDRENS | BE00106519 | 3801110-Z 11335 | TABLE, SURGICAL, AC POWERED | BERCHTOLD CORP | OPERON D860 | 84197.52 | 2019-06-07 | 0
TX CHILDRENS | BE00103630 | 3801110-Z 11350 | TABLE, SURGICAL, AC POWERED | BERCHTOLD CORP | OPERON D860 | 84197.52 | 2019-06-07 | 0
TX CHILDRENS | BE00106520 | 3801110-Y 11120 | TABLE, SURGICAL, AC POWERED | BERCHTOLD CORP | OPERON D860 | 84197.52 | 2019-06-07 | 0
TX CHILDRENS | BE00103631 | 3801110-Z 11352 | TABLE, SURGICAL, AC POWERED | BERCHTOLD CORP | OPERON D860 | 84197.52 | 2019-06-07 | 0
TX CHILDRENS | BE00108724 | 3801110-Z 11348 | TABLE, SURGICAL, AC POWERED | BERCHTOLD CORP | OPERON D860 | 84197.52 | 2019-06-07 | 0
TX CHILDRENS | BE00108715 | 3801110-Z 11349 | TABLE, SURGICAL, AC POWERED | BERCHTOLD CORP | OPERON D860 | 84197.52 | 2019-06-07 | 0
TX CHILDRENS | BE00103632 | 3801110-Z 11351 | TABLE, SURGICAL, AC POWERED | BERCHTOLD CORP | OPERON D860 | 84197.52 | 2019-06-07 | 0
TX CHILDRENS | BE00103629 | 3801110-Z 11346 | TABLE, SURGICAL, AC POWERED | BERCHTOLD CORP | OPERON D860 | 84197.52 | 2019-06-07 | 0
TX CHILDRENS | BE00088179 | BB5SS1600076 | X-RAY, MOBILE | OEC MEDICAL SYSTEMS | ELITE MINI | 84150 | 2018-02-26 | 0
TX CHILDRENS | BE00117125 | 108659771 | TABLE, SURGICAL, AC POWERED | Trumpf Medical Systems Inc Do Not Use | TRUSYSTEM 7000U | 83658.82 | 2023-04-19 | 0
TX CHILDRENS | BE00117024 | 921LV027 | ELECTRO-KINETIC TRANSFECTION SYS | LONZA WALKERSVILLE INC | 4D-NUCLEOFECTOR LV UNIT | 83278 | 2022-03-22 | 0
TX CHILDRENS | BE00126589 | 42403395 | SPIROMETER DIAGNOSTIC | VYAIRE MEDICAL 211 INC | VYNTUS ONE | 82435.69 | 2025-07-10 | 0
TX CHILDRENS | BE00124430 | BB5SE2300254HL | X-RAY, MOBILE | OEC MEDICAL SYSTEMS | OEC ELITE MINIVIEW | 82133.5 | 2024-12-20 | 0
TX CHILDRENS | BE00063646 | GDP.1001H.8319 | MICROSCOPE ACCESSORIES | COHERENT INC | CHAMELEON | 82000 | 2016-02-15 | 39067.89
TX CHILDRENS | BE00064055 | 1503091B | MICROPLATE READER | BIO-TEK INSTRUMENTS INC | CYTATION 5 | 81916.97 | 2017-05-13 | 0
TX CHILDRENS | BE00103227 | E09295 | ULTRASOUND, COLOR FLOW | GE Precision Healthcare LLC | VOLUSON E6 | 81400 | 2019-04-22 | 0
TX CHILDRENS | BE00103226 | E09290 | ULTRASOUND, COLOR FLOW | GE Precision Healthcare LLC | VOLUSON E6 | 81400 | 2019-04-22 | 0
TX CHILDRENS | BE00106223 | US53201274 | ANESTHESIA MONITOR | Philips North America LLC | EXPRESSION MR400 | 81228.7 | 2019-06-07 | 0
TX CHILDRENS | BE00100090 | US53200745 | ANESTHESIA MONITOR | Philips North America LLC | EXPRESSION MR400 | 81228.7 | 2018-04-11 | 0
TX CHILDRENS | BE00106226 | US53201275 | ANESTHESIA MONITOR | Philips North America LLC | EXPRESSION MR400 | 81228.7 | 2019-06-07 | 0
TX CHILDRENS | BE00100091 | US53200746 | ANESTHESIA MONITOR | Philips North America LLC | EXPRESSION MR400 | 81228.7 | 2018-04-11 | 0
TX CHILDRENS | BE00117369 | 306083M | X-RAY, BONE DENSITOMETER | HOLOGIC INC | HORIZON A | 81220.8 | 2023-06-06 | 0
TX CHILDRENS | BE00063380 | BPN000951 | ANTERIOR SEGMENT SCANNER (OCT) | BIOPTIGEN INC | C2300 | 81000 | 2015-12-17 | 0
TX CHILDRENS | BE00060592 | 3525001352 | MICROSCOPE | CARL ZEISS MEDITEC USA INC | AXIOIMAGER M2 | 80985.44 | 2015-01-26 | 0
TX CHILDRENS | BE00100283 | 300286M | X-RAY, BONE DENSITOMETER | HOLOGIC INC | HORIZON A | 80750 | 2018-04-03 | 0
TX CHILDRENS | BE00106229 | US53201436 | ANESTHESIA MONITOR | Philips North America LLC | EXPRESSION MR400 | 80728.7 | 2019-09-18 | 0
TX CHILDRENS | BE00087269 | WAA075844 | WASHER, DISINFECTOR | GETINGE USA SALES LLC | S-8666 | 80700.27 | 2018-03-25 | 0
TX CHILDRENS | BE00115967 | 04T76T | ULTRASOUND, COLOR FLOW | Fujifilm Sonosite Inc | X-PORTE | 80580 | 2025-07-05 | 0
TX CHILDRENS | BE00115966 | 04T764 | ULTRASOUND, COLOR FLOW | Fujifilm Sonosite Inc | X-PORTE | 80580 | 2025-07-05 | 0
TX CHILDRENS | BE00115617 | US91003221 | ANESTHESIA MONITOR | Philips North America LLC | EXPRESSION MR400 | 80518.8 | 2022-08-17 | 0
TX CHILDRENS | BE00118183 | Q2011009 | SAMPLING WORKSTATION | Qiagen LLC | PYROMARK Q48 AUTOPREP | 80314 | 2023-04-18 | 10952
TX CHILDRENS | BE00081653 | 070116001 | SURGICAL MICROSCOPE & ACCESSOR | LEICA MICROSYSTEMS INC | M525-F20 | 80288 | 2017-01-27 | 0
TX CHILDRENS | BE00081654 | 070116002 | SURGICAL MICROSCOPE & ASSECOR | LEICA MICROSYSTEMS INC | M525-F20 | 80288 | 2017-01-27 | 0
TX CHILDRENS | BE00035219 | 90410413 | ECMO SYSTEM | JOSTRA / MAQUET | CARDIOHELP i | 80000 | 2013-06-06 | 0
TX CHILDRENS | BE00128797 | JS-5437 | IMAGER (FLUORESCENCE, CHEMILUMINESCENCE) | PROTEINSIMPLE | JESS | 80000 | 2025-09-25 | 0
TX CHILDRENS | BE00033056 | 5F0127 | X-RAY, TOMOGRAPHIC | Ziehm-Orthoscan Inc | 1000-0004 | 80000 | 2013-01-31 | 0
TX CHILDRENS | BE00062978 | 90411159 | ECMO SYSTEM | JOSTRA / MAQUET | CARDIOHELP i | 80000 | 2015-11-17 | 0
TX CHILDRENS | BE00064260 | 003273 | ANALYZER | PROTEINSIMPLE | MFI 5200 | 79800 | 2017-09-20 | 3589.33
TX CHILDRENS | BE00056777 | 85280 | AUTOMATED MEDICATION DISPENSER | OMNICELL INC | OMNI RX | 79543.84 | 2013-02-19 | 0
TX CHILDRENS | BE00056743 | 83716 | AUTOMATED MEDICATION DISPENSER | OMNICELL INC | OMNI RX | 79543.84 | 2013-02-19 | 0
TX CHILDRENS | BE00102082 | 150283 | AUTOMATED MEDICATION DISPENSER | OMNICELL INC | MED-FRM-102 | 79415.8 | 2019-02-27 | 4740.37
TX CHILDRENS | BE00122115 | 82943 | HEMATOLOGY ANALYZER | SYSMEX AMERICA INC | XN-10 | 79171.4 | 2025-03-20 | 0
TX CHILDRENS | BE00122113 | 15120 | SLIDE STAINER, AUTOMATED | SYSMEX AMERICA INC | SP-50 | 79171.4 | 2025-03-20 | 0
TX CHILDRENS | BE00122114 | 80364 | HEMATOLOGY ANALYZER | SYSMEX AMERICA INC | XN-20 | 79171.4 | 2025-03-20 | 0
TX CHILDRENS | BE00064120 | D23975 | ULTRASOUND, COLOR FLOW | GE Precision Healthcare LLC | VOLUSON E8 | 78984 | 2016-08-19 | 0
TX CHILDRENS | BE00126348 | AIR-20231010-01 | SURGICAL CAMERA & ACCESSORIES | KARL STORZ ENDOSCOPY-AMERICA INC | AIR | 78783 | 2024-12-10 | 0
TX CHILDRENS | BE00126375 | AIR-20231010-02 | SURGICAL CAMERA & ACCESSORIES | KARL STORZ ENDOSCOPY-AMERICA INC | AIR | 78783 | 2024-12-10 | 0
TX CHILDRENS | BE00112889 | 12521 | SLIDE STAINER, AUTOMATED | SYSMEX AMERICA INC | SP-50 | 78649.33 | 2020-01-23 | 7215.83
TX CHILDRENS | BE00104466 | 37319 | HEMATOLOGY ANALYZER | SYSMEX AMERICA INC | XN-10 | 78649.33 | 2020-01-23 | 7215.83
TX CHILDRENS | BE00104467 | 37322 | HEMATOLOGY ANALYZER | SYSMEX AMERICA INC | XN-10 | 78649.33 | 2020-01-23 | 7215.83
TX CHILDRENS | BE00124437 | 308144M | X-RAY, BONE DENSITOMETER | HOLOGIC INC | HORIZON A | 78500 | 2025-01-10 | 0
TX CHILDRENS | BE00109873 | 137329 | AUTOMATED MEDICATION DISPENSER | OMNICELL INC | MED-FRM-102 | 78247 | 2019-03-07 | 2754.17
TX CHILDRENS | BE00104000 | 137233 | AUTOMATED MEDICATION DISPENSER | OMNICELL INC | MED-FRM-102 | 78247 | 2019-03-07 | 2754.17
TX CHILDRENS | BE00103998 | 137250 | AUTOMATED MEDICATION DISPENSER | OMNICELL INC | MED-FRM-102 | 78247 | 2019-03-07 | 2754.17
TX CHILDRENS | BE00104006 | 137341 | AUTOMATED MEDICATION DISPENSER | OMNICELL INC | MED-FRM-102 | 78247 | 2019-03-07 | 2754.17
TX CHILDRENS | BE00120606 | 144046 | AUTOMATED MEDICATION DISPENSER | OMNICELL INC | MED-FRM-102 | 78247 | 2023-08-29 | 0
TX CHILDRENS | BE00103995 | 137242 | AUTOMATED MEDICATION DISPENSER | OMNICELL INC | MED-FRM-102 | 78247 | 2019-03-07 | 2754.17
TX CHILDRENS | BE00115072 | 137247 | AUTOMATED MEDICATION DISPENSER | OMNICELL INC | MED-FRM-102 | 78247 | 2021-06-14 | 2754.17
TX CHILDRENS | BE00109874 | 137326 | AUTOMATED MEDICATION DISPENSER | OMNICELL INC | MED-FRM-102 | 78247 | 2019-03-07 | 2754.17
TX CHILDRENS | BE00103993 | 137235 | AUTOMATED MEDICATION DISPENSER | OMNICELL INC | MED-FRM-102 | 78247 | 2019-03-07 | 2754.17
TX CHILDRENS | BE00104005 | 137345 | AUTOMATED MEDICATION DISPENSER | OMNICELL INC | MED-FRM-102 | 78247 | 2019-03-07 | 2754.17
TX CHILDRENS | BE00104001 | 137254 | AUTOMATED MEDICATION DISPENSER | OMNICELL INC | MED-FRM-102 | 78247 | 2019-03-07 | 2754.17
TX CHILDRENS | BE00103989 | 137260 | AUTOMATED MEDICATION DISPENSER | OMNICELL INC | MED-FRM-102 | 78247 | 2019-03-07 | 2754.17
TX CHILDRENS | BE00104007 | 137403 | AUTOMATED MEDICATION DISPENSER | OMNICELL INC | MED-FRM-102 | 78247 | 2019-03-07 | 2754.17
TX CHILDRENS | BE00103997 | 137227 | AUTOMATED MEDICATION DISPENSER | OMNICELL INC | MED-FRM-102 | 78247 | 2019-03-07 | 2754.17
TX CHILDRENS | BE00120602 | 143979 | AUTOMATED MEDICATION DISPENSER | OMNICELL INC | MED-FRM-102 | 78247 | 2023-08-29 | 0
TX CHILDRENS | BE00103996 | 137258 | AUTOMATED MEDICATION DISPENSER | OMNICELL INC | MED-FRM-102 | 78247 | 2019-03-07 | 2754.17
TX CHILDRENS | BE00114264 | 137261 | AUTOMATED MEDICATION DISPENSER | OMNICELL INC | MED-FRM-102 | 78247 | 2020-11-05 | 2754.17
TX CHILDRENS | BE00103994 | 137237 | AUTOMATED MEDICATION DISPENSER | OMNICELL INC | MED-FRM-102 | 78247 | 2019-03-07 | 2754.17
TX CHILDRENS | BE00104008 | 147394 | AUTOMATED MEDICATION DISPENSER | OMNICELL INC | MED-FRM-102 | 78247 | 2019-03-07 | 0
TX CHILDRENS | BE00103999 | 137244 | AUTOMATED MEDICATION DISPENSER | OMNICELL INC | MED-FRM-102 | 78247 | 2019-03-07 | 2754.17
TX CHILDRENS | BE00104009 | 137323 | AUTOMATED MEDICATION DISPENSER | OMNICELL INC | MED-FRM-102 | 78247 | 2019-03-07 | 2754.17
TX CHILDRENS | BE00103992 | 137241 | AUTOMATED MEDICATION DISPENSER | OMNICELL INC | MED-FRM-102 | 78247 | 2019-03-07 | 2754.17
TX CHILDRENS | BE00104002 | 137249 | AUTOMATED MEDICATION DISPENSER | OMNICELL INC | MED-FRM-102 | 78247 | 2019-03-07 | 2754.17
TX CHILDRENS | BE00103990 | 137266 | AUTOMATED MEDICATION DISPENSER | OMNICELL INC | MED-FRM-102 | 78247 | 2019-03-07 | 2754.17
TX CHILDRENS | BE00103991 | 137256 | AUTOMATED MEDICATION DISPENSER | OMNICELL INC | MED-FRM-102 | 78247 | 2019-03-07 | 2754.17
TX CHILDRENS | BE00115959 | 137231 | AUTOMATED MEDICATION DISPENSER | OMNICELL INC | MED-FRM-102 | 78247 | 2021-10-28 | 2754.17
TX CHILDRENS | BE00104003 | 137238 | AUTOMATED MEDICATION DISPENSER | OMNICELL INC | MED-FRM-102 | 78247 | 2019-03-07 | 2754.17
TX CHILDRENS | BE00120601 | 147987 | AUTOMATED MEDICATION DISPENSER | OMNICELL INC | MED-FRM-102 | 78247 | 2023-08-29 | 0
TX CHILDRENS | BE00109876 | 140112 | AUTOMATED MEDICATION DISPENSER | OMNICELL INC | MED-FRM-102 | 78247 | 2019-03-07 | 2754.17
TX CHILDRENS | BE00108620 | 137206 | AUTOMATED MEDICATION DISPENSER | OMNICELL INC | MED-FRM-102 | 78247 | 2019-03-07 | 4872.75
TX CHILDRENS | BE00109875 | 137253 | AUTOMATED MEDICATION DISPENSER | OMNICELL INC | MED-FRM-102 | 78247 | 2019-03-07 | 2754.17
TX CHILDRENS | BE00103566 | 1P04888 | APHERESIS | TERUMO BCT INC | SPECTRA OPTIA | 78000 | 2019-04-24 | 0
TX CHILDRENS | KN214198 | A2RU0373F | FILE SERVER | GE Medical Systems Information Tech Inc | MARS 8000 | 78000 | 2005-02-10 | 0
TX CHILDRENS | KN214197 | A1RU0310F | FILE SERVER | GE Medical Systems Information Tech Inc | MARS 8000 | 78000 | 2005-02-10 | 0
TX CHILDRENS | BE00119742 | 01230926424 | WASHER, DISINFECTOR | STERIS Corporation | INNOWAVE PCF | 78000 | 2024-04-22 | 0
TX CHILDRENS | BE00103567 | 1P04890 | APHERESIS | TERUMO BCT INC | SPECTRA OPTIA | 78000 | 2019-04-24 | 0
TX CHILDRENS | BE00103568 | 1P04891 | APHERESIS | TERUMO BCT INC | SPECTRA OPTIA | 78000 | 2019-04-24 | 0
TX CHILDRENS | BE00118205 | FM3DD22220021 | ANALYZER | LUMINEX CORPORATION | FLEXMAP 3D | 78000 | 2023-07-06 | 0
TX CHILDRENS | BE00115973 | 196441 | AUTOMATED MEDICATION DISPENSER | OMNICELL INC | ANT-FRM-006 | 77649.06 | 2022-11-17 | 0
TX CHILDRENS | BE00115974 | 196444 | AUTOMATED MEDICATION DISPENSER | OMNICELL INC | ANT-FRM-006 | 77649.06 | 2022-11-17 | 0
TX CHILDRENS | BE00116119 | 196442 | AUTOMATED MEDICATION DISPENSER | OMNICELL INC | ANT-FRM-006 | 77649.06 | 2022-11-17 | 0
TX CHILDRENS | BE00116129 | 196445 | AUTOMATED MEDICATION DISPENSER | OMNICELL INC | ANT-FRM-006 | 77649.06 | 2022-11-17 | 0
TX CHILDRENS | BE00115975 | 196443 | AUTOMATED MEDICATION DISPENSER | OMNICELL INC | ANT-FRM-006 | 77649.06 | 2022-11-17 | 0
TX CHILDRENS | BE00116117 | 196440 | AUTOMATED MEDICATION DISPENSER | OMNICELL INC | ANT-FRM-006 | 77649.06 | 2022-11-17 | 0
TX CHILDRENS | BE00116118 | 196446 | AUTOMATED MEDICATION DISPENSER | OMNICELL INC | ANT-FRM-006 | 77649.06 | 2022-11-17 | 0
TX CHILDRENS | BE00116130 | 196439 | AUTOMATED MEDICATION DISPENSER | OMNICELL INC | ANT-FRM-006 | 77649.06 | 2022-11-17 | 0
TX CHILDRENS | BE00116877 | 0605 | ULTRASOUND, COLOR FLOW | QUANTEL MEDICAL | ABSOLU | 77595 | 2023-04-25 | 0
TX CHILDRENS | BE00117031 | H1121-244B-0171 | MICROSCOPE | THERMO FISHER SCIENTIFIC ASHEVILLE LLC | EVOS M7000 | 77433.33 | 2022-03-22 | 23550
TX CHILDRENS | BE00118267 | US91004960 | ANESTHESIA MONITOR | Philips North America LLC | EXPRESSION MR400 | 77228.7 | 2023-12-08 | 0
TX CHILDRENS | BE00033017 | 10448139-280910002 | SURGICAL MICROSCOPE & ACCESSOR | LEICA MICROSYSTEMS INC | M525-F40 | 76953.27 | 2011-04-15 | 0
TX CHILDRENS | BE00128346 | 03307-148-020-027-X23-06320 | COMPUTER & PERIPHERALS | VICON MOTION SYSTEMS | THEIA | 76704 | 2023-04-14 | 0
TX CHILDRENS | BE00100979 | M427P | INCUBATOR, TRANSPORT, NEONATAL | INTERNATIONAL BIOMEDICAL INC | VOYAGER, MASIMO | 76593.68 | 2018-10-22 | 0
TX CHILDRENS | BE00100981 | M429P | INCUBATOR, TRANSPORT, NEONATAL | INTERNATIONAL BIOMEDICAL INC | VOYAGER, MASIMO | 76593.68 | 2018-10-22 | 0
TX CHILDRENS | BE00100980 | M428P | INCUBATOR, TRANSPORT, NEONATAL | INTERNATIONAL BIOMEDICAL INC | VOYAGER, MASIMO | 76593.68 | 2018-10-22 | 0
TX CHILDRENS | BE00128184 | 104536362 | CRYOSURGICAL UNIT & ACCESSORY | Boston Scientific Corporation | ICEFX | 76550 | 2024-05-23 | 0
TX CHILDRENS | BE00060826 | 373609 | MICROSCOPE | LEICA MICROSYSTEMS INC | DM6000 B | 76520.42 | 2015-01-14 | 0
TX CHILDRENS | BE00065221 | 9914-0300-3188 | LASER - DYE | CANDELA CORPORATION | VBEAM PERFECTA | 76415 | 2016-09-14 | 0
TX CHILDRENS | BE00103892 | 920795 | MICROSCOPE | NIKON INSTRUMENT INC | ECLIPSE Ni-E | 76186.42 | 2019-09-06 | 0
TX CHILDRENS | BE00062430 | 261135 | MICROSCOPE | LEICA MICROSYSTEMS INC | DM6000 B | 76000 | 2016-03-09 | 0
TX CHILDRENS | BE00085150 | AS2614D1209 | SLIDE STAINER, AUTOMATED | DAKO CYTOMATION | AUTOSTAINER LINK 48 | 75960 | 2017-08-22 | 0
TX CHILDRENS | BE00100196 | 9914-0300-3523 | LASER - DYE | CANDELA CORPORATION | VBEAM PERFECTA | 75920 | 2018-03-31 | 29612.61
TX CHILDRENS | BE00058573 | URA012414 | STERILIZER, STEAM | GETINGE USA SALES LLC | 633LS | 75603.66 | 2011-11-11 | 0
TX CHILDRENS | BE00115520 | 5P0412 | X-RAY, MOBILE | Ziehm-Orthoscan Inc | 1000-0016 | 75500 | 2022-09-27 | 0
TX CHILDRENS | BE00100475 | 754R2066N0001 | BLOOD GAS ANALYZER | RADIOMETER COPENHAGEN | ABL 835 FLEX | 75311 | 2018-05-16 | 19039.1
TX CHILDRENS | BE00100476 | 754R2066N0002 | BLOOD GAS ANALYZER | RADIOMETER COPENHAGEN | ABL 835 FLEX | 75311 | 2018-05-16 | 19039.1
TX CHILDRENS | BE00060864 | CXE14B07 | CENTRIFUGE, REFRIGERATED | BECKMAN COULTER INC - SERVICE AGREEMENT | OPTIMA XE-90 | 75266.37 | 2015-04-21 | 0
TX CHILDRENS | BE00059269 | SM4110148 | BLOOD GAS ANALYZER | SPECTRUM MEDICAL INC | M4 | 75137 | 2014-07-01 | 0
TX CHILDRENS | BE00109877 | VENED000631 | ULTRASOUND, COLOR FLOW | GE Precision Healthcare LLC | VENUE | 75000 | 2023-04-22 | 0
TX CHILDRENS | BE00109878 | VENED000650 | ULTRASOUND, COLOR FLOW | GE Precision Healthcare LLC | VENUE | 75000 | 2023-04-22 | 0
TX CHILDRENS | BE00064103 | ALPC14070 | SLIDE STAINER, AUTOMATED | DAKO CYTOMATION | ARTISAN LINK PRO | 75000 | 2016-06-02 | 11028
TX CHILDRENS | BE00108267 | VENED000367 | ULTRASOUND, COLOR FLOW | GE Precision Healthcare LLC | VENUE | 75000 | 2023-04-22 | 0
TX CHILDRENS | BE00108268 | VENED000369 | ULTRASOUND, COLOR FLOW | GE Precision Healthcare LLC | VENUE | 75000 | 2023-04-22 | 0
TX CHILDRENS | BE00130554 | CXVG1091 | GENOME SEQUENCER | 10X GENOMICS | 00013-03 | 75000 | 2026-04-21 | 0
TX CHILDRENS | BE00120362 | 3011 | ELECTROPHORESIS APPARATUS | SEBIA ELECTROPHORESIS INC | CAPILLARYS 3 OCTA | 75000 | 2026-05-07 | 0
TX CHILDRENS | KN231496 | 39-2106 | ANALYZER | ROCHE ANALYTICAL INSTRUMENTS | AMPLIPREP | 75000 | 2009-12-03 | 0
TX CHILDRENS | BE00065756 | ALP315040 | SLIDE STAINER, AUTOMATED | DAKO CYTOMATION | ARTISAN LINK PRO | 75000 | 2016-10-07 | 11028
TX CHILDRENS | BE00107441 | 9360 | SURGICAL SLUSH SYSTEM | OR SOLUTIONS INC | ORS-1075HS | 74950 | 2019-06-24 | 0
TX CHILDRENS | BE00128607 | (11)231128 | OPHTHALMOLOGY CAMERA & ACCESSORIES | PHOENIX TECHNOLOGY GROUP INC | ICON GO | 74895 | 2025-08-14 | 0
TX CHILDRENS | BE00111887 | 1914809001 | SLIDE STAINER, AUTOMATED | AKOYA BIOSCIENCES INC | CODEX | 74850 | 2019-09-23 | 30996
TX CHILDRENS | BE00115768 | VRTB-00772 | BLOOD CULTURE SYSTEM | BIOMERIEUX INC | BACT/ALERT VIRTUO | 74160 | 2022-09-21 | 46070
TX CHILDRENS | BE00110768 | 6029976WX0 | ULTRASOUND, COLOR FLOW | GE Precision Healthcare LLC | VIVID IQ | 73974 | 2022-08-20 | 0
TX CHILDRENS | BE00104421 | E09558 | ULTRASOUND, COLOR FLOW | GE Precision Healthcare LLC | VOLUSON E6 | 73905 | 2019-06-10 | 0
TX CHILDRENS | BE00037872 | 1120-075-292 | X-RAY, MOBILE | KUB TECHNOLOGIES (KUBTEC) | XPERT20 | 73700 | 2013-04-09 | 0
TX CHILDRENS | BE00126636 | 05K6PN | ULTRASOUND, COLOR FLOW | Fujifilm Sonosite Inc | PX | 73440 | 2025-08-15 | 0
TX CHILDRENS | BE00066469 | 5J0657 | X-RAY, MOBILE | Ziehm-Orthoscan Inc | 1000-0004-FD | 72950 | 2017-01-06 | 0
TX CHILDRENS | BE00066468 | 5J0658 | X-RAY, MOBILE | Ziehm-Orthoscan Inc | 1000-0004-FD | 72950 | 2017-01-06 | 0
TX CHILDRENS | BE00064839 | PS16141355 | SPECTROPHOTOMETER, MASS | BRUKER OPTICS INC | TENSOR II | 72909.03 | 2016-08-09 | 0
TX CHILDRENS | BE00124477 | US91005863 | ANESTHESIA MONITOR | Philips North America LLC | EXPRESSION MR400 | 72726 | 2024-10-25 | 0
TX CHILDRENS | BE00124478 | US91005862 | ANESTHESIA MONITOR | Philips North America LLC | EXPRESSION MR400 | 72726 | 2024-10-25 | 0
TX CHILDRENS | BE00118712 | 2007-XL36TR-894-1 | WASHER, SCOPE, ULTRASONIC | ULTRA CLEAN SYSTEMS INC | XL36TR | 72279.94 | 2023-01-23 | 0
TX CHILDRENS | BE00011702 | 00093 | RESECTION DEVICE | NICO CORPORATION | MYRIAD | 72200 | 2011-09-30 | 0
TX CHILDRENS | BE00036192 | 801157 | DNA THERMAL CYCLER | CEPHEID | GeneXpert | 72144 | 2012-10-26 | 28753.85
TX CHILDRENS | BE00036191 | 801155 | DNA THERMAL CYCLER | CEPHEID | GeneXpert | 72144 | 2012-10-26 | 28753.85
TX CHILDRENS | BE00126631 | ASTE-0029 | ANESTHESIA GAS MACHINE | DRAEGER MEDICAL INC | A500 | 72126.56 | 2025-08-15 | 0
TX CHILDRENS | BE00126630 | ASTE-0028 | ANESTHESIA GAS MACHINE | DRAEGER MEDICAL INC | A500 | 72126.56 | 2025-08-15 | 0
TX CHILDRENS | BE00126629 | ASTE-0030 | ANESTHESIA GAS MACHINE | DRAEGER MEDICAL INC | A500 | 72126.56 | 2025-08-15 | 0
TX CHILDRENS | BE00010953 | 3432256 | MICROSCOPE | SUTTER INSTRUMENT CO. | MM-400/S | 72095.19 | 2011-04-14 | 0
TX CHILDRENS | BE00084821 | 03VF3G | ULTRASOUND, COLOR FLOW | Fujifilm Sonosite Inc | X-PORTE | 72093.67 | 2021-07-13 | 0
TX CHILDRENS | BE00084825 | 03VF48 | ULTRASOUND, COLOR FLOW | Fujifilm Sonosite Inc | X-PORTE | 72093.67 | 2021-07-13 | 0
TX CHILDRENS | BE00084826 | 03VF62 | ULTRASOUND, COLOR FLOW | Fujifilm Sonosite Inc | X-PORTE | 72093.67 | 2021-07-13 | 0
TX CHILDRENS | BE00087413 | 040Z15 | ULTRASOUND, COLOR FLOW | Fujifilm Sonosite Inc | X-PORTE | 72093.67 | 2021-07-13 | 0
TX CHILDRENS | BE00084822 | 03VF6C | ULTRASOUND, COLOR FLOW | Fujifilm Sonosite Inc | X-PORTE | 72093.67 | 2021-07-13 | 0
TX CHILDRENS | BE00084823 | 03VF63 | ULTRASOUND, COLOR FLOW | Fujifilm Sonosite Inc | X-PORTE | 72093.67 | 2021-07-13 | 0
TX CHILDRENS | BE00108644 | 3348 | BLOOD PROCESSOR | TERUMO BCT INC | 2991 | 72000 | 2019-07-31 | 0
TX CHILDRENS | BE00108645 | 3351 | BLOOD PROCESSOR | TERUMO BCT INC | 2991 | 72000 | 2019-07-31 | 0
TX CHILDRENS | BE00060589 | 3185 | BLOOD PROCESSOR | TERUMO BCT INC | 2991 | 72000 | 2015-01-08 | 0
TX CHILDRENS | BE00064136 | 9914-0300-3127 | LASER - DYE | CANDELA CORPORATION | VBEAM PERFECTA | 71920 | 2016-05-26 | 0
TX CHILDRENS | BE00129673 | CAVG10112 | ANALYZER | 10X GENOMICS | VCP-LB-01 | 71812.5 | 2023-01-18 | 0
TX CHILDRENS | BE00115567 | 1100812767 | SURGICAL CAMERA & ACCESSORIES | Richard Wolf Medical Instruments Co | 5525301 | 71708.75 | 2023-01-11 | 0
TX CHILDRENS | BE00115847 | M790P | INCUBATOR, TRANSPORT, NEONATAL | INTERNATIONAL BIOMEDICAL INC | VOYAGER, MASIMO | 71615 | 2023-02-02 | 0
TX CHILDRENS | BE00060183 | ASEJ-0039 | ANESTHESIA GAS MACHINE | DRAEGER MEDICAL INC | APOLLO | 71523.04 | 2014-11-11 | 0
TX CHILDRENS | BE00130014 | 6013194101 | STERILIZER, STEAM | GETINGE USA SALES LLC | LSS 590 | 71459 | 2026-03-12 | 0
TX CHILDRENS | BE00113425 | 26-1-2003-1625-8 | ANALYZER | AGILENT TECHNOLOGIES | XCELLIGENCE RTCA SP | 71301.85 | 2022-02-09 | 0
TX CHILDRENS | BE00115061 | 9898860230 | SAMPLING WORKSTATION | BECKMAN COULTER INC - SERVICE AGREEMENT | BIOMEK NX-S8 | 71218 | 2021-03-30 | 0
TX CHILDRENS | BE00124415 | VGD001907 | ULTRASOUND, COLOR FLOW | GE Precision Healthcare LLC | VENUE GO | 71094.4 | 2025-03-05 | 0
TX CHILDRENS | BE00101423 | 137189 | AUTOMATED MEDICATION DISPENSER | OMNICELL INC | ANT-FRM-006 | 71090.26 | 2018-12-11 | 4872.75
TX CHILDRENS | BE00101384 | 137185 | AUTOMATED MEDICATION DISPENSER | OMNICELL INC | ANT-FRM-006 | 71090.26 | 2018-12-11 | 4872.75
TX CHILDRENS | BE00101426 | 137194 | AUTOMATED MEDICATION DISPENSER | OMNICELL INC | MED-FRM-102 | 71090.26 | 2018-12-11 | 4872.75
TX CHILDRENS | BE00101421 | 137186 | AUTOMATED MEDICATION DISPENSER | OMNICELL INC | ANT-FRM-006 | 71090.26 | 2018-12-11 | 4872.75
TX CHILDRENS | BE00101425 | 137207 | AUTOMATED MEDICATION DISPENSER | OMNICELL INC | MED-FRM-102 | 71090.26 | 2018-12-11 | 4872.75
TX CHILDRENS | BE00101422 | 137187 | AUTOMATED MEDICATION DISPENSER | OMNICELL INC | ANT-FRM-006 | 71090.26 | 2018-12-11 | 4872.75
TX CHILDRENS | BE00101382 | 137191 | AUTOMATED MEDICATION DISPENSER | OMNICELL INC | ANT-FRM-006 | 71090.26 | 2018-12-11 | 4872.75
TX CHILDRENS | BE00101383 | 137192 | AUTOMATED MEDICATION DISPENSER | OMNICELL INC | ANT-FRM-006 | 71090.26 | 2018-12-11 | 4872.75
TX CHILDRENS | BE00101424 | 137204 | AUTOMATED MEDICATION DISPENSER | OMNICELL INC | MED-FRM-102 | 71090.26 | 2018-12-11 | 4872.75
TX CHILDRENS | BE00104717 | 251017004 | SURGICAL MICROSCOPE & ACCESSOR | LEICA MICROSYSTEMS INC | M525-F20 | 70841 | 2019-02-06 | 0
TX CHILDRENS | KN215891 | 000297 | ANALYZER | PYROSEQUENCING | PSQ96 | 70450 | 2003-01-16 | 0
TX CHILDRENS | BE00124470 | VGD003323 | ULTRASOUND, COLOR FLOW | GE Precision Healthcare LLC | VENUE GO | 70389.3 | 2025-11-17 | 0
TX CHILDRENS | BE00103988 | 3525002544 | MICROSCOPE | CARL ZEISS MEDITEC USA INC | AXIO IMAGER.M2 | 70307.5 | 2019-09-12 | 0
TX CHILDRENS | BE00086425 | 137572 | AUTOMATED MEDICATION DISPENSER | OMNICELL INC | MED-FRM-103 | 70014.01 | 2018-12-11 | 4872.75
TX CHILDRENS | BE00086421 | 137196 | AUTOMATED MEDICATION DISPENSER | OMNICELL INC | MED-FRM-102 | 70014.01 | 2018-12-11 | 4872.75
TX CHILDRENS | BE00086423 | 137195 | AUTOMATED MEDICATION DISPENSER | OMNICELL INC | MED-FRM-102 | 70014.01 | 2018-12-11 | 4872.75
TX CHILDRENS | BE00086429 | 137211 | AUTOMATED MEDICATION DISPENSER | OMNICELL INC | MED-FRM-102 | 70014.01 | 2018-12-11 | 4872.75
TX CHILDRENS | BE00086428 | 137209 | AUTOMATED MEDICATION DISPENSER | OMNICELL INC | MED-FRM-102 | 70014.01 | 2018-12-11 | 4872.75
TX CHILDRENS | BE00086430 | 137203 | AUTOMATED MEDICATION DISPENSER | OMNICELL INC | MED-FRM-102 | 70014.01 | 2018-12-11 | 4872.75
TX CHILDRENS | BE00086424 | 137212 | AUTOMATED MEDICATION DISPENSER | OMNICELL INC | MED-FRM-102 | 70014.01 | 2018-12-11 | 4872.75
TX CHILDRENS | BE00101380 | 137193 | AUTOMATED MEDICATION DISPENSER | OMNICELL INC | MED-FRM-102 | 70014.01 | 2018-12-11 | 4872.75
TX CHILDRENS | BE00086427 | 137210 | AUTOMATED MEDICATION DISPENSER | OMNICELL INC | MED-FRM-102 | 70014.01 | 2018-12-11 | 4872.75
TX CHILDRENS | BE00086431 | 137201 | AUTOMATED MEDICATION DISPENSER | OMNICELL INC | MED-FRM-102 | 70014.01 | 2018-12-11 | 4872.75
TX CHILDRENS | BE00101381 | 137205 | AUTOMATED MEDICATION DISPENSER | OMNICELL INC | MED-FRM-102 | 70014.01 | 2018-12-11 | 4872.75
TX CHILDRENS | BE00086422 | 137197 | AUTOMATED MEDICATION DISPENSER | OMNICELL INC | MED-FRM-102 | 70014.01 | 2018-12-11 | 4872.75
TX CHILDRENS | BE00086426 | 132303 | AUTOMATED MEDICATION DISPENSER | OMNICELL INC | MED-FRM-102 | 70014.01 | 2018-12-11 | 4872.75
TX CHILDRENS | BE00086432 | 137198 | AUTOMATED MEDICATION DISPENSER | OMNICELL INC | MED-FRM-102 | 70014.01 | 2018-12-11 | 4872.75
TX CHILDRENS | BE00106442 | 140545 | AUTOMATED MEDICATION DISPENSER | OMNICELL INC | MED-FRM-103 | 70000 | 2018-10-16 | 2754.17
TX CHILDRENS | BE00082230 | 9088 | SURGICAL SLUSH SYSTEM | OR SOLUTIONS INC | ORS-1075HS-M | 70000 | 2017-03-09 | 0
TX CHILDRENS | BE00035210 | 3071 | BLOOD PROCESSOR | COBE LABORATORIES | 2991 | 70000 | 2013-06-04 | 0
TX CHILDRENS | BE00060980 | 1P02439 | APHERESIS | GAMBRO INC. | OPTIA #2 | 70000 | 2015-06-17 | 0
TX CHILDRENS | BE00060979 | 1P02433 | APHERESIS | GAMBRO INC. | OPTIA #1 | 70000 | 2015-06-17 | 0
TX CHILDRENS | BE00057980 | 1F1RH4J | COMPUTER HARDWARE/SOFTWARE | DELL MARKETING LP | DCTA | 70000 | 2010-09-22 | 0
TX CHILDRENS | BE00060982 | 1P02442 | APHERESIS | GAMBRO INC. | OPTIA #4 | 70000 | 2015-06-17 | 0
TX CHILDRENS | BE00082232 | 9091 | SURGICAL SLUSH SYSTEM | OR SOLUTIONS INC | ORS-1075HS-M | 70000 | 2017-03-09 | 0
TX CHILDRENS | BE00060981 | 1P02440 | APHERESIS | GAMBRO INC. | OPTIA #3 | 70000 | 2015-06-17 | 0
TX CHILDRENS | BE00082231 | 9090 | SURGICAL SLUSH SYSTEM | OR SOLUTIONS INC | ORS-1075HS-M | 70000 | 2017-03-09 | 0
TX CHILDRENS | BE00116679 | NACT-30005992 | URODYNAMICS MEASUREMENT SYSTEM | LABORIE MEDICAL TECHNOLOGIES CORP | AQUARIUS CT | 69995 | 2023-07-26 | 0
TX CHILDRENS | BE00082253 | i1SR56241 | IMMUNO CHEMISTRY ANALYZER | ABBOTT LABORATORIES INC | ARCHITECT i1000SR | 69900 | 2017-04-20 | 39108.35
TX CHILDRENS | BE00107832 | 140068 | AUTOMATED MEDICATION DISPENSER | OMNICELL INC | MED-FRM-103 | 69850 | 2019-06-11 | 2754.17
TX CHILDRENS | BE00107830 | 140074 | AUTOMATED MEDICATION DISPENSER | OMNICELL INC | MED-FRM-103 | 69850 | 2019-06-11 | 2754.17
TX CHILDRENS | BE00107831 | 140393 | AUTOMATED MEDICATION DISPENSER | OMNICELL INC | MED-FRM-103 | 69850 | 2019-06-11 | 2754.17
TX CHILDRENS | BE00033541 | 790857 | Workstation, Imaging Post Processing | DELL MARKETING LP | T5500 | 69751.81 | 2011-03-02 | 0
TX CHILDRENS | BE00123929 | ASSF-0014 | ANESTHESIA GAS MACHINE | DRAEGER MEDICAL INC | FABIUS MRI | 69427.74 | 2024-11-13 | 0
TX CHILDRENS | BE00123928 | ASSF-0016 | ANESTHESIA GAS MACHINE | DRAEGER MEDICAL INC | FABIUS MRI | 69427.74 | 2024-11-13 | 0
TX CHILDRENS | BE00123927 | ASSF-0009 | ANESTHESIA GAS MACHINE | DRAEGER MEDICAL INC | FABIUS MRI | 69427.74 | 2024-11-13 | 0
TX CHILDRENS | BE00123930 | ASSF-0013 | ANESTHESIA GAS MACHINE | DRAEGER MEDICAL INC | FABIUS MRI | 69427.74 | 2024-11-13 | 0
TX CHILDRENS | BE00117218 | 2N313L3 | EEG ACQUISITION STATION (PORTABLE) | DELL MARKETING LP | OPTIPLEX XE3 | 69386 | 2023-12-27 | 0
TX CHILDRENS | BE00117217 | JM313L3 | EEG ACQUISITION STATION (PORTABLE) | DELL MARKETING LP | OPTIPLEX XE3 | 69386 | 2023-12-27 | 0
TX CHILDRENS | BE00117219 | 2P313L3 | EEG ACQUISITION STATION (PORTABLE) | DELL MARKETING LP | OPTIPLEX XE3 | 69386 | 2023-12-27 | 0
TX CHILDRENS | BE00034071 | EASYMAG00849 | ANALYZER | BIOMERIEUX INC | NUCLISENS EASYMAG | 69350 | 2012-09-27 | 69468.75
TX CHILDRENS | BE00126503 | NACT-30012336 | URODYNAMICS MEASUREMENT SYSTEM | LABORIE MEDICAL TECHNOLOGIES CORP | AQUARIUS CT | 69345 | 2024-09-06 | 22164
TX CHILDRENS | BE00126119 | 4011 | ANALYZER, MILK | UNITY SCIENTIFIC | SPECTRASTAR XT | 69279 | 2025-03-13 | 0
TX CHILDRENS | BE00128841 | 2440010208 | PRINTER - ROBOTIC TUBE | TubeWriter LLC | TUBEWRITER 400 | 69000 | 2025-10-23 | 0
TX CHILDRENS | BE00112918 | US91003103 | ANESTHESIA MONITOR | Philips North America LLC | EXPRESSION MR400 | 68808.9 | 2020-03-25 | 0
TX CHILDRENS | BE00123948 | 13844662 | CARDIAC OUTPUT MONITOR | Edwards Lifesciences US Inc | HEM 1 | 68600 | 2024-11-08 | 0
TX CHILDRENS | BE00123373 | 13856444 | CARDIAC OUTPUT MONITOR | Edwards Lifesciences US Inc | HEM 1 | 68600 | 2025-12-04 | 0
TX CHILDRENS | KN225614 | LXP08L19 | CENTRIFUGE, REFRIGERATED | BECKMAN COULTER INC - SERVICE AGREEMENT | OPTIMA L-80XP | 68516.9 | 2010-03-19 | 4390
TX CHILDRENS | BE00119923 | MP1240009410941 | MICROSCOPE | JEOL USA INC | JCM-7000 | 68354.52 | 2024-05-17 | 23872.41
TX CHILDRENS | BE00120194 | STU23130046SA | CENTRAL STATION, MONITORING | GE Medical Systems Information Tech Inc | CIC MAS 800 | 68100 | 2024-05-08 | 0
TX CHILDRENS | BE00120190 | STU23130045SA | CENTRAL STATION, MONITORING | GE Medical Systems Information Tech Inc | CIC MAS 800 | 68100 | 2024-05-08 | 0
TX CHILDRENS | BE00100818 | 171123449 | TISSUE PROCESSOR, AUTOMATED | MILESTONE MEDICAL TECHNOLOGIES INC | 61506 | 68058.62 | 2018-07-13 | 22000
TX CHILDRENS | BE00034871 | 278880859 | DNA THERMAL CYCLER | APPLIED BIOSYSTEMS | ViiA 7 | 68000.65 | 2012-03-01 | 0
TX CHILDRENS | BE00130795 | 43327620 | INCUBATOR | THERMO FISHER SCIENTIFIC ASHEVILLE LLC | CYTOMAT 2 C425 | 68000 | 2025-08-12 | 0
TX CHILDRENS | BE00100085 | ASKA-0005 | ANESTHESIA GAS MACHINE | DRAEGER MEDICAL INC | FABIUS MRI | 67902.32 | 2018-03-13 | 0
TX CHILDRENS | BE00100086 | ASKA-0006 | ANESTHESIA GAS MACHINE | DRAEGER MEDICAL INC | FABIUS MRI | 67902.32 | 2018-03-13 | 0
TX CHILDRENS | BE00100088 | ASKA-0008 | ANESTHESIA GAS MACHINE | DRAEGER MEDICAL INC | FABIUS MRI | 67902.32 | 2018-03-13 | 0
TX CHILDRENS | BE00100087 | ASKA-0007 | ANESTHESIA GAS MACHINE | DRAEGER MEDICAL INC | FABIUS MRI | 67902.32 | 2018-03-13 | 0
TX CHILDRENS | BE00128588 | 04034711 | TABLE, SURGICAL, AC POWERED | STRYKER CORP | OPERON D860 | 67708.87 | 2025-06-30 | 0
TX CHILDRENS | BE00111924 | Q55FJW | ULTRASOUND, COLOR FLOW | Fujifilm Sonosite Inc | EDGE II | 67600.8 | 2024-11-07 | 0
TX CHILDRENS | BE00111923 | Q55FK5 | ULTRASOUND, COLOR FLOW | Fujifilm Sonosite Inc | EDGE II | 67600.8 | 2024-11-07 | 0
TX CHILDRENS | BE00117105 | 221066492 | GAMMA COUNTER | DEVICOR MEDICAL PRODUCTS INC | 2400 | 67479.26 | 2023-04-18 | 0
TX CHILDRENS | BE00058705 | ASEB-0255 | ANESTHESIA GAS MACHINE | DRAEGER MEDICAL INC | APOLLO | 67367.32 | 2014-04-03 | 0
TX CHILDRENS | BE00115018 | ASNE-0007 | ANESTHESIA GAS MACHINE | DRAEGER MEDICAL INC | FABIUS MRI | 67340.29 | 2021-07-05 | 0
TX CHILDRENS | BE00035306 | 122041 | ENDO-ULTRASOUND PROCESSOR | OLYMPUS AMERICA INC | EU-ME1 | 67339.72 | 2013-07-04 | 0
TX CHILDRENS | BE00102387 | 21012001 | SURGICAL MICROSCOPE & ACCESSOR | LEICA MICROSYSTEMS INC | M525-F20 | 67224.12 | 2021-04-30 | 0
TX CHILDRENS | BE00123071 | C2402257 | SURGICAL NERVE STIMULATOR /LOC | MEDTRONIC XOMED INC | NIM VITAL | 67211 | 2025-05-14 | 0
TX CHILDRENS | BE00088506 | 128682 | AUTOMATED MEDICATION DISPENSER | OMNICELL INC | OMNI RX | 66893.67 | 2018-04-30 | 4740.37
TX CHILDRENS | BE00088502 | 128692 | AUTOMATED MEDICATION DISPENSER | OMNICELL INC | OMNI RX | 66893.67 | 2018-04-30 | 4740.37
TX CHILDRENS | BE00088503 | 128695 | AUTOMATED MEDICATION DISPENSER | OMNICELL INC | OMNI RX | 66893.67 | 2018-04-30 | 4740.37
TX CHILDRENS | BE00088505 | 128707 | AUTOMATED MEDICATION DISPENSER | OMNICELL INC | OMNI RX | 66893.67 | 2018-04-30 | 4740.37
TX CHILDRENS | BE00088501 | 128694 | AUTOMATED MEDICATION DISPENSER | OMNICELL INC | OMNI RX | 66893.67 | 2018-04-30 | 4740.37
TX CHILDRENS | BE00088500 | 128700 | AUTOMATED MEDICATION DISPENSER | OMNICELL INC | OMNI RX | 66893.67 | 2018-04-30 | 4740.37
TX CHILDRENS | BE00088507 | 128704 | AUTOMATED MEDICATION DISPENSER | OMNICELL INC | OMNI RX | 66893.67 | 2018-04-30 | 4740.37
TX CHILDRENS | BE00088504 | 128691 | AUTOMATED MEDICATION DISPENSER | OMNICELL INC | OMNI RX | 66893.67 | 2018-04-30 | 4740.37
TX CHILDRENS | BE00083483 | 0442R1 | ULTRASOUND, COLOR FLOW | Fujifilm Sonosite Inc | EDGE II | 66837.2 | 2021-09-05 | 0
TX CHILDRENS | BE00118723 | PH6001735 | ECMO SYSTEM | SPECTRUM MEDICAL INC | QWS12E | 66733 | 2024-02-02 | 18149.28
TX CHILDRENS | BE00118713 | PH6001725 | ECMO SYSTEM | SPECTRUM MEDICAL INC | QWS12E | 66733 | 2024-02-02 | 18149.28
TX CHILDRENS | BE00120201 | PH6001807 | ECMO SYSTEM | SPECTRUM MEDICAL INC | QWS12E | 66733 | 2024-05-10 | 18149.28
TX CHILDRENS | BE00117579 | PH6001282 | ECMO SYSTEM | SPECTRUM MEDICAL INC | QWS12E | 66733 | 2023-07-07 | 18149.28
TX CHILDRENS | BE00118728 | PH6001734 | ECMO SYSTEM | SPECTRUM MEDICAL INC | QWS12E | 66733 | 2024-02-02 | 18149.28
TX CHILDRENS | BE00117532 | PH6000164 | ECMO SYSTEM | SPECTRUM MEDICAL INC | QWS12E | 66733 | 2022-07-11 | 18149.28
TX CHILDRENS | BE00117574 | PH6001283 | ECMO SYSTEM | SPECTRUM MEDICAL INC | QWS12E | 66733 | 2023-07-07 | 18149.28
TX CHILDRENS | BE00117569 | PH6001278 | ECMO SYSTEM | SPECTRUM MEDICAL INC | QWS12E | 66733 | 2023-07-07 | 18149.28
TX CHILDRENS | BE00120206 | PH6002038 | ECMO SYSTEM | SPECTRUM MEDICAL INC | QWS12E | 66733 | 2024-05-10 | 18149.28
TX CHILDRENS | BE00118718 | PH6001736 | ECMO SYSTEM | SPECTRUM MEDICAL INC | QWS12E | 66733 | 2024-02-02 | 18149.28
TX CHILDRENS | BE00082682 | ASHM-0238 | ANESTHESIA GAS MACHINE | DRAEGER MEDICAL INC | APOLLO | 66722.31 | 2017-05-05 | 0
TX CHILDRENS | BE00082681 | ASHM-0237 | ANESTHESIA GAS MACHINE | DRAEGER MEDICAL INC | APOLLO | 66722.31 | 2017-05-05 | 0
TX CHILDRENS | BE00060853 | ASFC-0125 | ANESTHESIA GAS MACHINE | DRAEGER MEDICAL INC | APOLLO | 66705.62 | 2015-05-05 | 0
TX CHILDRENS | BE00124507 | 03899523 | TABLE, SURGICAL, AC POWERED | STRYKER SALES CORPORATION | OPERON D860 | 66574.27 | 2024-11-14 | 0
TX CHILDRENS | BE00124501 | 03899170 | TABLE, SURGICAL, AC POWERED | STRYKER SALES CORPORATION | OPERON D860 | 66574.27 | 2024-11-14 | 0
TX CHILDRENS | BE00124502 | 03877912 | TABLE, SURGICAL, AC POWERED | STRYKER SALES CORPORATION | OPERON D860 | 66574.27 | 2024-11-14 | 0
TX CHILDRENS | BE00124503 | 03899579 | TABLE, SURGICAL, AC POWERED | STRYKER SALES CORPORATION | OPERON D860 | 66574.27 | 2024-11-14 | 0
TX CHILDRENS | BE00124504 | 03877413 | TABLE, SURGICAL, AC POWERED | STRYKER SALES CORPORATION | OPERON D860 | 66574.27 | 2024-11-14 | 0
TX CHILDRENS | BE00124509 | 03900255 | TABLE, SURGICAL, AC POWERED | STRYKER SALES CORPORATION | OPERON D860 | 66574.27 | 2024-11-14 | 0
TX CHILDRENS | BE00124508 | 03811110 | TABLE, SURGICAL, AC POWERED | STRYKER SALES CORPORATION | OPERON D860 | 66574.27 | 2024-11-14 | 0
TX CHILDRENS | BE00124506 | 03877377 | TABLE, SURGICAL, AC POWERED | STRYKER SALES CORPORATION | OPERON D860 | 66574.27 | 2024-11-14 | 0
TX CHILDRENS | BE00124505 | 03899152 | TABLE, SURGICAL, AC POWERED | STRYKER SALES CORPORATION | OPERON D860 | 66574.27 | 2024-11-14 | 0
TX CHILDRENS | BE00124510 | 03580526 | TABLE, SURGICAL, AC POWERED | STRYKER SALES CORPORATION | OPERON D860 | 66574.27 | 2024-11-14 | 0
TX CHILDRENS | BE00106512 | ASKM-0031 | ANESTHESIA GAS MACHINE | DRAEGER MEDICAL INC | FABIUS MRI | 66496.71 | 2019-05-22 | 0
TX CHILDRENS | BE00106514 | ASKM-0029 | ANESTHESIA GAS MACHINE | DRAEGER MEDICAL INC | FABIUS MRI | 66496.71 | 2019-05-22 | 0
TX CHILDRENS | BE00106510 | ASKM-0030 | ANESTHESIA GAS MACHINE | DRAEGER MEDICAL INC | FABIUS MRI | 66496.71 | 2019-05-22 | 0
TX CHILDRENS | BE00106516 | ASKM-0032 | ANESTHESIA GAS MACHINE | DRAEGER MEDICAL INC | FABIUS MRI | 66496.71 | 2019-05-22 | 0
TX CHILDRENS | BE00011003 | JXS10H13 | CENTRIFUGE, REFRIGERATED | BECKMAN COULTER INC - SERVICE AGREEMENT | AVANTI J-26XP | 66423.89 | 2011-11-18 | 0
TX CHILDRENS | BE00064414 | 0312015-01 | STERILIZER, STEAM | AMSCO MEDICAL | LAB 250 | 66382 | 2016-11-30 | 27893.9
TX CHILDRENS | BE00111878 | 23063GDC | LITHOTRIPTOR (ULTRASONC/PNEUMATIC) | Boston Scientific Corporation | M00546800 | 66336 | 2020-09-18 | 0
TX CHILDRENS | BE00108683 | 3634617001 | WASHER, DISINFECTOR | STERIS Corporation | 5052 | 66278.48 | 2019-09-30 | 0
TX CHILDRENS | BE00088000 | 3630516033 | WASHER, DISINFECTOR | STERIS Corporation | 5052 | 66278.48 | 2018-02-01 | 0
TX CHILDRENS | BE00108684 | 3633817006 | WASHER, DISINFECTOR | STERIS Corporation | 5052 | 66278.48 | 2019-09-30 | 0
TX CHILDRENS | BE00108685 | 3635217009 | WASHER, DISINFECTOR | STERIS Corporation | 5052 | 66278.48 | 2019-09-30 | 0
TX CHILDRENS | BE00088001 | 3630516032 | WASHER, DISINFECTOR | STERIS Corporation | 5052 | 66278.48 | 2018-02-01 | 0
TX CHILDRENS | BE00128749 | M230400038 | CARDIOVASCULAR BLOOD FLOWMETER | ST JUDE MEDICAL INC PACESETTER SYSTEMS | CM3100 | 66000 | 2025-09-09 | 0
TX CHILDRENS | BE00120756 | M230200052 | CARDIOVASCULAR BLOOD FLOWMETER | ST JUDE MEDICAL INC PACESETTER SYSTEMS | CM3000 | 66000 | 2024-09-06 | 0
TX CHILDRENS | BE00120229 | M221100066 | CARDIOVASCULAR BLOOD FLOWMETER | ST JUDE MEDICAL INC PACESETTER SYSTEMS | CM3100 | 66000 | 2024-05-15 | 0
TX CHILDRENS | BE00115626 | M220700043 | CARDIOVASCULAR BLOOD FLOWMETER | ST JUDE MEDICAL INC PACESETTER SYSTEMS | CM3100 | 66000 | 2023-11-09 | 0
TX CHILDRENS | BE00117975 | 650404-GWBA | LASER - DIODE | A.R.C. LASER | WOLF | 65998 | 2023-10-03 | 0
TX CHILDRENS | BE00100089 | 24588 | AUDIO/VIDEO EQUIPMENT | Philips North America LLC | SENSAVUE | 65906 | 2018-04-11 | 0
TX CHILDRENS | BE00109122 | 627 | AUDIO/VIDEO EQUIPMENT | Philips North America LLC | SENSAVUE | 65906 | 2019-08-07 | 0
TX CHILDRENS | BE00012871 | ASCA-0023 | ANESTHESIA GAS MACHINE | DRAEGER MEDICAL INC | APOLLO | 65742.89 | 2012-02-27 | 0
TX CHILDRENS | BE00012872 | ASCA-0030 | ANESTHESIA GAS MACHINE | DRAEGER MEDICAL INC | APOLLO | 65742.89 | 2012-02-27 | 0
TX CHILDRENS | BE00036846 | W50024647 | WASHER, DISINFECTOR | GETINGE USA SALES LLC | 8600 | 65516.53 | 2012-12-19 | 0
TX CHILDRENS | BE00036845 | W50024646 | WASHER, DISINFECTOR | GETINGE USA SALES LLC | 8600 | 65516.53 | 2012-12-19 | 0
TX CHILDRENS | BE00117224 | 8N313L3 | EEG ACQUISITION STATION | DELL MARKETING LP | OPTIPLEX XE3 | 65441 | 2023-12-27 | 0
TX CHILDRENS | BE00117223 | J8MF3L3 | EEG ACQUISITION STATION | DELL MARKETING LP | OPTIPLEX XE3 | 65441 | 2023-12-27 | 0
TX CHILDRENS | BE00117225 | GF013L3 | EEG ACQUISITION STATION | DELL MARKETING LP | OPTIPLEX XE3 | 65441 | 2023-12-27 | 0
TX CHILDRENS | BE00110152 | 1206430 | OPTICAL BIOMETER | CARL ZEISS MEDITEC USA INC | 1932-169 | 65100 | 2020-03-13 | 0
TX CHILDRENS | BE00034665 | ASCL-0230 | ANESTHESIA GAS MACHINE | DRAEGER MEDICAL INC | APOLLO | 65002.09 | 2012-12-27 | 0
TX CHILDRENS | BE00034664 | ASCL-0231 | ANESTHESIA GAS MACHINE | DRAEGER MEDICAL INC | APOLLO | 65002.09 | 2012-12-27 | 0
TX CHILDRENS | BE00064012 | IC3640 | IMPELLA CONTROLLER - HEART PUMP | ABIOMED INC | IMPELLA CONTROLLER | 65000 | 2015-07-22 | 31800
TX CHILDRENS | BE00035666 | IC2049 | IMPELLA CONTROLLER - HEART PUMP | ABIOMED INC | IMPELLA CONTROLLER | 65000 | 2014-01-08 | 31800
TX CHILDRENS | BE00116116 | 05250M | ULTRASOUND, COLOR FLOW | Fujifilm Sonosite Inc | PX | 65000 | 2021-09-03 | 0
TX CHILDRENS | KN180184 | 93 | IRRADIATOR | AECL MEDICAL(ATOMIC ENERGY OF | GAMMACELL | 65000 | 1988-07-07 | 0
TX CHILDRENS | BE00102734 | A110128 | DIGITAL IMAGING SYSTEM | VISUNEX MEDICAL SYSTEMS INC | PANOCAM LT | 65000 | 2019-01-07 | 0
TX CHILDRENS | BE00112328 | 96800 | ELECTROPHORESIS APPARATUS | SEBIA ELECTROPHORESIS INC | CAPILLARYS 2 FLEX | 65000 | 2020-10-17 | 7980.05
TX CHILDRENS | BE00120258 | LJ6-32000168 | ULTRASOUND, COLOR FLOW | MINDRAY DS USA, INC | TE X | 65000 | 2024-05-23 | 0
TX CHILDRENS | BE00116115 | 052JPT | ULTRASOUND, COLOR FLOW | Fujifilm Sonosite Inc | PX | 65000 | 2021-09-03 | 0
TX CHILDRENS | BE00113667 | IC8025 | IMPELLA CONTROLLER - HEART PUMP | ABIOMED INC | IMPELLA CONTROLLER | 65000 | 2021-08-11 | 31800
TX CHILDRENS | BE00113589 | IC7998 | IMPELLA CONTROLLER - HEART PUMP | ABIOMED INC | IMPELLA CONTROLLER | 65000 | 2021-06-09 | 31800
TX CHILDRENS | BE00035665 | IC2036 | IMPELLA CONTROLLER - HEART PUMP | ABIOMED INC | IMPELLA CONTROLLER | 65000 | 2014-01-08 | 31800
TX CHILDRENS | BE00118577 | JS-4712 | IMAGER (FLUORESCENCE, CHEMILUMINESCENCE) | PROTEINSIMPLE | JESS | 65000 | 2024-01-17 | 0
TX CHILDRENS | BE00120545 | LJ6-32000198 | ULTRASOUND, COLOR FLOW | MINDRAY DS USA, INC | TE X | 65000 | 2024-05-23 | 0
TX CHILDRENS | BE00063009 | 61130770 | SAMPLING WORKSTATION | AFFYMETRIX INC | 45DX V.2 | 64800 | 2015-11-18 | 0
TX CHILDRENS | BE00118729 | SL1001330 | VENTILATION MODULE - ECMO | SPECTRUM MEDICAL INC | QVM4-D-HM | 64750 | 2024-02-02 | 0
TX CHILDRENS | BE00118724 | SL1001208 | VENTILATION MODULE - ECMO | SPECTRUM MEDICAL INC | QVM4-D-HM | 64750 | 2024-02-02 | 0
TX CHILDRENS | BE00120202 | SL1001333 | VENTILATION MODULE - ECMO | SPECTRUM MEDICAL INC | QVM4-D-HM | 64750 | 2024-05-10 | 0
TX CHILDRENS | BE00117570 | SL1001213 | VENTILATION MODULE - ECMO | SPECTRUM MEDICAL INC | QVM4-D-HM | 64750 | 2023-07-07 | 0
TX CHILDRENS | BE00123319 | SL1001859 | VENTILATION MODULE - ECMO | SPECTRUM MEDICAL INC | QVM4-D-HM | 64750 | 2026-02-02 | 0
TX CHILDRENS | BE00123317 | SL1001848 | VENTILATION MODULE - ECMO | SPECTRUM MEDICAL INC | QVM4-D-HM | 64750 | 2026-02-02 | 0
TX CHILDRENS | BE00118719 | SL1001244 | VENTILATION MODULE - ECMO | SPECTRUM MEDICAL INC | QVM4-D-HM | 64750 | 2024-02-02 | 0
TX CHILDRENS | BE00117580 | SL1001249 | VENTILATION MODULE - ECMO | SPECTRUM MEDICAL INC | QVM4-D-HM | 64750 | 2023-07-07 | 0
TX CHILDRENS | BE00118714 | SL1001245 | VENTILATION MODULE - ECMO | SPECTRUM MEDICAL INC | QVM4-D-HM | 64750 | 2024-02-02 | 0
TX CHILDRENS | BE00117575 | SL1001210 | VENTILATION MODULE - ECMO | SPECTRUM MEDICAL INC | QVM4-D-HM | 64750 | 2023-07-07 | 0
TX CHILDRENS | BE00120207 | SL1001317 | VENTILATION MODULE - ECMO | SPECTRUM MEDICAL INC | QVM4-D-HM | 64750 | 2024-05-10 | 0
TX CHILDRENS | BE00117533 | SL1000945 | VENTILATION MODULE - ECMO | SPECTRUM MEDICAL INC | QVM4-D-HM | 64750 | 2022-07-11 | 0
TX CHILDRENS | BE00103438 | 702415 | PRES. PLETHYSMOGRAPH(BODY-BOX) | VYAIRE MEDICAL 211 INC | V-175500-13 | 64510.54 | 2019-04-15 | 0
TX CHILDRENS | BE00124474 | 200323001 | SURGICAL MICROSCOPE & ACCESSOR | LEICA MICROSYSTEMS INC | M525-F20 | 64501.61 | 2024-05-16 | 0
TX CHILDRENS | BE00064671 | URA060151 | STERILIZER, STEAM | GETINGE USA SALES LLC | 544LS | 64486 | 2016-08-30 | 0
TX CHILDRENS | BE00115565 | 052KZ6 | ULTRASOUND, COLOR FLOW | Fujifilm Sonosite Inc | PX | 64440 | 2026-12-01 | 0
TX CHILDRENS | BE00059923 | 03WOTW | ULTRASOUND, COLOR FLOW | Fujifilm Sonosite Inc | EDGE | 64393.55 | 2018-03-30 | 0
TX CHILDRENS | KN225322 | ARZL-0167 | ANESTHESIA GAS MACHINE | DRAEGER MEDICAL INC | APOLLO | 64356.6 | 2010-02-26 | 0
TX CHILDRENS | KN224427 | ARXE-0186 | ANESTHESIA GAS MACHINE | DRAEGER MEDICAL INC | APOLLO | 64356.6 | 2007-07-24 | 0
TX CHILDRENS | KN224426 | ARXE-0185 | ANESTHESIA GAS MACHINE | DRAEGER MEDICAL INC | APOLLO | 64356.6 | 2007-07-24 | 0
TX CHILDRENS | KN225323 | ARZL-0168 | ANESTHESIA GAS MACHINE | DRAEGER MEDICAL INC | APOLLO | 64356.6 | 2010-02-26 | 0
TX CHILDRENS | BE00012874 | ASCA-0024 | ANESTHESIA GAS MACHINE | DRAEGER MEDICAL INC | APOLLO | 64356 | 2012-02-27 | 0
TX CHILDRENS | BE00012873 | ASCA-0018 | ANESTHESIA GAS MACHINE | DRAEGER MEDICAL INC | APOLLO | 64356 | 2012-02-27 | 0
TX CHILDRENS | BE00012869 | ASCA-0029 | ANESTHESIA GAS MACHINE | DRAEGER MEDICAL INC | APOLLO | 64356 | 2012-02-27 | 0
TX CHILDRENS | BE00012875 | ASCA-0017 | ANESTHESIA GAS MACHINE | DRAEGER MEDICAL INC | APOLLO | 64356 | 2012-02-27 | 0
TX CHILDRENS | BE00012870 | ASCA-0019 | ANESTHESIA GAS MACHINE | DRAEGER MEDICAL INC | APOLLO | 64356 | 2012-02-27 | 0
TX CHILDRENS | BE00116683 | 0000005176 | HEMATOLOGY ANALYZER | DIAGNOSTICA-STAGO | STA R MAX | 64254 | 2023-08-09 | 15654
TX CHILDRENS | BE00116682 | 0000005049 | HEMATOLOGY ANALYZER | DIAGNOSTICA-STAGO | STA R MAX | 64254 | 2023-08-09 | 15654
TX CHILDRENS | BE00127975 | ENH2-20240626-02 | SURGICAL CAMERA & ACCESSORIES | KARL STORZ ENDOSCOPY-AMERICA INC | NEO IP | 64231.28 | 2025-08-15 | 0
TX CHILDRENS | BE00127614 | 05JDK2 | ULTRASOUND, COLOR FLOW | Fujifilm Sonosite Inc | LX | 64026.67 | 2025-05-02 | 0
TX CHILDRENS | BE00127615 | 05JDK0 | ULTRASOUND, COLOR FLOW | Fujifilm Sonosite Inc | LX | 64026.67 | 2025-05-02 | 0
TX CHILDRENS | BE00127613 | 05JDK4 | ULTRASOUND, COLOR FLOW | Fujifilm Sonosite Inc | LX | 64026.67 | 2025-05-02 | 0
TX CHILDRENS | BE00085180 | 056097VQ | ULTRASOUND, COLOR FLOW | GE Precision Healthcare LLC | VIVID IQ | 64020 | 2017-08-08 | 0
TX CHILDRENS | BE00118293 | 4SDF3L3 | EEG ACQUISITION STATION | DELL MARKETING LP | OPTIPLEX XE3 | 63700.84 | 2023-12-19 | 0
TX CHILDRENS | BE00118294 | 98MF3L3 | EEG ACQUISITION STATION | DELL MARKETING LP | OPTIPLEX XE3 | 63700.84 | 2023-12-19 | 0
TX CHILDRENS | BE00118285 | DH6Q2L3 | EEG ACQUISITION STATION | DELL MARKETING LP | OPTIPLEX XE3 | 63700.84 | 2023-12-19 | 0
TX CHILDRENS | BE00118286 | BP9YTD3 | EEG ACQUISITION STATION | DELL MARKETING LP | OPTIPLEX XE3 | 63700.84 | 2023-12-19 | 0
TX CHILDRENS | BE00118300 | 496F3L3 | EEG ACQUISITION STATION | DELL MARKETING LP | OPTIPLEX XE3 | 63700.84 | 2023-12-19 | 0
TX CHILDRENS | BE00118284 | BP8YTD3 | EEG ACQUISITION STATION | DELL MARKETING LP | OPTIPLEX XE3 | 63700.84 | 2023-12-19 | 0
TX CHILDRENS | BE00118283 | 2G013L3 | EEG ACQUISITION STATION | DELL MARKETING LP | OPTIPLEX XE3 | 63700.84 | 2023-12-19 | 0
TX CHILDRENS | BE00118287 | BPNZTD3 | EEG ACQUISITION STATION | DELL MARKETING LP | OPTIPLEX XE3 | 63700.84 | 2023-12-19 | 0
TX CHILDRENS | BE00118299 | 1H6Q2L3 | EEG ACQUISITION STATION | DELL MARKETING LP | OPTIPLEX XE3 | 63700.84 | 2023-12-19 | 0
TX CHILDRENS | BE00118288 | DRDF3L3 | EEG ACQUISITION STATION | DELL MARKETING LP | OPTIPLEX XE3 | 63700.84 | 2023-12-19 | 0
TX CHILDRENS | BE00118280 | GG013L3 | EEG ACQUISITION STATION | DELL MARKETING LP | OPTIPLEX XE3 | 63700.54 | 2023-12-19 | 0
TX CHILDRENS | BE00118276 | HC6Q2L3 | EEG ACQUISITION STATION | DELL MARKETING LP | OPTIPLEX XE3 | 63700.54 | 2023-12-19 | 0
TX CHILDRENS | BE00118275 | 2H6Q2L3 | EEG ACQUISITION STATION | DELL MARKETING LP | OPTIPLEX XE3 | 63700.54 | 2023-12-19 | 0
TX CHILDRENS | BE00118278 | IP313L3 | EEG ACQUISITION STATION | DELL MARKETING LP | OPTIPLEX XE3 | 63700.54 | 2023-12-19 | 0
TX CHILDRENS | BE00118277 | 553F3L3 | EEG ACQUISITION STATION | DELL MARKETING LP | OPTIPLEX XE3 | 63700.54 | 2023-12-19 | 0
TX CHILDRENS | BE00118279 | 33JF3L3 | EEG ACQUISITION STATION | DELL MARKETING LP | OPTIPLEX XE3 | 63700.54 | 2023-12-19 | 0
TX CHILDRENS | BE00118274 | 8G013L3 | EEG ACQUISITION STATION | DELL MARKETING LP | OPTIPLEX XE3 | 63700.54 | 2023-12-19 | 0
TX CHILDRENS | BE00114484 | CH323614G0 | INTRA-AORTIC BALLOON & CON SYS | JOSTRA / MAQUET | CARDIOSAVE HYBRID | 63437.5 | 2021-12-07 | 0
TX CHILDRENS | BE00114485 | CH323615G0 | INTRA-AORTIC BALLOON & CON SYS | JOSTRA / MAQUET | CARDIOSAVE HYBRID | 63437.5 | 2021-12-07 | 0
TX CHILDRENS | BE00124413 | VGD001912 | ULTRASOUND, COLOR FLOW | GE Precision Healthcare LLC | VENUE GO | 63182.6 | 2025-03-05 | 0
TX CHILDRENS | BE00124416 | VGD001887 | ULTRASOUND, COLOR FLOW | GE Precision Healthcare LLC | VENUE GO | 63182.6 | 2025-03-05 | 0
TX CHILDRENS | BE00057105 | AMTQ 00267 | ANESTHESIA GAS MACHINE | DATEX-OHMEDA INC | AESTIVA / 5 MRI | 63135.1 | 2013-03-13 | 0
TX CHILDRENS | BE00103819 | BD710024 | MICROSCOPE | KEYENCE CORPORATION OF AMERICA | BZ-X710 | 63130 | 2019-09-12 | 0
TX CHILDRENS | BE00113042 | 39790 | HEMATOLOGY ANALYZER | SYSMEX AMERICA INC | XN-10 | 63000 | 2020-12-05 | 26355.15
TX CHILDRENS | BE00113049 | 12379 | SLIDE STAINER, AUTOMATED | SYSMEX AMERICA INC | SP-50 | 63000 | 2020-12-05 | 26355.15
TX CHILDRENS | BE00113043 | 39787 | HEMATOLOGY ANALYZER | SYSMEX AMERICA INC | XN-10 | 63000 | 2020-12-05 | 26355.15
TX CHILDRENS | BE00114750 | M210300005 | CARDIOVASCULAR BLOOD FLOWMETER | ST JUDE MEDICAL INC PACESETTER SYSTEMS | CM3000 | 63000 | 2022-05-02 | 0
TX CHILDRENS | BE00086589 | LE609071 | ULTRASOUND, COLOR FLOW | GE Precision Healthcare LLC | LOGIQ E | 62910 | 2017-11-10 | 0
TX CHILDRENS | BE00086592 | LE609081 | ULTRASOUND, COLOR FLOW | GE Precision Healthcare LLC | LOGIQ E | 62910 | 2017-11-10 | 0
TX CHILDRENS | BE00086591 | LE609078 | ULTRASOUND, COLOR FLOW | GE Precision Healthcare LLC | LOGIQ E | 62910 | 2017-11-10 | 0
TX CHILDRENS | BE00086590 | LE609082 | ULTRASOUND, COLOR FLOW | GE Precision Healthcare LLC | LOGIQ E | 62910 | 2017-11-10 | 0
TX CHILDRENS | BE00038732 | ASCJ-0133 | ANESTHESIA GAS MACHINE | DRAEGER MEDICAL INC | APOLLO | 62723.96 | 2013-02-20 | 0
TX CHILDRENS | BE00038730 | ASCJ-0132 | ANESTHESIA GAS MACHINE | DRAEGER MEDICAL INC | APOLLO | 62723.96 | 2013-02-20 | 0
TX CHILDRENS | BE00038734 | ASCJ-0139 | ANESTHESIA GAS MACHINE | DRAEGER MEDICAL INC | APOLLO | 62723.96 | 2013-02-20 | 0
TX CHILDRENS | BE00038736 | ASCJ-0135 | ANESTHESIA GAS MACHINE | DRAEGER MEDICAL INC | APOLLO | 62723.96 | 2013-02-20 | 0
TX CHILDRENS | BE00038731 | ASCJ-0137 | ANESTHESIA GAS MACHINE | DRAEGER MEDICAL INC | APOLLO | 62723.96 | 2013-02-20 | 0
TX CHILDRENS | BE00038733 | ASCJ-0138 | ANESTHESIA GAS MACHINE | DRAEGER MEDICAL INC | APOLLO | 62723.96 | 2013-02-20 | 0
TX CHILDRENS | BE00038735 | ASCJ-0155 | ANESTHESIA GAS MACHINE | DRAEGER MEDICAL INC | APOLLO | 62723.96 | 2013-02-20 | 0
TX CHILDRENS | BE00038729 | ASCJ-0136 | ANESTHESIA GAS MACHINE | DRAEGER MEDICAL INC | APOLLO | 62723.96 | 2013-02-20 | 0
TX CHILDRENS | BE00129305 | 52360 | ANALYZER | SARTORIUS CORP | INCUCYTE S3 CONTROLLER | 62694.45 | 2025-12-15 | 0
TX CHILDRENS | BE00129306 | UNAVAILABLE | ANALYZER | SARTORIUS CORP | INCUCYTE S3 GANTRY | 62694.45 | 2025-12-15 | 0
TX CHILDRENS | BE00112920 | 113 | AUDIO/VIDEO EQUIPMENT | Philips North America LLC | SENSAVUE | 62595.2 | 2020-03-25 | 0
TX CHILDRENS | BE00119615 | STU23050016SA | CENTRAL STATION, MONITORING | GE Medical Systems Information Tech Inc | CIC MAS 800 | 62500 | 2024-03-20 | 0
TX CHILDRENS | BE00119619 | STU23050020SA | CENTRAL STATION, MONITORING | GE Medical Systems Information Tech Inc | CIC MAS 800 | 62500 | 2024-03-20 | 0
TX CHILDRENS | BE00108701 | 00024 | TABLE, SURGICAL, AC POWERED | BERCHTOLD CORP | 1180.13F0 | 62488.5 | 2019-09-30 | 0
TX CHILDRENS | BE00066271 | ASJB-0163 | ANESTHESIA GAS MACHINE | DRAEGER MEDICAL INC | APOLLO | 62482.82 | 2017-09-29 | 0
TX CHILDRENS | BE00108625 | 04CLCO | ULTRASOUND, COLOR FLOW | Fujifilm Sonosite Inc | X-PORTE | 62350 | 2023-04-22 | 0
TX CHILDRENS | BE00108629 | 04DDPB | ULTRASOUND, COLOR FLOW | Fujifilm Sonosite Inc | X-PORTE | 62350 | 2023-04-22 | 0
TX CHILDRENS | BE00108630 | 04DDP8 | ULTRASOUND, COLOR FLOW | Fujifilm Sonosite Inc | X-PORTE | 62350 | 2023-04-22 | 0
TX CHILDRENS | BE00108628 | 04CN0L | ULTRASOUND, COLOR FLOW | Fujifilm Sonosite Inc | X-PORTE | 62350 | 2023-04-22 | 0
TX CHILDRENS | BE00108631 | 04CM2K | ULTRASOUND, COLOR FLOW | Fujifilm Sonosite Inc | X-PORTE | 62350 | 2023-04-22 | 0
TX CHILDRENS | BE00108627 | 04CP1D | ULTRASOUND, COLOR FLOW | Fujifilm Sonosite Inc | X-PORTE | 62350 | 2023-04-22 | 0
TX CHILDRENS | BE00108624 | 04CLBW | ULTRASOUND, COLOR FLOW | Fujifilm Sonosite Inc | X-PORTE | 62350 | 2023-04-22 | 0
TX CHILDRENS | BE00108626 | 04CLBX | ULTRASOUND, COLOR FLOW | Fujifilm Sonosite Inc | X-PORTE | 62350 | 2023-04-22 | 0
TX CHILDRENS | BE00082918 | 951008 | CENTRIFUGE, REFRIGERATED | THERMO FISHER SCIENTIFIC ASHEVILLE LLC | MX 150+ | 62057.53 | 2017-06-19 | 0
TX CHILDRENS | BE00113281 | 1362-1621 | CARDIAC OUTPUT MONITOR | Edwards Lifesciences US Inc | HEM 1 | 62013 | 2022-02-17 | 0
TX CHILDRENS | BE00113282 | 1362-1622 | CARDIAC OUTPUT MONITOR | Edwards Lifesciences US Inc | HEM 1 | 62013 | 2022-02-17 | 0
TX CHILDRENS | BE00111267 | 171823468 | TISSUE PROCESSOR, AUTOMATED | MILESTONE MEDICAL TECHNOLOGIES INC | 140 | 62000 | 2020-06-11 | 0
TX CHILDRENS | BE00036685 | 801 | INCUBATOR, TRANSPORT, NEONATAL | INTERNATIONAL BIOMEDICAL INC | VOYAGER | 61892.5 | 2012-12-11 | 0
TX CHILDRENS | BE00058785 | 846 | INCUBATOR, TRANSPORT, NEONATAL | INTERNATIONAL BIOMEDICAL INC | VOYAGER | 61892.5 | 2014-04-29 | 0
TX CHILDRENS | BE00036683 | 800 | INCUBATOR, TRANSPORT, NEONATAL | INTERNATIONAL BIOMEDICAL INC | VOYAGER | 61892.5 | 2012-12-11 | 0
TX CHILDRENS | BE00036686 | 799 | INCUBATOR, TRANSPORT, NEONATAL | INTERNATIONAL BIOMEDICAL INC | VOYAGER | 61892.5 | 2012-12-11 | 0
TX CHILDRENS | BE00058789 | 844 | INCUBATOR, TRANSPORT, NEONATAL | INTERNATIONAL BIOMEDICAL INC | VOYAGER | 61892.5 | 2014-04-29 | 0
TX CHILDRENS | BE00058787 | 845 | INCUBATOR, TRANSPORT, NEONATAL | INTERNATIONAL BIOMEDICAL INC | VOYAGER | 61892.5 | 2014-04-29 | 0
TX CHILDRENS | BE00036684 | 798 | INCUBATOR, TRANSPORT, NEONATAL | INTERNATIONAL BIOMEDICAL INC | VOYAGER | 61892.5 | 2012-12-11 | 0
TX CHILDRENS | BE00033952 | JXT11E05 | CENTRIFUGE, REFRIGERATED | BECKMAN COULTER INC - SERVICE AGREEMENT | AVANTI J-26XP | 61726.37 | 2012-09-06 | 0
TX CHILDRENS | BE00113727 | 13825264 | CARDIAC OUTPUT MONITOR | Edwards Lifesciences US Inc | HEM 1 | 61600 | 2021-08-03 | 0
TX CHILDRENS | BE00113726 | 13825240 | CARDIAC OUTPUT MONITOR | Edwards Lifesciences US Inc | HEM 1 | 61600 | 2021-08-03 | 0
TX CHILDRENS | BE00104238 | 5075 FL904315 | SAMPLING WORKSTATION | Eppendorf North America Inc | 5075 | 61523.7 | 2020-03-07 | 0
TX CHILDRENS | BE00087706 | 131216002 | SURGICAL MICROSCOPE & ACCESSOR | LEICA MICROSYSTEMS INC | M525-F20 | 61366.67 | 2018-01-17 | 0
TX CHILDRENS | BE00087707 | 121216001 | SURGICAL MICROSCOPE & ACCESSOR | LEICA MICROSYSTEMS INC | M525-F20 | 61366.67 | 2018-01-17 | 0
TX CHILDRENS | BE00087705 | 131216001 | SURGICAL MICROSCOPE & ACCESSOR | LEICA MICROSYSTEMS INC | M525-F20 | 61366.67 | 2018-01-17 | 0
TX CHILDRENS | BE00108632 | Q4WL4Q | ULTRASOUND, COLOR FLOW | Fujifilm Sonosite Inc | EDGE II | 61295.2 | 2023-04-23 | 0
TX CHILDRENS | BE00108635 | Q4WNMK | ULTRASOUND, COLOR FLOW | Fujifilm Sonosite Inc | EDGE II | 61295.2 | 2023-04-23 | 0
TX CHILDRENS | BE00108633 | Q4TRYY | ULTRASOUND, COLOR FLOW | Fujifilm Sonosite Inc | EDGE II | 61295.2 | 2023-04-23 | 0
TX CHILDRENS | BE00108634 | Q4VKP3 | ULTRASOUND, COLOR FLOW | Fujifilm Sonosite Inc | EDGE II | 61295.2 | 2023-04-23 | 0
TX CHILDRENS | BE00141660 | 03949163 | TABLE, SURGICAL, AC POWERED | STRYKER CORP | OPERON D860 | 61202.98 | 2026-08-26 | 0
TX CHILDRENS | BE00100318 | 046G7F | ULTRASOUND, COLOR FLOW | Fujifilm Sonosite Inc | EDGE II | 61193.2 | 2018-04-03 | 0
TX CHILDRENS | BE00141677 | CVC-2020100134 | AUDIO/VIDEO EQUIPMENT | RESONANCE TECHNOLOGY INC | CV2020 | 61000 | 2026-08-21 | 0
TX CHILDRENS | BE00034711 | JXT08C26 | CENTRIFUGE, REFRIGERATED | BECKMAN COULTER INC - SERVICE AGREEMENT | AVANTI J-26XP | 61000 | 2011-12-29 | 0
TX CHILDRENS | BE00113797 | VEB004526 | ULTRASOUND, COLOR FLOW | GE Precision Healthcare LLC | VENUE | 60950 | 2025-09-29 | 0
TX CHILDRENS | BE00115493 | DYFTAL001 | HYPO/HYPERTHERMIA DEVICE | BECTON DICKINSON | ARCTIC SUN STAT | 60775 | 2024-08-17 | 0
TX CHILDRENS | BE00115492 | DYFTAL002 | HYPO/HYPERTHERMIA DEVICE | BECTON DICKINSON | ARCTIC SUN STAT | 60775 | 2024-08-17 | 0
TX CHILDRENS | BE00130083 | 4283655 | TABLE, SURGICAL, AC POWERED | STRYKER CORP | OPERON D860 | 60700.34 | 2026-03-17 | 0
TX CHILDRENS | BE00103922 | WS-3130 | ELECTROPHORESIS APPARATUS | PROTEINSIMPLE | WES | 60690 | 2019-10-03 | 0
TX CHILDRENS | BE00128589 | LM01558 | LITHOTRIPTOR (ULTRASONC/PNEUMATIC) | Boston Scientific Corporation | TRILOGY | 60500 | 2025-06-27 | 0
TX CHILDRENS | BE00124500 | 37230873 | GAMMA COUNTER | PERKIN ELMER CORP. | 2480-0010 | 60471.85 | 2025-03-01 | 0
TX CHILDRENS | BE00126990 | 00169 | LASER - THULIUM | ALLMED SYSTEMS INC | REVOLIX JR. | 60297 | 2020-03-20 | 5700
TX CHILDRENS | BE00128605 | SGWZ15240901 | GAMMA COUNTER | REVVITY HEALTH SCIENCES INC | WIZARD2 2480-0010 | 60238.98 | 2025-08-01 | 9932
TX CHILDRENS | BE00034741 | 1555152 | LIQUID CHROMATOGRAPH | GLOBAL LIFE SCIENCES SOLUTIONS USA LLC | AKTA PURIFIER | 60150.2 | 2013-01-16 | 0
TX CHILDRENS | BE00119773 | 03741871 | TABLE, SURGICAL, AC POWERED | STRYKER SALES CORPORATION | OPERON D860 | 60040.2 | 2024-07-30 | 0
TX CHILDRENS | BE00119774 | 03741157 | TABLE, SURGICAL, AC POWERED | STRYKER SALES CORPORATION | OPERON D860 | 60040.2 | 2024-07-30 | 0
TX CHILDRENS | BE00119776 | 03741205 | TABLE, SURGICAL, AC POWERED | STRYKER SALES CORPORATION | OPERON D860 | 60040.2 | 2024-07-30 | 0
TX CHILDRENS | BE00119775 | 03741873 | TABLE, SURGICAL, AC POWERED | STRYKER SALES CORPORATION | OPERON D860 | 60040.2 | 2024-07-30 | 0
TX CHILDRENS | BE00115884 | 21081917 | HEMATOLOGY ANALYZER | INSTRUMENTATION LABORATORY COMPANY | ACL TOP 550 | 60000 | 2022-10-10 | 34113
TX CHILDRENS | BE00114708 | 56190030 | HEMODIALYSIS SYSTEM ACCESSORY | MOZARC MEDICAL US LLC | CARPEDIEM | 60000 | 2022-04-08 | 23100
TX CHILDRENS | BE00114707 | 56190025 | HEMODIALYSIS SYSTEM ACCESSORY | MOZARC MEDICAL US LLC | CARPEDIEM | 60000 | 2022-04-08 | 23100
TX CHILDRENS | BE00115883 | 21081914 | HEMATOLOGY ANALYZER | INSTRUMENTATION LABORATORY COMPANY | ACL TOP 550 | 60000 | 2022-10-10 | 34113
TX CHILDRENS | BE00115778 | 56200029 | HEMODIALYSIS SYSTEM ACCESSORY | MOZARC MEDICAL US LLC | CARPEDIEM | 60000 | 2022-09-30 | 23100
TX CHILDRENS | BE00118490 | 56220009 | HEMODIALYSIS SYSTEM ACCESSORY | MOZARC MEDICAL US LLC | CARPEDIEM | 60000 | 2023-12-06 | 0
TX CHILDRENS | BE00129542 | 56230018 | HEMODIALYSIS SYSTEM ACCESSORY | MOZARC MEDICAL US LLC | CARPEDIEM | 60000 | 2026-06-04 | 0
TX CHILDRENS | BE00111412 | KP8802503 | ULTRASOUND, COLOR FLOW | GE Precision Healthcare LLC | VOLUSON P8 | 60000 | 2019-09-06 | 0
TX CHILDRENS | BE00111411 | KP8802505 | ULTRASOUND, COLOR FLOW | GE Precision Healthcare LLC | VOLUSON P8 | 60000 | 2019-09-06 | 0
TX CHILDRENS | BE00033082 | CP6749 | UTILITY CART | GE Precision Healthcare LLC | VIVID CART | 60000 | 2011-05-16 | 0
TX CHILDRENS | BE00038494 | 574 | LASER - CO2 | LASER ENGINEERING INC | ULTRA MD-60 | 60000 | 2013-02-14 | 0
TX CHILDRENS | BE00111417 | KP8802502 | ULTRASOUND, COLOR FLOW | GE Precision Healthcare LLC | VOLUSON P8 | 60000 | 2019-09-06 | 0
TX CHILDRENS | BE00114709 | 56200002 | HEMODIALYSIS SYSTEM ACCESSORY | MOZARC MEDICAL US LLC | CARPEDIEM | 60000 | 2022-04-08 | 23100
TX CHILDRENS | BE00129541 | 56230023 | HEMODIALYSIS SYSTEM ACCESSORY | MOZARC MEDICAL US LLC | CARPEDIEM | 60000 | 2026-06-04 | 0
TX CHILDRENS | BE00111413 | KP8802501 | ULTRASOUND, COLOR FLOW | GE Precision Healthcare LLC | VOLUSON P8 | 60000 | 2019-09-06 | 0
TX CHILDRENS | BE00128038 | ESW00383 | SURGICAL SLUSH SYSTEM | OR SOLUTIONS INC | ESW7L | 59995 | 2025-10-16 | 0
TX CHILDRENS | BE00038497 | D60-191 | LASER - DIODE | DORNIER MEDTECH AMERICA INC | MEDILAS D60 | 59900 | 2013-02-14 | 17850
TX CHILDRENS | BE00059936 | SG71305021 | ULTRASOUND, COLOR FLOW | Philips North America LLC | CX50 | 59833.2 | 2014-09-11 | 0
TX CHILDRENS | BE00127980 | 3984725 | SURGICAL LIGHT | STRYKER CORP | F 628 | 59770.51 | 2025-08-15 | 0
TX CHILDRENS | BE00058710 | AMTR 00289 | ANESTHESIA GAS MACHINE | DATEX-OHMEDA INC | AESTIVA / 5 MRI | 59674.52 | 2014-04-15 | 0
TX CHILDRENS | BE00058713 | AMTR 00272 | ANESTHESIA GAS MACHINE | DATEX-OHMEDA INC | AESTIVA / 5 MRI | 59674.52 | 2014-04-15 | 0
TX CHILDRENS | BE00058711 | AMTS 00134 | ANESTHESIA GAS MACHINE | DATEX-OHMEDA INC | AESTIVA / 5 MRI | 59674.52 | 2014-04-15 | 0
TX CHILDRENS | BE00058712 | AMTR 00290 | ANESTHESIA GAS MACHINE | DATEX-OHMEDA INC | AESTIVA / 5 MRI | 59674.52 | 2014-04-15 | 0
TX CHILDRENS | BE00058709 | AMTR 00292 | ANESTHESIA GAS MACHINE | DATEX-OHMEDA INC | AESTIVA / 5 MRI | 59674.52 | 2014-04-15 | 0
TX CHILDRENS | BE00057871 | AMTR 00291 | ANESTHESIA GAS MACHINE | DATEX-OHMEDA INC | AESTIVA / 5 MRI | 59674.52 | 2014-03-05 | 0
TX CHILDRENS | BE00084743 | ASJC-0121 | ANESTHESIA GAS MACHINE | DRAEGER MEDICAL INC | APOLLO | 59437.38 | 2017-09-29 | 0
TX CHILDRENS | BE00084742 | ASJC-0123 | ANESTHESIA GAS MACHINE | DRAEGER MEDICAL INC | APOLLO | 59437.38 | 2017-09-29 | 0
TX CHILDRENS | BE00084741 | ASJC-0111 | ANESTHESIA GAS MACHINE | DRAEGER MEDICAL INC | APOLLO | 59437.38 | 2017-09-29 | 0
TX CHILDRENS | BE00084744 | ASJC-0120 | ANESTHESIA GAS MACHINE | DRAEGER MEDICAL INC | APOLLO | 59437.38 | 2017-09-29 | 0
TX CHILDRENS | BE00126648 | 03990113 | TABLE, SURGICAL, AC POWERED | STRYKER SALES CORPORATION | OPERON D860 | 59305.08 | 2025-08-15 | 0
TX CHILDRENS | BE00126655 | 03990369 | TABLE, SURGICAL, AC POWERED | STRYKER SALES CORPORATION | OPERON D860 | 59305.08 | 2025-08-15 | 0
TX CHILDRENS | BE00126647 | 03990315 | TABLE, SURGICAL, AC POWERED | STRYKER SALES CORPORATION | OPERON D860 | 59305.08 | 2025-08-15 | 0
TX CHILDRENS | BE00014287 | 553 | LASER - CO2 | LASER ENGINEERING INC | ULTRA MD-40 | 59275 | 2012-03-20 | 0
TX CHILDRENS | BE00059198 | SG81000857 | ULTRASOUND, COLOR FLOW | Philips North America LLC | CX50 | 59246.3 | 2014-06-26 | 0
TX CHILDRENS | BE00129409 | HC-57538 | AUDIOMETRIC SOUND ROOM | ETS-LINGREN INC | RE-243 | 59213 | 2025-02-01 | 0
TX CHILDRENS | BE00129408 | HC-57537 | AUDIOMETRIC SOUND ROOM | ETS-LINGREN INC | RE-243 | 59213 | 2025-02-01 | 0
TX CHILDRENS | BE00061534 | 3625 | ANALYZER | TEM SYSTEMS INCORPORATED | ROTEM DELTA | 59000 | 2015-08-17 | 0
TX CHILDRENS | BE00061535 | 3622 | ANALYZER | TEM SYSTEMS INCORPORATED | ROTEM DELTA | 59000 | 2015-08-17 | 0
TX CHILDRENS | KN214014 | AMTF 00101 | ANESTHESIA GAS MACHINE | DATEX-OHMEDA INC | AESTIVA / 5 MRI | 58881.2 | 2003-03-27 | 0
TX CHILDRENS | BE00035425 | 3617812008 | WASHER, DISINFECTOR | STERIS Corporation | 400 XLS | 58475 | 2011-11-11 | 0
TX CHILDRENS | BE00011262 | ASBE-0059 | ANESTHESIA GAS MACHINE | DRAEGER MEDICAL INC | APOLLO | 58421.72 | 2011-06-24 | 0
TX CHILDRENS | BE00034948 | ASDA-0194 | ANESTHESIA GAS MACHINE | DRAEGER MEDICAL INC | APOLLO | 58202.02 | 2013-05-01 | 0
TX CHILDRENS | BE00034957 | ASDA-0195 | ANESTHESIA GAS MACHINE | DRAEGER MEDICAL INC | APOLLO | 58202.02 | 2013-05-01 | 0
TX CHILDRENS | BE00034946 | ASDA-0192 | ANESTHESIA GAS MACHINE | DRAEGER MEDICAL INC | APOLLO | 58202.02 | 2013-05-01 | 0
TX CHILDRENS | BE00034959 | ASDA-0178 | ANESTHESIA GAS MACHINE | DRAEGER MEDICAL INC | APOLLO | 58202.02 | 2013-05-01 | 0
TX CHILDRENS | BE00034955 | ASDA-0193 | ANESTHESIA GAS MACHINE | DRAEGER MEDICAL INC | APOLLO | 58202.02 | 2013-05-01 | 0
TX CHILDRENS | BE00034956 | ASDA-0180 | ANESTHESIA GAS MACHINE | DRAEGER MEDICAL INC | APOLLO | 58202.02 | 2013-05-01 | 0
TX CHILDRENS | BE00034947 | ASDA-0197 | ANESTHESIA GAS MACHINE | DRAEGER MEDICAL INC | APOLLO | 58202.02 | 2013-05-01 | 0
TX CHILDRENS | BE00034951 | ASDA-0181 | ANESTHESIA GAS MACHINE | DRAEGER MEDICAL INC | APOLLO | 58202.02 | 2013-05-01 | 0
TX CHILDRENS | BE00034953 | ASDA-0191 | ANESTHESIA GAS MACHINE | DRAEGER MEDICAL INC | APOLLO | 58202.02 | 2013-05-01 | 0
TX CHILDRENS | BE00034958 | ASDA-0199 | ANESTHESIA GAS MACHINE | DRAEGER MEDICAL INC | APOLLO | 58202.02 | 2013-05-01 | 0
TX CHILDRENS | BE00034954 | ASDA-0183 | ANESTHESIA GAS MACHINE | DRAEGER MEDICAL INC | APOLLO | 58202.02 | 2013-05-01 | 0
TX CHILDRENS | BE00034952 | ASDA-0182 | ANESTHESIA GAS MACHINE | DRAEGER MEDICAL INC | APOLLO | 58202.02 | 2013-05-01 | 0
TX CHILDRENS | BE00034950 | ASDA-0198 | ANESTHESIA GAS MACHINE | DRAEGER MEDICAL INC | APOLLO | 58202.02 | 2013-05-01 | 0
TX CHILDRENS | BE00034949 | ASDA-0196 | ANESTHESIA GAS MACHINE | DRAEGER MEDICAL INC | APOLLO | 58202.02 | 2013-05-01 | 0
TX CHILDRENS | BE00034431 | 5075 YO701519 | SAMPLING WORKSTATION | Eppendorf North America Inc | 5075 | 58097 | 2011-10-25 | 0
TX CHILDRENS | BE00033974 | D07SM4986A | CHROMATOGRAPH - DATA STATION | WATERS TECHNOLOGIES CORPORATIONS | 2695 | 58000 | 2011-09-07 | 4148.55
TX CHILDRENS | BE00103873 | 7173 | CRYOSTAT | LEICA MICROSYSTEMS INC | CM3050 S | 57959 | 2019-08-23 | 0
TX CHILDRENS | BE00088003 | 83417517 | WASHER, SCOPE, ULTRASONIC | MEDIVATORS INC | ADVANTAGE + | 57901 | 2018-04-06 | 0
TX CHILDRENS | BE00014410 | OK12781 | MICROSCOPE | OLYMPUS AMERICA INC | BX61TRF | 57822 | 2012-03-03 | 0
TX CHILDRENS | BE00058687 | 03TRMC | ULTRASOUND, COLOR FLOW | Fujifilm Sonosite Inc | EDGE | 57436.65 | 2018-03-30 | 0
TX CHILDRENS | BE00100518 | 352000763 | MICROSCOPE | CARL ZEISS MEDITEC USA INC | AXIOIMAGER M2 | 57365.15 | 2018-05-11 | 0
TX CHILDRENS | BE00115683 | 046523A990005 | DISPLAY, VIDEO | KARL STORZ ENDOSCOPY-AMERICA INC | WUIS9011 | 57226.62 | 2022-11-07 | 0
TX CHILDRENS | BE00115680 | 046523A990017 | DISPLAY, VIDEO | KARL STORZ ENDOSCOPY-AMERICA INC | WUIS9011 | 57226.62 | 2022-11-07 | 0
TX CHILDRENS | BE00115665 | 046523A990019 | DISPLAY, VIDEO | KARL STORZ ENDOSCOPY-AMERICA INC | WUIS9011 | 57226.62 | 2022-11-07 | 0
TX CHILDRENS | BE00128173 | LP9490536 | ULTRASOUND, COLOR FLOW | GE Precision Healthcare LLC | LOGIQ P9 | 57021.25 | 2025-05-02 | 0
TX CHILDRENS | BE00118281 | 7P313L3 | EEG ACQUISITION STATION (PORTABLE) | DELL MARKETING LP | OPTIPLEX XE3 | 56901.25 | 2023-12-19 | 0
TX CHILDRENS | BE00118282 | GM313L3 | EEG ACQUISITION STATION (PORTABLE) | DELL MARKETING LP | OPTIPLEX XE3 | 56901.25 | 2023-12-19 | 0
TX CHILDRENS | BE00118289 | HH6Q2L3 | EEG ACQUISITION STATION (PORTABLE) | DELL MARKETING LP | OPTIPLEX XE3 | 56901.25 | 2023-12-19 | 0
TX CHILDRENS | BE00118292 | F73F3L3 | EEG ACQUISITION STATION (PORTABLE) | DELL MARKETING LP | OPTIPLEX XE3 | 56901.25 | 2023-12-19 | 0
TX CHILDRENS | BE00120533 | 203928 | AUTOMATED MEDICATION DISPENSER | OMNICELL INC | MED-FRM-101 | 56852 | 2024-07-20 | 2754.17
TX CHILDRENS | BE00104214 | CLX-2103 | INFRARED IMAGER | LI-COR INC | ODYSSEY CLX | 56850 | 2019-12-20 | 0
TX CHILDRENS | BE00115036 | WAA093379 | WASHER, DISINFECTOR | GETINGE USA SALES LLC | 8668 | 56772.1 | 2021-03-31 | 0
TX CHILDRENS | BE00115035 | WAA093362 | WASHER, DISINFECTOR | GETINGE USA SALES LLC | 8668 | 56772.1 | 2021-03-31 | 0
TX CHILDRENS | BE00115037 | WAA093380 | WASHER, DISINFECTOR | GETINGE USA SALES LLC | 8668 | 56772.1 | 2021-03-31 | 0
TX CHILDRENS | KN226202 | SEV0701029 | WASHER, DISINFECTOR | GETINGE USA SALES LLC | S-8666-7 | 56720.23 | 2008-07-07 | 0
TX CHILDRENS | BE00111292 | WS-3041 | ELECTROPHORESIS APPARATUS | PROTEINSIMPLE | WES | 56500 | 2019-07-01 | 0
TX CHILDRENS | BE00057709 | 850 | INCUBATOR, TRANSPORT, NEONATAL | INTERNATIONAL BIOMEDICAL INC | VOYAGER | 56438 | 2015-01-09 | 0
TX CHILDRENS | BE00126635 | C2344109 | SURGICAL NERVE STIMULATOR /LOC | MEDTRONIC XOMED INC | NIM VITAL | 56415.35 | 2025-06-30 | 0
TX CHILDRENS | BE00129362 | 65 | SIMULATION CENTER MANIKIN | LAERDAL MEDICAL CORP | PAUL | 56400 | 2026-01-06 | 0
TX CHILDRENS | BE00105693 | ASKJ-0249 | ANESTHESIA GAS MACHINE | DRAEGER MEDICAL INC | APOLLO | 56378.39 | 2019-02-13 | 0
TX CHILDRENS | BE00105681 | ASKJ-0191 | ANESTHESIA GAS MACHINE | DRAEGER MEDICAL INC | APOLLO | 56378.39 | 2019-02-13 | 0
TX CHILDRENS | BE00105684 | ASKJ-0205 | ANESTHESIA GAS MACHINE | DRAEGER MEDICAL INC | APOLLO | 56378.39 | 2019-02-13 | 0
TX CHILDRENS | BE00105682 | ASKJ-0192 | ANESTHESIA GAS MACHINE | DRAEGER MEDICAL INC | APOLLO | 56378.39 | 2019-02-13 | 0
TX CHILDRENS | BE00105687 | ASKJ-0219 | ANESTHESIA GAS MACHINE | DRAEGER MEDICAL INC | APOLLO | 56378.39 | 2019-02-13 | 0
TX CHILDRENS | BE00105695 | ASKJ-0251 | ANESTHESIA GAS MACHINE | DRAEGER MEDICAL INC | APOLLO | 56378.39 | 2019-02-13 | 0
TX CHILDRENS | BE00105692 | ASKJ-0232 | ANESTHESIA GAS MACHINE | DRAEGER MEDICAL INC | APOLLO | 56378.39 | 2019-02-13 | 0
TX CHILDRENS | BE00105689 | ASKJ-0223 | ANESTHESIA GAS MACHINE | DRAEGER MEDICAL INC | APOLLO | 56378.39 | 2019-02-13 | 0
TX CHILDRENS | BE00105691 | ASKJ-0231 | ANESTHESIA GAS MACHINE | DRAEGER MEDICAL INC | APOLLO | 56378.39 | 2019-02-13 | 0
TX CHILDRENS | BE00105686 | ASKJ-0208 | ANESTHESIA GAS MACHINE | DRAEGER MEDICAL INC | APOLLO | 56378.39 | 2019-02-13 | 0
TX CHILDRENS | BE00105685 | ASKJ-0206 | ANESTHESIA GAS MACHINE | DRAEGER MEDICAL INC | APOLLO | 56378.39 | 2019-02-13 | 0
TX CHILDRENS | BE00105683 | ASKJ-0193 | ANESTHESIA GAS MACHINE | DRAEGER MEDICAL INC | APOLLO | 56378.39 | 2019-02-13 | 0
TX CHILDRENS | BE00105694 | ASKJ-0250 | ANESTHESIA GAS MACHINE | DRAEGER MEDICAL INC | APOLLO | 56378.39 | 2019-02-13 | 0
TX CHILDRENS | BE00105688 | ASKJ-0221 | ANESTHESIA GAS MACHINE | DRAEGER MEDICAL INC | APOLLO | 56378.39 | 2019-02-13 | 0
TX CHILDRENS | BE00105690 | ASKJ-0224 | ANESTHESIA GAS MACHINE | DRAEGER MEDICAL INC | APOLLO | 56378.39 | 2019-02-13 | 0
TX CHILDRENS | BE00035506 | G-9720 | MICROSCOPE ACCESSORIES | NATIONAL LASER COMPANY (NLC) | H600ALCOC4 | 56375 | 2013-09-20 | 0
TX CHILDRENS | BE00141541 | 2236-L | LASER - DIODE | ALLMED SYSTEMS INC | LEONARDO DUAL 100 | 56035 | 2026-06-30 | 0
TX CHILDRENS | BE00129369 | J2004054 | APHERESIS | KANEKA AMERICAS HOLDING INC | MA-03 | 56000 | 2026-01-02 | 0
TX CHILDRENS | BE00104436 | ASLK-0203 | ANESTHESIA GAS MACHINE | DRAEGER MEDICAL INC | APOLLO | 55871.44 | 2019-10-31 | 0
TX CHILDRENS | BE00123913 | ASSD-0003 | ANESTHESIA GAS MACHINE | DRAEGER MEDICAL INC | APOLLO | 55834.96 | 2024-11-13 | 0
TX CHILDRENS | BE00123917 | ASSD-0001 | ANESTHESIA GAS MACHINE | DRAEGER MEDICAL INC | APOLLO | 55834.96 | 2024-11-13 | 0
TX CHILDRENS | BE00123926 | ASSD-0005 | ANESTHESIA GAS MACHINE | DRAEGER MEDICAL INC | APOLLO | 55834.96 | 2024-11-13 | 0
TX CHILDRENS | BE00123921 | ASSD-0006 | ANESTHESIA GAS MACHINE | DRAEGER MEDICAL INC | APOLLO | 55834.96 | 2024-11-13 | 0
TX CHILDRENS | BE00123916 | ASSC-0109 | ANESTHESIA GAS MACHINE | DRAEGER MEDICAL INC | APOLLO | 55834.96 | 2024-11-13 | 0
TX CHILDRENS | BE00123918 | ASSD-0010 | ANESTHESIA GAS MACHINE | DRAEGER MEDICAL INC | APOLLO | 55834.96 | 2024-11-13 | 0
TX CHILDRENS | BE00123922 | ASSC-0107 | ANESTHESIA GAS MACHINE | DRAEGER MEDICAL INC | APOLLO | 55834.96 | 2024-11-13 | 0
TX CHILDRENS | BE00123914 | ASSD-0002 | ANESTHESIA GAS MACHINE | DRAEGER MEDICAL INC | APOLLO | 55834.96 | 2024-11-13 | 0
TX CHILDRENS | BE00123925 | ASSC-0110 | ANESTHESIA GAS MACHINE | DRAEGER MEDICAL INC | APOLLO | 55834.96 | 2024-11-13 | 0
TX CHILDRENS | BE00123920 | ASSD-0004 | ANESTHESIA GAS MACHINE | DRAEGER MEDICAL INC | APOLLO | 55834.96 | 2024-11-13 | 0
TX CHILDRENS | BE00123924 | ASSD-0008 | ANESTHESIA GAS MACHINE | DRAEGER MEDICAL INC | APOLLO | 55834.96 | 2024-11-13 | 0
TX CHILDRENS | BE00123923 | ASSC-0108 | ANESTHESIA GAS MACHINE | DRAEGER MEDICAL INC | APOLLO | 55834.96 | 2024-11-13 | 0
TX CHILDRENS | BE00123919 | ASSD-0007 | ANESTHESIA GAS MACHINE | DRAEGER MEDICAL INC | APOLLO | 55834.96 | 2024-11-13 | 0
TX CHILDRENS | BE00123915 | ASSD-0009 | ANESTHESIA GAS MACHINE | DRAEGER MEDICAL INC | APOLLO | 55834.96 | 2024-11-13 | 0
TX CHILDRENS | BE00115016 | ASNE-0144 | ANESTHESIA GAS MACHINE | DRAEGER MEDICAL INC | APOLLO | 55600.51 | 2021-07-29 | 0
TX CHILDRENS | BE00114992 | ASNE-0159 | ANESTHESIA GAS MACHINE | DRAEGER MEDICAL INC | APOLLO | 55600.51 | 2021-07-29 | 0
TX CHILDRENS | BE00115012 | ASNE-0134 | ANESTHESIA GAS MACHINE | DRAEGER MEDICAL INC | APOLLO | 55600.51 | 2021-07-29 | 0
TX CHILDRENS | BE00115008 | ASNE-0190 | ANESTHESIA GAS MACHINE | DRAEGER MEDICAL INC | APOLLO | 55600.51 | 2021-07-29 | 0
TX CHILDRENS | BE00115004 | ASNE-0189 | ANESTHESIA GAS MACHINE | DRAEGER MEDICAL INC | APOLLO | 55600.51 | 2021-07-29 | 0
TX CHILDRENS | BE00114984 | ASNE-0135 | ANESTHESIA GAS MACHINE | DRAEGER MEDICAL INC | APOLLO | 55600.51 | 2021-07-29 | 0
TX CHILDRENS | BE00115000 | ASNE-0136 | ANESTHESIA GAS MACHINE | DRAEGER MEDICAL INC | APOLLO | 55600.51 | 2021-07-29 | 0
TX CHILDRENS | BE00114996 | ASNE-0158 | ANESTHESIA GAS MACHINE | DRAEGER MEDICAL INC | APOLLO | 55600.51 | 2021-07-29 | 0
TX CHILDRENS | BE00114991 | ASNE-0145 | ANESTHESIA GAS MACHINE | DRAEGER MEDICAL INC | APOLLO | 55600.51 | 2021-07-29 | 0
TX CHILDRENS | BE00119537 | 1142 | SCANNER, SLIDE | MIKROSCAN TECHNOLOGIES | SL5 | 55548.26 | 2025-01-10 | 0
TX CHILDRENS | BE00126593 | 1146 | SCANNER, SLIDE | MIKROSCAN TECHNOLOGIES | SL5 | 55548.26 | 2025-09-03 | 0
TX CHILDRENS | BE00126460 | 1141 | SCANNER, SLIDE | MIKROSCAN TECHNOLOGIES | SL5 | 55548.26 | 2025-08-15 | 0
TX CHILDRENS | BE00128733 | 1145 | SCANNER, SLIDE | MIKROSCAN TECHNOLOGIES | SL5 | 55548.26 | 2025-09-09 | 0
TX CHILDRENS | BE00128731 | 1149 | SCANNER, SLIDE | MIKROSCAN TECHNOLOGIES | SL5 | 55548.26 | 2025-09-09 | 0
TX CHILDRENS | BE00126459 | 1140 | SCANNER, SLIDE | MIKROSCAN TECHNOLOGIES | SL5 | 55548.26 | 2025-08-15 | 0
TX CHILDRENS | BE00128732 | 1137 | SCANNER, SLIDE | MIKROSCAN TECHNOLOGIES | SL5 | 55548.26 | 2025-09-09 | 0
TX CHILDRENS | BE00115344 | 05D1QP | ULTRASOUND, COLOR FLOW | Fujifilm Sonosite Inc | PX | 55515 | 2028-09-13 | 0
TX CHILDRENS | BE00056643 | SDY11189105GA | CENTRAL STATION, MONITORING | GE Medical Systems Information Tech Inc | CIC PRO | 55500 | 2013-03-18 | 0
TX CHILDRENS | BE00056633 | SDY11189049GA | CENTRAL STATION, MONITORING | GE Medical Systems Information Tech Inc | CIC PRO | 55500 | 2013-03-18 | 0
TX CHILDRENS | BE00056641 | SDY11189081GA | CENTRAL STATION, MONITORING | GE Medical Systems Information Tech Inc | CIC PRO | 55500 | 2013-03-18 | 0
TX CHILDRENS | BE00056640 | SDY11189078GA | CENTRAL STATION, MONITORING | GE Medical Systems Information Tech Inc | CIC PRO | 55500 | 2013-03-18 | 0
TX CHILDRENS | BE00056639 | SDY11189075GA | CENTRAL STATION, MONITORING | GE Medical Systems Information Tech Inc | CIC PRO | 55500 | 2013-03-18 | 0
TX CHILDRENS | BE00056634 | SDY11189051GA | CENTRAL STATION, MONITORING | GE Medical Systems Information Tech Inc | CIC PRO | 55500 | 2013-03-18 | 0
TX CHILDRENS | BE00036967 | SDY11490534GA | CENTRAL STATION, MONITORING | GE Medical Systems Information Tech Inc | CIC PRO | 55500 | 2013-03-18 | 0
TX CHILDRENS | BE00056635 | SDY11189052GA | CENTRAL STATION, MONITORING | GE Medical Systems Information Tech Inc | CIC PRO | 55500 | 2013-03-18 | 0
TX CHILDRENS | BE00056637 | SDY11189068GA | CENTRAL STATION, MONITORING | GE Medical Systems Information Tech Inc | CIC PRO | 55500 | 2013-03-18 | 0
TX CHILDRENS | BE00056636 | SDY11189064GA | CENTRAL STATION, MONITORING | GE Medical Systems Information Tech Inc | CIC PRO | 55500 | 2013-03-18 | 0
TX CHILDRENS | BE00056638 | SDY11189074GA | CENTRAL STATION, MONITORING | GE Medical Systems Information Tech Inc | CIC PRO | 55500 | 2013-03-18 | 0
TX CHILDRENS | BE00057509 | TSKE110510704 | EVOKED RESPONSE ELECTRICAL STM | LABORIE MEDICAL TECHNOLOGIES CORP | TR1701 | 55462.5 | 2012-06-20 | 0
TX CHILDRENS | BE00057510 | 12-30553 | EVOKED RESPONSE ELECTRICAL STM | LABORIE MEDICAL TECHNOLOGIES CORP | SONESTA | 55462.5 | 2012-06-20 | 0
TX CHILDRENS | BE00127272 | 05HKXZ | ULTRASOUND, COLOR FLOW | Fujifilm Sonosite Inc | PX | 55440 | 2024-01-25 | 0
TX CHILDRENS | BE00034073 | 278880532 | DNA THERMAL CYCLER | APPLIED BIOSYSTEMS | ViiA 7 | 55300 | 2012-10-03 | 0
TX CHILDRENS | BE00088979 | NACT-7-16071257 | URODYNAMICS MEASUREMENT SYSTEM | LABORIE MEDICAL TECHNOLOGIES CORP | AQUARIUS CT | 55125 | 2017-10-03 | 0
TX CHILDRENS | BE00117910 | 0024220 | MICROSCOPE | SCIENTIFIA LLC | S-SCOPE-2 | 55078.85 | 2022-09-15 | 0
TX CHILDRENS | BE00119684 | B320MG104314 | BIOREACTOR / FERMENTOR | Eppendorf North America Inc | BIOFLO 320 | 55045.85 | 2024-10-09 | 0
TX CHILDRENS | BE00086747 | CLX-1648 | INFRARED IMAGER | LI-COR INC | ODYSSEY CLX | 55040 | 2017-12-12 | 0
TX CHILDRENS | BE00059812 | 610 | LASER - CO2 | LASER ENGINEERING INC | ULTRA MD-40 | 55005 | 2014-08-04 | 0
TX CHILDRENS | KN211309 | 1138 | ANALYZER | ROCHE ANALYTICAL INSTRUMENTS | COBAS TAQMAN 48 | 55000 | 2004-12-17 | 0
TX CHILDRENS | BE00013122 | 20136 | DNA THERMAL CYCLER | ROCHE ANALYTICAL INSTRUMENTS | LIGHTCYCLER 480 | 55000 | 2009-03-26 | 0
TX CHILDRENS | BE00109700 | 4629 | ANALYZER | TEM SYSTEMS INCORPORATED | ROTEM DELTA | 55000 | 2019-07-31 | 57600
TX CHILDRENS | BE00034659 | AOPE0018 | PHYSICAL THERAPY EQUIPMENT | HOCOMA INC | ARMEO SPRING | 55000 | 2012-12-13 | 0
TX CHILDRENS | BE00108670 | 4627 | ANALYZER | TEM SYSTEMS INCORPORATED | ROTEM DELTA | 55000 | 2019-07-31 | 57600
TX CHILDRENS | BE00110568 | 5032300 | X-RAY, COMPUTED TOMOGRAPHIC | SCANCO USA INC | MICROCT 42 | 55000 | 2020-03-26 | 0
TX CHILDRENS | BE00123872 | ESW300086 | SURGICAL SLUSH SYSTEM | OR SOLUTIONS INC | ESW7L | 54995 | 2024-10-25 | 0
TX CHILDRENS | BE00123874 | ESW300085 | SURGICAL SLUSH SYSTEM | OR SOLUTIONS INC | ESW7L | 54995 | 2024-10-25 | 0
TX CHILDRENS | BE00123873 | ESW300092 | SURGICAL SLUSH SYSTEM | OR SOLUTIONS INC | ESW7L | 54995 | 2024-10-25 | 0
TX CHILDRENS | BE00123871 | ESW300025 | SURGICAL SLUSH SYSTEM | OR SOLUTIONS INC | ESW7L | 54995 | 2024-10-25 | 0
TX CHILDRENS | BE00123870 | ESW300030 | SURGICAL SLUSH SYSTEM | OR SOLUTIONS INC | ESW7L | 54995 | 2024-10-25 | 0
TX CHILDRENS | BE00110387 | 1199650 | OPHTHALMOLOGY CAMERA & ACCESSORIES | CARL ZEISS MEDITEC USA INC | VISUCAM 524 | 54930.69 | 2019-06-30 | 0
TX CHILDRENS | BE00088508 | 129487 | AUTOMATED MEDICATION DISPENSER | OMNICELL INC | OMNI RX | 54888 | 2018-04-30 | 0
TX CHILDRENS | BE00128142 | A000-527-10-23172135 | EXERCISE EQUIP, POWERED | RESTORATIVE THERAPIES | RT300 | 54717.95 | 2025-03-18 | 0
TX CHILDRENS | BE00125962 | 20230118 | ELECTROSURG CUT & COAG DEVICE | CONMED CORP | 60-8800-001 | 54450.06 | 2024-12-03 | 0
TX CHILDRENS | BE00125963 | 20230119 | ELECTROSURG CUT & COAG DEVICE | CONMED CORP | 60-8800-001 | 54450.06 | 2024-12-03 | 0
TX CHILDRENS | BE00125960 | 20230112 | ELECTROSURG CUT & COAG DEVICE | CONMED CORP | 60-8800-001 | 54450.06 | 2024-12-03 | 0
TX CHILDRENS | BE00125961 | 20230117 | ELECTROSURG CUT & COAG DEVICE | CONMED CORP | 60-8800-001 | 54450.06 | 2024-12-03 | 0
TX CHILDRENS | BE00100084 | ASJN-0179 | ANESTHESIA GAS MACHINE | DRAEGER MEDICAL INC | APOLLO | 54278.61 | 2018-03-13 | 0
TX CHILDRENS | BE00100079 | ASJN-0137 | ANESTHESIA GAS MACHINE | DRAEGER MEDICAL INC | APOLLO | 54278.61 | 2018-03-13 | 0
TX CHILDRENS | BE00100077 | ASJN-0095 | ANESTHESIA GAS MACHINE | DRAEGER MEDICAL INC | APOLLO | 54278.61 | 2018-03-13 | 0
TX CHILDRENS | BE00100081 | ASJN-0149 | ANESTHESIA GAS MACHINE | DRAEGER MEDICAL INC | APOLLO | 54278.61 | 2018-03-13 | 0
TX CHILDRENS | BE00100082 | ASJN-0155 | ANESTHESIA GAS MACHINE | DRAEGER MEDICAL INC | APOLLO | 54278.61 | 2018-03-13 | 0
TX CHILDRENS | BE00100080 | ASJN-0138 | ANESTHESIA GAS MACHINE | DRAEGER MEDICAL INC | APOLLO | 54278.61 | 2018-03-13 | 0
TX CHILDRENS | BE00100083 | ASJN-0168 | ANESTHESIA GAS MACHINE | DRAEGER MEDICAL INC | APOLLO | 54278.61 | 2018-03-13 | 0
TX CHILDRENS | BE00100078 | ASJN-0099 | ANESTHESIA GAS MACHINE | DRAEGER MEDICAL INC | APOLLO | 54278.61 | 2018-03-13 | 0
TX CHILDRENS | BE00103228 | 004852 | SONIC DISMEMBRATOR | COVARIS INC | ME220 | 54259 | 2019-02-19 | 0
TX CHILDRENS | BE00127995 | ENH2-20240510-04 | SURGICAL CAMERA & ACCESSORIES | KARL STORZ ENDOSCOPY-AMERICA INC | NEO IP | 54216.93 | 2025-08-15 | 0
TX CHILDRENS | BE00108693 | 140112 | AUTOMATED MEDICATION DISPENSER | OMNICELL INC | MED-FRM-102 | 54200.4 | 2019-09-30 | 2754.17
TX CHILDRENS | BE00124410 | VGD001814 | ULTRASOUND, COLOR FLOW | GE Precision Healthcare LLC | VENUE GO | 54173.6 | 2025-03-05 | 0
TX CHILDRENS | BE00124411 | VGD001942 | ULTRASOUND, COLOR FLOW | GE Precision Healthcare LLC | VENUE GO | 54173.6 | 2025-03-05 | 0
TX CHILDRENS | BE00062631 | 301409000293 | SPIROMETER DIAGNOSTIC | ECO PHYSICS INC | EXHALYZER D | 54128 | 2016-01-29 | 0
TX CHILDRENS | BE00112319 | FM3DD19009021 | ANALYZER | LUMINEX CORPORATION | FLEXMAP 3D | 54000 | 2020-10-21 | 13399
TX CHILDRENS | BE00064023 | LE400674 | ULTRASOUND, COLOR FLOW | GE Precision Healthcare LLC | LOGIQ E | 53896.5 | 2020-05-07 | 0
TX CHILDRENS | BE00062641 | 105097 | X-RAY, DENTAL | INSTRUMENTARIUM DENTAL INC. | OC200 PAN/CEPH | 53779 | 2016-03-15 | 0
TX CHILDRENS | BE00120753 | TC50348200623 | TELEMETRY DISPLAY CONSOLE | THE UNIVERSAL GROUP | HTS820 | 53760 | 2026-07-10 | 0
TX CHILDRENS | BE00130222 | 253248 | AUTOMATED MEDICATION DISPENSER | OMNICELL INC | MED-FRM-101 | 53546.5 | 2026-05-05 | 0
TX CHILDRENS | BE00123493 | 23044991-230764 | EXERCISE EQUIP, POWERED | BIODEX MEDICAL SYSTEMS INC | SYSTEM 4 PRO | 53486.73 | 2025-01-17 | 0
TX CHILDRENS | BE00124408 | VGD001908 | ULTRASOUND, COLOR FLOW | GE Precision Healthcare LLC | VENUE GO | 53417 | 2025-03-05 | 0
TX CHILDRENS | BE00124412 | VGD001228 | ULTRASOUND, COLOR FLOW | GE Precision Healthcare LLC | VENUE GO | 53417 | 2025-03-05 | 0
TX CHILDRENS | BE00060829 | 3A11187 | MICROSCOPE | OLYMPUS AMERICA INC | BX51WIF | 53287.67 | 2015-01-14 | 0
TX CHILDRENS | KN223467 | AMTJ 00182 | ANESTHESIA GAS MACHINE | DATEX-OHMEDA INC | AESTIVA / 5 MRI | 53210.05 | 2006-10-06 | 0
TX CHILDRENS | BE00119541 | STV23380167SA | CENTRAL STATION, MONITORING | GE Medical Systems Information Tech Inc | CIC PRO MP200 | 53139 | 2024-10-19 | 0
TX CHILDRENS | BE00141596 | ASUE-0024 | INCUBATOR, NEONATAL | DRAEGER MEDICAL INC | TN500 | 53105.34 | 2026-07-31 | 0
TX CHILDRENS | BE00141598 | ASUE-0050 | INCUBATOR, NEONATAL | DRAEGER MEDICAL INC | TN500 | 53105.34 | 2026-07-31 | 0
TX CHILDRENS | BE00141594 | ASUE-0022 | INCUBATOR, NEONATAL | DRAEGER MEDICAL INC | TN500 | 53105.34 | 2026-07-31 | 0
TX CHILDRENS | BE00141593 | ASUE-0019 | INCUBATOR, NEONATAL | DRAEGER MEDICAL INC | TN500 | 53105.34 | 2026-07-31 | 0
TX CHILDRENS | BE00141595 | ASUE-0026 | INCUBATOR, NEONATAL | DRAEGER MEDICAL INC | TN500 | 53105.34 | 2026-07-31 | 0
TX CHILDRENS | BE00141591 | ASUE-0021 | INCUBATOR, NEONATAL | DRAEGER MEDICAL INC | TN500 | 53105.34 | 2026-07-31 | 0
TX CHILDRENS | BE00141592 | ASUE-0023 | INCUBATOR, NEONATAL | DRAEGER MEDICAL INC | TN500 | 53105.34 | 2026-07-31 | 0
TX CHILDRENS | BE00141597 | ASUE-0025 | INCUBATOR, NEONATAL | DRAEGER MEDICAL INC | TN500 | 53105.34 | 2026-07-31 | 0
TX CHILDRENS | BE00088898 | 0455KF | ULTRASOUND, COLOR FLOW | Fujifilm Sonosite Inc | EDGE II | 52920 | 2021-10-03 | 0
TX CHILDRENS | BE00065946 | 6253/09.2015 | TISSUE PROCESSOR, AUTOMATED | LEICA MICROSYSTEMS INC | ASP300S | 52783.3 | 2016-10-25 | 0
TX CHILDRENS | BE00110241 | 147877 | AUTOMATED MEDICATION DISPENSER | OMNICELL INC | MED-FRM-106 | 52550.8 | 2019-08-26 | 0
TX CHILDRENS | BE00110224 | 153603 | AUTOMATED MEDICATION DISPENSER | OMNICELL INC | ANT-FRM-006 | 52550.8 | 2019-05-15 | 4872.75
TX CHILDRENS | BE00056822 | 03NG7Y | ULTRASOUND, COLOR FLOW | Fujifilm Sonosite Inc | S-NERVE | 52549.05 | 2013-02-26 | 0
TX CHILDRENS | BE00056824 | 03NI54 | ULTRASOUND, COLOR FLOW | Fujifilm Sonosite Inc | S-NERVE | 52549.05 | 2013-02-26 | 0
TX CHILDRENS | BE00123275 | 19027206AA0424070 | EMG | CADWELL MANUFACTURING | SIERRA SUMMIT | 52509 | 2025-08-15 | 0
TX CHILDRENS | KN227718 | 411 | LASER - CO2 | LASER ENGINEERING INC | ULTRA MD-40 | 52500 | 2008-05-03 | 0
TX CHILDRENS | BE00062355 | 601174 | ULTRA-MICROTOME | LEICA MICROSYSTEMS INC | EM UC7 | 52247 | 2015-09-28 | 0
TX CHILDRENS | BE00118168 | 03630535 | TABLE, SURGICAL, AC POWERED | STRYKER SALES CORPORATION | OPERON D860 | 52190.96 | 2024-04-10 | 0
TX CHILDRENS | BE00118169 | 03630424 | TABLE, SURGICAL, AC POWERED | STRYKER SALES CORPORATION | OPERON D860 | 52190.96 | 2024-04-10 | 0
TX CHILDRENS | BE00118167 | 03630094 | TABLE, SURGICAL, AC POWERED | STRYKER SALES CORPORATION | OPERON D860 | 52190.96 | 2024-04-10 | 0
TX CHILDRENS | BE00033019 | 10448284-11010001 | SURGICAL MICROSCOPE & ACCESSOR | LEICA MICROSYSTEMS INC | M525-F20 | 52064.33 | 2011-04-15 | 0
TX CHILDRENS | BE00033018 | 10448284-11010002 | SURGICAL MICROSCOPE & ACCESSOR | LEICA MICROSYSTEMS INC | M525-F20 | 52064.33 | 2011-04-15 | 0
TX CHILDRENS | BE00058879 | 070513001 | SURGICAL MICROSCOPE & ACCESSOR | LEICA MICROSYSTEMS INC | M525-F20 | 52064.33 | 2014-05-23 | 0
TX CHILDRENS | BE00033016 | 10448284-280910002 | SURGICAL MICROSCOPE & ACCESSOR | LEICA MICROSYSTEMS INC | M525-F20 | 52064.33 | 2011-04-15 | 0
TX CHILDRENS | BE00058881 | 090513001 | SURGICAL MICROSCOPE & ACCESSOR | LEICA MICROSYSTEMS INC | M525-F20 | 52064.33 | 2014-05-23 | 0
TX CHILDRENS | BE00118475 | US91004866 | ANESTHESIA MONITOR | Philips North America LLC | EXPRESSION MR400 | 52047.44 | 2022-11-28 | 0
TX CHILDRENS | BE00118473 | US91004868 | ANESTHESIA MONITOR | Philips North America LLC | EXPRESSION MR400 | 52047.44 | 2022-11-28 | 0
TX CHILDRENS | BE00118477 | US91004867 | ANESTHESIA MONITOR | Philips North America LLC | EXPRESSION MR400 | 52047.44 | 2022-11-28 | 0
TX CHILDRENS | BE00116575 | 536452 | ULTRA-MICROTOME | LEICA MICROSYSTEMS INC | EM UC7 | 52005.08 | 2022-12-12 | 0
TX CHILDRENS | KN219409 | SAE04470032GA | FILE SERVER | GE Medical Systems Information Tech Inc | MUSE 5E | 52000 | 2005-01-31 | 0
TX CHILDRENS | BE00127440 | 122379 | INJECTOR, DYE | BAYER CORPORATION | STELLANT FLEX | 52000 | 2025-03-07 | 0
TX CHILDRENS | BE00122417 | 42504058 | PRES. PLETHYSMOGRAPH(BODY-BOX) | VYAIRE MEDICAL 211 INC | VYNTUS BODY | 51979.64 | 2029-05-28 | 0
TX CHILDRENS | BE00063330 | 106708 | AUTOMATED MEDICATION DISPENSER | OMNICELL INC | OMNI RX | 51972 | 2015-11-05 | 0
TX CHILDRENS | BE00059746 | 97674 | AUTOMATED MEDICATION DISPENSER | OMNICELL INC | CSM-FRM-002 | 51943.01 | 2015-08-12 | 0
TX CHILDRENS | BE00100727 | 10450174 | MICROSCOPE | LEICA MICROSYSTEMS INC | M80 | 51752.64 | 2017-07-31 | 0
TX CHILDRENS | KN212887 | 358683 | MICROSCOPE | CARL ZEISS MEDITEC USA INC | S21 | 51700 | 2002-10-31 | 0
TX CHILDRENS | KN212886 | 374055 | MICROSCOPE | CARL ZEISS MEDITEC USA INC | S21 | 51700 | 2002-10-31 | 0
TX CHILDRENS | BE00062854 | URA053363 | STERILIZER, STEAM | GETINGE USA SALES LLC | 533LS | 51601.85 | 2015-10-27 | 0
TX CHILDRENS | BE00058600 | 1512CX200837 | ELECTROENCEPHALOGRAPH, REVIEW | CADWELL MANUFACTURING | CASCADE ELITE | 51600 | 2017-01-26 | 0
TX CHILDRENS | BE00100305 | 046T4P | ULTRASOUND, COLOR FLOW | Fujifilm Sonosite Inc | X-PORTE | 51600 | 2022-04-03 | 0
TX CHILDRENS | BE00058599 | 1512CX200839 | ELECTROENCEPHALOGRAPH, REVIEW | CADWELL MANUFACTURING | CASCADE ELITE | 51600 | 2017-01-26 | 0
TX CHILDRENS | BE00081479 | 1512CX200838 | EEG ACQUISITION STATION | CADWELL MANUFACTURING | CASCADE ELITE | 51600 | 2017-01-26 | 0
TX CHILDRENS | BE00100306 | 046T4Q | ULTRASOUND, COLOR FLOW | Fujifilm Sonosite Inc | X-PORTE | 51600 | 2022-04-03 | 0
TX CHILDRENS | BE00100307 | 046T4X | ULTRASOUND, COLOR FLOW | Fujifilm Sonosite Inc | X-PORTE | 51600 | 2022-04-03 | 0
TX CHILDRENS | KN228564 | 03D2RD | ULTRASOUND, COLOR FLOW | Fujifilm Sonosite Inc | M-TURBO | 51412 | 2014-10-01 | 0
TX CHILDRENS | BE00061581 | 6387/07.2014 | CRYOSTAT | LEICA MICROSYSTEMS INC | CM3050 S-3-1-1 | 51399.75 | 2015-08-12 | 0
TX CHILDRENS | BE00115877 | 00787 | ANALYZER | Qiagen LLC | QIACUITY ONE | 51379 | 2022-09-28 | 6141
TX CHILDRENS | BE00065362 | L151A1477 | SAMPLING WORKSTATION | Qiagen LLC | EZ1 ADVANCED XL | 51294 | 2016-11-12 | 0
TX CHILDRENS | BE00127996 | 246345 | AUTOMATED MEDICATION DISPENSER | OMNICELL INC | MED-FRM-101 | 51238 | 2025-08-15 | 0
TX CHILDRENS | BE00110601 | 57977 | SURGICAL INSTRUMENT MOTOR ACCE | MEDTRONIC XOMED INC | EC 300 RF | 51180.5 | 2020-04-07 | 0
TX CHILDRENS | BE00113416 | NTC69310 | SURGICAL INSTRUMENT MOTOR ACCE | MEDTRONIC XOMED INC | EC 300 RF | 51180.5 | 2021-02-23 | 0
TX CHILDRENS | BE00100304 | 60764873 203371 | INJECTOR, DYE | BAYER CORPORATION | STELLANT DX | 51050 | 2018-04-03 | 0
TX CHILDRENS | BE00104398 | CLX-2101 | INFRARED IMAGER | LI-COR INC | ODYSSEY CLX | 50850 | 2019-12-20 | 0
TX CHILDRENS | BE00128737 | 2E52013 | MICROSCOPE | OLYMPUS AMERICA INC | BX43F | 50849.16 | 2023-08-16 | 0
TX CHILDRENS | BE00114661 | 179420 | AUTOMATED MEDICATION DISPENSER | OMNICELL INC | MED-FRM-101 | 50716 | 2021-01-27 | 0
TX CHILDRENS | BE00011928 | 8003271 | SPECTROPHOTOMETER | BECKMAN COULTER INC - SERVICE AGREEMENT | DU800 | 50372.62 | 2011-11-09 | 0
TX CHILDRENS | BE00129678 | CZC213914N | COMPUTER HARDWARE/SOFTWARE | LEICA MICROSYSTEMS INC | MICA HP WS | 50330.75 | 2024-03-26 | 0
TX CHILDRENS | BE00127944 | STV23520149SA | CENTRAL STATION, MONITORING | GE Medical Systems Information Tech Inc | CIC PRO MP200 | 50297 | 2025-07-02 | 0
TX CHILDRENS | BE00122511 | STV23460128SA | CENTRAL STATION, MONITORING | GE Medical Systems Information Tech Inc | CIC PRO MP200 | 50297 | 2024-12-26 | 0
TX CHILDRENS | BE00122510 | STV23460126SA | CENTRAL STATION, MONITORING | GE Medical Systems Information Tech Inc | CIC PRO MP200 | 50297 | 2024-12-26 | 0
TX CHILDRENS | BE00127943 | STV23520148SA | CENTRAL STATION, MONITORING | GE Medical Systems Information Tech Inc | CIC PRO MP200 | 50297 | 2025-07-02 | 0
TX CHILDRENS | BE00122517 | STV23460036SA | CENTRAL STATION, MONITORING | GE Medical Systems Information Tech Inc | CIC PRO MP200 | 50297 | 2024-12-26 | 0
TX CHILDRENS | BE00127947 | STV23520145SA | CENTRAL STATION, MONITORING | GE Medical Systems Information Tech Inc | CIC PRO MP200 | 50297 | 2025-07-02 | 0
TX CHILDRENS | BE00122515 | STV23460127SA | CENTRAL STATION, MONITORING | GE Medical Systems Information Tech Inc | CIC PRO MP200 | 50297 | 2024-12-26 | 0
TX CHILDRENS | BE00130501 | STV25062583SA | CENTRAL STATION, MONITORING | GE Medical Systems Information Tech Inc | CIC PRO MP200 | 50297 | 2026-04-14 | 0
TX CHILDRENS | BE00122509 | STV23460039SA | CENTRAL STATION, MONITORING | GE Medical Systems Information Tech Inc | CIC PRO MP200 | 50297 | 2024-12-26 | 0
TX CHILDRENS | BE00122513 | STV23460125SA | CENTRAL STATION, MONITORING | GE Medical Systems Information Tech Inc | CIC PRO MP200 | 50297 | 2024-12-26 | 0
TX CHILDRENS | BE00122514 | STV23460129SA | CENTRAL STATION, MONITORING | GE Medical Systems Information Tech Inc | CIC PRO MP200 | 50297 | 2024-12-26 | 0
TX CHILDRENS | BE00127725 | STV23520161SA | CENTRAL STATION, MONITORING | GE Medical Systems Information Tech Inc | CIC PRO MP200 | 50297 | 2025-07-02 | 0
TX CHILDRENS | BE00130735 | STV25042365SA | CENTRAL STATION, MONITORING | GE Medical Systems Information Tech Inc | CIC MAI 800 | 50297 | 2026-05-19 | 0
TX CHILDRENS | BE00127949 | STV23520147SA | CENTRAL STATION, MONITORING | GE Medical Systems Information Tech Inc | CIC PRO MP200 | 50297 | 2025-07-02 | 0
TX CHILDRENS | BE00127945 | STV23520160SA | CENTRAL STATION, MONITORING | GE Medical Systems Information Tech Inc | CIC PRO MP200 | 50297 | 2025-07-02 | 0
TX CHILDRENS | BE00127946 | STV23520159SA | CENTRAL STATION, MONITORING | GE Medical Systems Information Tech Inc | CIC PRO MP200 | 50297 | 2025-07-02 | 0
TX CHILDRENS | BE00130504 | STV25062582SA | CENTRAL STATION, MONITORING | GE Medical Systems Information Tech Inc | CIC PRO MP200 | 50297 | 2026-04-14 | 0
TX CHILDRENS | BE00127726 | STV23520158SA | CENTRAL STATION, MONITORING | GE Medical Systems Information Tech Inc | CIC PRO MP200 | 50297 | 2025-07-02 | 0
TX CHILDRENS | BE00127948 | STV23520146SA | CENTRAL STATION, MONITORING | GE Medical Systems Information Tech Inc | CIC PRO MP200 | 50297 | 2025-07-02 | 0
TX CHILDRENS | BE00127724 | STV23520157SA | CENTRAL STATION, MONITORING | GE Medical Systems Information Tech Inc | CIC PRO MP200 | 50297 | 2025-07-02 | 0
TX CHILDRENS | BE00122512 | STV23300026SA | CENTRAL STATION, MONITORING | GE Medical Systems Information Tech Inc | CIC PRO MP200 | 50297 | 2024-12-26 | 0
TX CHILDRENS | BE00063021 | WS-2166 | ELECTROPHORESIS APPARATUS | PROTEINSIMPLE | WES | 50250 | 2015-11-20 | 0
TX CHILDRENS | BE00104253 | SNF18310010SA | CENTRAL STATION, MONITORING | GE Medical Systems Information Tech Inc | CIC MAS 700 | 50236 | 2019-12-11 | 0
TX CHILDRENS | BE00128116 | 13153944 | WASHER, SCOPE, ULTRASONIC | MEDIVATORS INC | ADVANTAGE + | 50231.22 | 2026-04-30 | 0
TX CHILDRENS | BE00035524 | CLX-0277 | INFRARED IMAGER | LI-COR INC | ODYSSEY CLX | 50100 | 2013-09-25 | 0
TX CHILDRENS | BE00118704 | 24717 | VENTILATOR CONTINUOUS | Hamilton Medical Inc | T1 | 50033 | 2024-01-17 | 0
TX CHILDRENS | BE00124123 | IC11512 | IMPELLA CONTROLLER - HEART PUMP | ABIOMED INC | IMPELLA CONTROLLER | 50000 | 2025-03-27 | 57000
TX CHILDRENS | BE00063732 | 8092630 | PUMP, HPLC | THERMO FISHER SCIENTIFIC ASHEVILLE LLC | NCS-3500RS NANO | 50000 | 2016-02-15 | 34392.85
TX CHILDRENS | BE00063734 | 8094542 | PUMP, HPLC | THERMO FISHER SCIENTIFIC ASHEVILLE LLC | NCS-3500RS NANO | 50000 | 2016-02-15 | 34392.85
TX CHILDRENS | KN222424 | 1404764 | DNA THERMAL CYCLER | ROCHE ANALYTICAL INSTRUMENTS | LIGHT CYCLER | 50000 | 2004-05-16 | 0
TX CHILDRENS | KN205472 | 15219 | WATER PURIFIER | MAR COR PURIFICATION | Z-9600 | 50000 | 2002-04-30 | 0
TX CHILDRENS | BE00087323 | 201835 | COMPUTER - VIDEO CAPTURE SYSTEM | DELL MARKETING LP | 23GSL120KVX001 | 50000 | 2018-02-26 | 0
TX CHILDRENS | BE00126609 | 280424001 | SURGICAL MICROSCOPE & ASSECOR | LEICA MICROSYSTEMS INC | M525-F20 | 50000 | 2025-06-16 | 0
TX CHILDRENS | BE00125167 | 3516 | BLOOD GAS ANALYZER | TERUMO CARDIOVASCULAR SYSTEMS CORP | CDI 500 | 50000 | 2025-03-10 | 0
TX CHILDRENS | KN223002 | AS60474 | SLIDE STAINER, AUTOMATED | BIOGENEX LABORATORIES | i6000 | 50000 | 2006-06-12 | 0
TX CHILDRENS | BE00123452 | 3598 | BLOOD GAS ANALYZER | TERUMO CARDIOVASCULAR SYSTEMS CORP | CDI 500 | 50000 | 2025-03-10 | 0
TX CHILDRENS | BE00110040 | 28-1-1712-1747-1 | ANALYZER | ACEA BIOSCIENCES INC | W380 | 50000 | 2020-02-13 | 0
TX CHILDRENS | BE00104413 | G4C-2026 | RF GENERATOR | STOCKERT GmbH | SMART ABLATE | 50000 | 2016-10-11 | 0
TX CHILDRENS | BE00104414 | G4C-3396 | RF GENERATOR | STOCKERT GmbH | SMART ABLATE | 50000 | 2019-08-06 | 0
TX CHILDRENS | BE00123439 | 3580 | BLOOD GAS ANALYZER | TERUMO CARDIOVASCULAR SYSTEMS CORP | CDI 500 | 50000 | 2025-03-10 | 0
TX CHILDRENS | BE00038957 | YR0650005 | TELEVISION (TV) PLASMA | PANASONIC | TH-103PF12 | 49995 | 2013-02-06 | 0
TX CHILDRENS | BE00038959 | YR1120041 | TELEVISION (TV) PLASMA | PANASONIC | TH-103PF12 | 49995 | 2013-02-06 | 0
TX CHILDRENS | BE00038958 | YR1120037 | TELEVISION (TV) PLASMA | PANASONIC | TH-103PF12 | 49995 | 2013-02-06 | 0
TX CHILDRENS | BE00103843 | 61132740 | SAMPLING WORKSTATION | AFFYMETRIX INC | 45DX V.2 | 49995 | 2019-09-06 | 28908.4
TX CHILDRENS | BE00038960 | YR1120042 | TELEVISION (TV) PLASMA | PANASONIC | TH-103PF12 | 49995 | 2013-02-06 | 0
TX CHILDRENS | BE00118138 | 0425022040 | TABLE, SURGICAL, AC POWERED | STERIS Corporation | 5095 | 49993.28 | 2023-10-06 | 0
TX CHILDRENS | BE00118137 | 0425022043 | TABLE, SURGICAL, AC POWERED | STERIS Corporation | 5095 | 49993.28 | 2023-10-06 | 0
TX CHILDRENS | BE00110484 | 04LW75 | ULTRASOUND, COLOR FLOW | Fujifilm Sonosite Inc | X-PORTE | 49990 | 2019-09-06 | 0
TX CHILDRENS | BE00124414 | VGD001809 | ULTRASOUND, COLOR FLOW | GE Precision Healthcare LLC | VENUE GO | 49972.2 | 2025-03-05 | 0
TX CHILDRENS | BE00085301 | 001J3H | ASPIRATOR | BAUSCH HEALTH AMERICAS INC | 110-0022 | 49950 | 2017-09-08 | 0
TX CHILDRENS | BE00127260 | 001GQ1 | ULTRASONIC SCALPEL | BAUSCH HEALTH AMERICAS INC | VASOR | 49950 | 2017-09-08 | 0
TX CHILDRENS | BE00063324 | 106356 | AUTOMATED SUPPLY DISPENSER | OMNICELL INC | OMNISUPPLY | 49861.04 | 2015-10-29 | 0
TX CHILDRENS | KN214135 | NONE | NURSE CALL SYSTEM | DUKANE | PROCARE 6000 | 49800.28 | 2002-04-30 | 0
TX CHILDRENS | BE00089037 | 160700236S | EXERCISE EQUIP, POWERED | BIODEX MEDICAL SYSTEMS INC | SYSTEM 4 PRO | 49695 | 2017-10-03 | 0
TX CHILDRENS | BE00120532 | 227717 | AUTOMATED MEDICATION DISPENSER | OMNICELL INC | MED-FRM-101 | 49663.5 | 2024-06-13 | 0
TX CHILDRENS | BE00120540 | 227718 | AUTOMATED MEDICATION DISPENSER | OMNICELL INC | MED-FRM-101 | 49663.5 | 2024-07-18 | 0
TX CHILDRENS | BE00120530 | 227872 | AUTOMATED MEDICATION DISPENSER | OMNICELL INC | MED-FRM-101 | 49663.5 | 2024-06-13 | 0
TX CHILDRENS | BE00059402 | 8870 | TABLE, SURGICAL, AC POWERED | MIZUHO ORTHOPEDIC SYSTEMS INC | 5803 | 49627.64 | 2014-09-04 | 0
TX CHILDRENS | BE00010112 | ODY-2248 | INFRARED IMAGER | LI-COR INC | 9120 | 49500 | 2010-10-06 | 0
TX CHILDRENS | BE00118405 | MN01995 | GENOME SEQUENCER | ILLUMINA INC | MINISEQ | 49500 | 2023-11-13 | 64236.51
TX CHILDRENS | BE00111356 | 2190401828 | OXYGEN MONITOR | INTEGRA LIFESCIENCES CORP | LCX02 | 49459 | 2020-05-22 | 0
TX CHILDRENS | BE00082919 | 750255 | CENTRIFUGE, REFRIGERATED | THERMO FISHER SCIENTIFIC ASHEVILLE LLC | MX 150+ | 49255.7 | 2017-06-06 | 0
TX CHILDRENS | KN231783 | 3516001440 | MICROSCOPE | CARL ZEISS MEDITEC USA INC | AXIOIMAGER M1 | 49228.29 | 2009-12-16 | 0
TX CHILDRENS | BE00108691 | 88792146 | WASHER, SCOPE, ULTRASONIC | MEDIVATORS INC | ADVANTAGE + | 49227.5 | 2019-09-30 | 11138.35
TX CHILDRENS | BE00101044 | 6020086 | MICROSCOPE | LEICA MICROSYSTEMS INC | MZ10 F | 49169.98 | 2018-11-02 | 0
TX CHILDRENS | BE00101067 | 6020088 | MICROSCOPE | LEICA MICROSYSTEMS INC | MZ10 F | 49169.98 | 2018-11-02 | 0
TX CHILDRENS | BE00101077 | 6090098 | MICROSCOPE | LEICA MICROSYSTEMS INC | MZ10 F | 49169.98 | 2018-11-02 | 0
TX CHILDRENS | BE00116669 | LE4-25000381 | ULTRASOUND, COLOR FLOW | MINDRAY DS USA, INC | TE7 MAX | 49099 | 2023-07-28 | 0
TX CHILDRENS | BE00064721 | SGWZ22150279 | GAMMA COUNTER | PERKIN ELMER CORP. | 2480-0010 | 49040 | 2016-08-20 | 7525.5
TX CHILDRENS | BE00110153 | 7067 | ANTERIOR SEGMENT SCANNER (OCT) | PHOENIX TECHNOLOGY GROUP INC | OCT2 | 49000 | 2020-03-17 | 0
TX CHILDRENS | KN232384 | AMTL 00344 | ANESTHESIA GAS MACHINE | DATEX-OHMEDA INC | AESTIVA / 5 MRI | 48850 | 2010-01-25 | 0
TX CHILDRENS | BE00088004 | 0515C2277 | WASHER, DISINFECTOR | STERIS Corporation | CR220RL | 48832.85 | 2018-02-01 | 0
TX CHILDRENS | BE00108682 | 0416C2516 | WASHER, DISINFECTOR | STERIS Corporation | CR220RL | 48832.85 | 2019-09-30 | 0
TX CHILDRENS | BE00064471 | 868 | INCUBATOR, TRANSPORT, NEONATAL | INTERNATIONAL BIOMEDICAL INC | VOYAGER | 48780 | 2016-07-06 | 0
TX CHILDRENS | BE00064700 | 869 | INCUBATOR, TRANSPORT, NEONATAL | INTERNATIONAL BIOMEDICAL INC | VOYAGER | 48780 | 2016-07-20 | 0
TX CHILDRENS | BE00062422 | 13063419-R | EXERCISE EQUIP, POWERED | BIODEX MEDICAL SYSTEMS INC | SYSTEM 4 PRO | 48769 | 2015-12-24 | 0
TX CHILDRENS | BE00066018 | 102627240 | TABLE, SURGICAL, AC POWERED | Trumpf Medical Systems Inc Do Not Use | TRUSYSTEM 7000 | 48755.84 | 2017-11-24 | 0
TX CHILDRENS | BE00066019 | 102627250 | TABLE, SURGICAL, AC POWERED | Trumpf Medical Systems Inc Do Not Use | TRUSYSTEM 7000 | 48755.84 | 2017-11-24 | 0
TX CHILDRENS | BE00062526 | 6463 | CRYOSTAT | LEICA MICROSYSTEMS INC | CM3050 S | 48694.5 | 2016-02-02 | 0
TX CHILDRENS | BE00125865 | VP8204354 | ULTRASOUND, COLOR FLOW | GE Precision Healthcare LLC | VOLUSON P8 | 48659 | 2024-06-06 | 0
TX CHILDRENS | BE00125864 | VP8204341 | ULTRASOUND, COLOR FLOW | GE Precision Healthcare LLC | VOLUSON P8 | 48659 | 2024-06-06 | 0
TX CHILDRENS | BE00057740 | 3G42997 | MICROSCOPE | OLYMPUS AMERICA INC | IX73P1F | 48557 | 2015-01-26 | 0
TX CHILDRENS | BE00115984 | 1300 | AUDIO/VIDEO EQUIPMENT | RESONANCE TECHNOLOGY INC | CINEMAVISION | 48500 | 2022-11-28 | 0
TX CHILDRENS | BE00104282 | MG1105 | BACTERIAL COLONY COUNTER | BECTON DICKINSON | MIGIT 960 | 48500 | 2019-10-15 | 36164
TX CHILDRENS | BE00119643 | 25118 | VENTILATOR CONTINUOUS | Hamilton Medical Inc | T1 | 48445 | 2024-04-03 | 0
TX CHILDRENS | BE00102450 | 046523A990085 | DISPLAY, FLAT PANEL, TOUCH | KARL STORZ ENDOSCOPY-AMERICA INC | AVF-6550 | 48385.42 | 2021-03-02 | 0
TX CHILDRENS | BE00102429 | 046523A9A0048 | DISPLAY, FLAT PANEL, TOUCH | KARL STORZ ENDOSCOPY-AMERICA INC | AVF-6550 | 48385.42 | 2021-02-18 | 0
TX CHILDRENS | BE00061806 | 15013692 | EXERCISE EQUIP, POWERED | BIODEX MEDICAL SYSTEMS INC | SYSTEM 4 PRO | 48369 | 2016-02-17 | 0
TX CHILDRENS | BE00122627 | 20467727 | ORBITER | STRYKER CORP | SFS-3-BC | 48229.02 | 2024-12-02 | 0
TX CHILDRENS | BE00122648 | 20467724 | ORBITER | STRYKER CORP | SFS-3-BC | 48229.02 | 2024-12-02 | 0
TX CHILDRENS | BE00120093 | 20466951 | ORBITER | STRYKER CORP | SFS-3-BC | 48229.02 | 2024-04-30 | 0
TX CHILDRENS | BE00122630 | 20467725 | ORBITER | STRYKER CORP | SFS-3-BC | 48229.02 | 2024-12-02 | 0
TX CHILDRENS | BE00122751 | 20468001 | ORBITER | STRYKER CORP | SFS-5-T | 48229.02 | 2024-12-16 | 0
TX CHILDRENS | BE00120117 | 20466954 | ORBITER | STRYKER CORP | SFS-3-BC | 48229.02 | 2024-04-30 | 0
TX CHILDRENS | BE00120123 | 20466955 | ORBITER | STRYKER CORP | SFS-3-BC | 48229.02 | 2024-04-30 | 0
TX CHILDRENS | BE00122651 | 20467719 | ORBITER | STRYKER CORP | SFS-3-BC | 48229.02 | 2024-12-02 | 0
TX CHILDRENS | BE00120120 | 20466950 | ORBITER | STRYKER CORP | SFS-3-BC | 48229.02 | 2024-04-30 | 0
TX CHILDRENS | BE00122639 | 20467726 | ORBITER | STRYKER CORP | SFS-3-BC | 48229.02 | 2024-12-02 | 0
TX CHILDRENS | BE00122642 | 20467721 | ORBITER | STRYKER CORP | SFS-3-BC | 48229.02 | 2024-12-02 | 0
TX CHILDRENS | BE00120099 | 20466952 | ORBITER | STRYKER CORP | SFS-3-BC | 48229.02 | 2024-04-30 | 0
TX CHILDRENS | BE00122633 | 20467718 | ORBITER | STRYKER CORP | SFS-3-BC | 48229.02 | 2024-12-02 | 0
TX CHILDRENS | BE00122636 | 20467720 | ORBITER | STRYKER CORP | SFS-3-BC | 48229.02 | 2024-12-02 | 0
TX CHILDRENS | BE00120126 | 20466957 | ORBITER | STRYKER CORP | SFS-3-BC | 48229.02 | 2024-04-30 | 0
TX CHILDRENS | BE00122624 | 20467722 | ORBITER | STRYKER CORP | SFS-3-BC | 48229.02 | 2024-12-02 | 0
TX CHILDRENS | BE00120096 | 20466953 | ORBITER | STRYKER CORP | SFS-3-BC | 48229.02 | 2024-04-30 | 0
TX CHILDRENS | BE00120102 | 20466956 | ORBITER | STRYKER CORP | SFS-3-BC | 48229.02 | 2024-04-30 | 0
TX CHILDRENS | BE00122645 | 20467723 | ORBITER | STRYKER CORP | SFS-3-BC | 48229.02 | 2024-12-02 | 0
TX CHILDRENS | BE00124121 | DHB240008 | Workstation, Imaging Post Processing | ARTHREX | AR-3200-0027 | 48134.99 | 2025-03-27 | 0
TX CHILDRENS | BE00124120 | DHB240037 | Workstation, Imaging Post Processing | ARTHREX | AR-3200-0027 | 48134.99 | 2025-03-27 | 0
TX CHILDRENS | BE00114699 | 16102 | ANALYZER | BIO RAD LABORATORIES INC | VARIANT II | 48000 | 2022-02-07 | 2822
TX CHILDRENS | BE00126399 | G4C-7431-A | ELECTROSURG CUT & COAG DEVICE | BIOSENSE WEBSTER INC | M490002 | 48000 | 2025-01-30 | 0
TX CHILDRENS | KN228452 | AMRL 00821 | ANESTHESIA GAS MACHINE | DATEX-OHMEDA INC | AESTIVA / 5 | 48000 | 2009-08-13 | 0
TX CHILDRENS | BE00120009 | 9CS5XP3 | EEG ACQUISITION STATION | DELL MARKETING LP | OPTIPLEX 7490 | 47850.29 | 2024-05-11 | 0
TX CHILDRENS | BE00120011 | BCS5XP3 | EEG ACQUISITION STATION | DELL MARKETING LP | OPTIPLEX 7490 | 47850.29 | 2024-05-11 | 0
TX CHILDRENS | BE00120014 | BBS5XP3 | EEG ACQUISITION STATION | DELL MARKETING LP | OPTIPLEX 7490 | 47850.29 | 2024-05-11 | 0
TX CHILDRENS | BE00113424 | 19074390 | EXERCISE EQUIP, POWERED | BIODEX MEDICAL SYSTEMS INC | SYSTEM 4 PRO | 47850 | 2020-02-21 | 0
TX CHILDRENS | BE00104406 | RZ181898M | ELECTROENCEPHALOGRAPH | NATUS MEDICAL INCORPORATED | NICOLET EDX | 47840.47 | 2019-07-17 | 0
TX CHILDRENS | BE00086682 | LE609222 | ULTRASOUND, COLOR FLOW | GE Precision Healthcare LLC | LOGIQ E | 47692.68 | 2017-12-19 | 0
TX CHILDRENS | BE00014264 | 60300504-1210 | TISSUE PROCESSOR, AUTOMATED | SAKURA FINETEK USA INC | VIP6-A1 | 47500 | 2012-02-22 | 18125
TX CHILDRENS | BE00059826 | 293 | SAMPLING WORKSTATION | TECAN GROUP Ltd. | FREDOM EVO 200 | 47500 | 2014-08-05 | 45098
TX CHILDRENS | BE00034807 | 60300691-1111 | TISSUE PROCESSOR, AUTOMATED | SAKURA FINETEK USA INC | VIP6-A1 | 47500 | 2013-02-22 | 0
TX CHILDRENS | BE00033216 | 60300557-0411 | TISSUE PROCESSOR, AUTOMATED | SAKURA FINETEK USA INC | VIP6-A1 | 47500 | 2017-12-20 | 0
TX CHILDRENS | BE00034806 | 60300690-1111 | TISSUE PROCESSOR, AUTOMATED | SAKURA FINETEK USA INC | VIP6-A1 | 47500 | 2013-02-22 | 0
TX CHILDRENS | BE00127265 | GV23H102 | ELECTROSURG CUT & COAG DEVICE | GALVANIZE THERAPEUTICS INC | GTI-00025 | 47500 | 2024-01-02 | 0
TX CHILDRENS | BE00129290 | A2188 | VENTILATOR NONCONTINUOUS | Bunnell Incorporated | 204 | 47350 | 2025-12-09 | 0
TX CHILDRENS | BE00129289 | A2187 | VENTILATOR NONCONTINUOUS | Bunnell Incorporated | 204 | 47350 | 2025-12-09 | 0
TX CHILDRENS | BE00034480 | 51/74352080 | WASHER, DISINFECTOR | MIELE, INC. | PG8527 | 47297.04 | 2013-01-08 | 0
TX CHILDRENS | BE00109840 | TABX70423 | INCUBATOR, NEONATAL | DATEX-OHMEDA INC | OMNIBED | 47258.44 | 2020-02-20 | 0
TX CHILDRENS | BE00109839 | TABX70335 | INCUBATOR, NEONATAL | DATEX-OHMEDA INC | OMNIBED | 47258.44 | 2020-02-20 | 0
TX CHILDRENS | BE00109838 | TABX70426 | INCUBATOR, NEONATAL | DATEX-OHMEDA INC | OMNIBED | 47258.44 | 2020-02-20 | 0
TX CHILDRENS | BE00109842 | TABX70350 | INCUBATOR, NEONATAL | DATEX-OHMEDA INC | OMNIBED | 47258.44 | 2020-02-20 | 0
TX CHILDRENS | BE00109844 | TABX70354 | INCUBATOR, NEONATAL | DATEX-OHMEDA INC | OMNIBED | 47258.44 | 2020-02-20 | 0
TX CHILDRENS | BE00109837 | TABX70338 | INCUBATOR, NEONATAL | DATEX-OHMEDA INC | OMNIBED | 47258.44 | 2020-02-20 | 0
TX CHILDRENS | BE00109843 | TABX70417 | INCUBATOR, NEONATAL | DATEX-OHMEDA INC | OMNIBED | 47258.44 | 2020-02-20 | 0
TX CHILDRENS | BE00109841 | TABX70397 | INCUBATOR, NEONATAL | DATEX-OHMEDA INC | OMNIBED | 47258.44 | 2020-02-20 | 0
TX CHILDRENS | BE00062995 | ASHA-0135 | ANESTHESIA GAS MACHINE | DRAEGER MEDICAL INC | APOLLO | 47214.72 | 2016-03-10 | 0
TX CHILDRENS | BE00062996 | ASHA-0138 | ANESTHESIA GAS MACHINE | DRAEGER MEDICAL INC | APOLLO | 47214.72 | 2016-03-10 | 0
TX CHILDRENS | BE00062993 | ASHA-0155 | ANESTHESIA GAS MACHINE | DRAEGER MEDICAL INC | APOLLO | 47214.72 | 2016-03-10 | 0
TX CHILDRENS | BE00063000 | ASHA-0147 | ANESTHESIA GAS MACHINE | DRAEGER MEDICAL INC | APOLLO | 47214.72 | 2016-03-10 | 0
TX CHILDRENS | BE00062998 | ASHA-0139 | ANESTHESIA GAS MACHINE | DRAEGER MEDICAL INC | APOLLO | 47214.72 | 2016-03-10 | 0
TX CHILDRENS | BE00063002 | ASHA-0140 | ANESTHESIA GAS MACHINE | DRAEGER MEDICAL INC | APOLLO | 47214.72 | 2016-03-10 | 0
TX CHILDRENS | BE00063001 | ASHA-0158 | ANESTHESIA GAS MACHINE | DRAEGER MEDICAL INC | APOLLO | 47214.72 | 2016-03-10 | 0
TX CHILDRENS | BE00062994 | ASHA-0137 | ANESTHESIA GAS MACHINE | DRAEGER MEDICAL INC | APOLLO | 47214.72 | 2016-03-10 | 0
TX CHILDRENS | BE00062999 | ASHA-0159 | ANESTHESIA GAS MACHINE | DRAEGER MEDICAL INC | APOLLO | 47214.72 | 2016-03-10 | 0
TX CHILDRENS | BE00062997 | ASHA-0133 | ANESTHESIA GAS MACHINE | DRAEGER MEDICAL INC | APOLLO | 47214.72 | 2016-03-10 | 0
TX CHILDRENS | BE00062283 | 4E43801 | MICROSCOPE | OLYMPUS AMERICA INC | BX43F | 47181.8 | 2015-09-15 | 0
TX CHILDRENS | BE00059697 | 96665 | AUTOMATED MEDICATION DISPENSER | OMNICELL INC | MDA-FRM-001 | 47154.01 | 2014-07-31 | 0
TX CHILDRENS | BE00034660 | 1860 | ANALYZER, MILK | UNITY SCIENTIFIC | SpectraStar 2400 RTW | 47110 | 2012-12-14 | 0
TX CHILDRENS | BE00119650 | 13134003 | WASHER, SCOPE, ULTRASONIC | MEDIVATORS INC | ADVANTAGE + | 47055 | 2024-04-16 | 42662.31
TX CHILDRENS | BE00115730 | 13113300 | WASHER, SCOPE, ULTRASONIC | MEDIVATORS INC | ADVANTAGE + | 47055 | 2022-03-24 | 42662.31
TX CHILDRENS | BE00033214 | 47400644-0311 | COVER SLIPPER | SAKURA FINETEK USA INC | FILM-A1 | 47052.32 | 2018-05-11 | 0
TX CHILDRENS | BE00062501 | 13060936S | EXERCISE EQUIP, POWERED | BIODEX MEDICAL SYSTEMS INC | SYSTEM 4 PRO | 46980 | 2015-10-16 | 0
TX CHILDRENS | BE00124409 | VGD001822 | ULTRASOUND, COLOR FLOW | GE Precision Healthcare LLC | VENUE GO | 46865 | 2025-03-05 | 0
TX CHILDRENS | BE00113067 | 9C47086201903 | MICROSCOPE | OLYMPUS AMERICA INC | BX43F | 46864.24 | 2020-08-20 | 0
TX CHILDRENS | BE00122728 | 3499747 | SURGICAL LIGHT | STRYKER CORP | F 628 | 46836.64 | 2024-12-16 | 0
TX CHILDRENS | BE00117564 | 3305577 | SURGICAL LIGHT | STRYKER CORP | F 628 | 46836.64 | 2023-07-06 | 0
TX CHILDRENS | BE00117567 | 3305578 | SURGICAL LIGHT | STRYKER CORP | F 628 | 46836.64 | 2023-07-06 | 0
TX CHILDRENS | BE00122756 | 3617607 | SURGICAL LIGHT | STRYKER CORP | F 628 | 46836.64 | 2024-12-16 | 0
TX CHILDRENS | BE00122755 | 3614218 | SURGICAL LIGHT | STRYKER CORP | F 628 | 46836.64 | 2024-12-16 | 0
TX CHILDRENS | BE00117551 | 3260144 | SURGICAL LIGHT | STRYKER CORP | F 628 | 46836.64 | 2023-07-06 | 0
TX CHILDRENS | BE00122738 | 3614188 | SURGICAL LIGHT | STRYKER CORP | F 628 | 46836.64 | 2024-12-16 | 0
TX CHILDRENS | BE00117555 | 3305576 | SURGICAL LIGHT | STRYKER CORP | F 628 | 46836.64 | 2023-07-06 | 0
TX CHILDRENS | BE00117559 | 3260148 | SURGICAL LIGHT | STRYKER CORP | F 628 | 46836.64 | 2023-07-06 | 0
TX CHILDRENS | BE00122760 | 3617606 | SURGICAL LIGHT | STRYKER CORP | F 628 | 46836.64 | 2024-12-16 | 0
TX CHILDRENS | BE00122801 | 3644244 | SURGICAL LIGHT | STRYKER CORP | F 628 | 46836.64 | 2024-12-16 | 0
TX CHILDRENS | BE00122733 | 3499743 | SURGICAL LIGHT | STRYKER CORP | F 628 | 46836.64 | 2024-12-16 | 0
TX CHILDRENS | BE00122739 | 3617610 | SURGICAL LIGHT | STRYKER CORP | F 628 | 46836.64 | 2024-12-16 | 0
TX CHILDRENS | BE00122743 | 3617611 | SURGICAL LIGHT | STRYKER CORP | F 628 | 46836.64 | 2024-12-16 | 0
TX CHILDRENS | BE00122786 | 3614219 | SURGICAL LIGHT | STRYKER CORP | F 628 | 46836.64 | 2024-12-16 | 0
TX CHILDRENS | BE00117556 | 3305585 | SURGICAL LIGHT | STRYKER CORP | F 628 | 46836.64 | 2023-07-06 | 0
TX CHILDRENS | BE00122790 | 3614222 | SURGICAL LIGHT | STRYKER CORP | F 628 | 46836.64 | 2024-12-16 | 0
TX CHILDRENS | BE00122789 | 3617605 | SURGICAL LIGHT | STRYKER CORP | F 628 | 46836.64 | 2024-12-16 | 0
TX CHILDRENS | BE00122744 | 3614231 | SURGICAL LIGHT | STRYKER CORP | F 628 | 46836.64 | 2024-12-16 | 0
TX CHILDRENS | BE00117560 | 3260146 | SURGICAL LIGHT | STRYKER CORP | F 628 | 46836.64 | 2023-07-06 | 0
TX CHILDRENS | BE00122732 | 3499744 | SURGICAL LIGHT | STRYKER CORP | F 628 | 46836.64 | 2024-12-16 | 0
TX CHILDRENS | BE00117568 | 3305579 | SURGICAL LIGHT | STRYKER CORP | F 628 | 46836.64 | 2023-07-06 | 0
TX CHILDRENS | BE00122757 | 3614198 | SURGICAL LIGHT | STRYKER CORP | F 628 | 46836.64 | 2024-12-16 | 0
TX CHILDRENS | BE00117552 | 3260145 | SURGICAL LIGHT | STRYKER CORP | F 628 | 46836.64 | 2023-07-06 | 0
TX CHILDRENS | BE00122799 | 3667813 | SURGICAL LIGHT | STRYKER CORP | F 628 | 46836.64 | 2024-12-16 | 0
TX CHILDRENS | BE00117563 | 3305580 | SURGICAL LIGHT | STRYKER CORP | F 628 | 46836.64 | 2023-07-06 | 0
TX CHILDRENS | BE00122729 | 3649336 | SURGICAL LIGHT | STRYKER CORP | F 628 | 46836.64 | 2024-12-16 | 0
TX CHILDRENS | BE00118160 | 250000802 | METABOLIC ANALYZER | MEDICAL GRAPHICS CORPORATION | 800810-001 | 46817 | 2023-10-19 | 0
TX CHILDRENS | BE00110053 | 86910434 | IMAGER (FLUORESCENCE, CHEMILUMINESCENCE) | GLOBAL LIFE SCIENCES SOLUTIONS USA LLC | AMERSHAM TYPHOON | 46800 | 2019-12-16 | 8874.9
TX CHILDRENS | BE00128672 | R658946001396 | FLOW CYTOMETER | BECTON DICKINSON | FACSCELESTA HTS | 46731.3 | 2025-07-24 | 16178.4
TX CHILDRENS | BE00013858 | B605618594 | ORBITER | STERIS Corporation | DF80 | 46671.91 | 2011-12-13 | 0
TX CHILDRENS | BE00014003 | B605518398 | ORBITER | STERIS Corporation | DF80 | 46671.91 | 2011-12-13 | 0
TX CHILDRENS | BE00013854 | 04154410135 | ORBITER | STERIS Corporation | DF80 | 46671.91 | 2011-12-13 | 0
TX CHILDRENS | BE00013997 | B0402011113 | ORBITER | STERIS Corporation | DF80 | 46671.91 | 2011-12-13 | 0
TX CHILDRENS | BE00124419 | VFD000800 | ULTRASOUND, COLOR FLOW | GE Precision Healthcare LLC | VENUE FIT | 46649 | 2025-03-05 | 0
TX CHILDRENS | BE00128665 | 2778623120013 | DNA THERMAL CYCLER | APPLIED BIOSYSTEMS | QUANTSTUDIO 6 PRO | 46621 | 2025-07-22 | 0
TX CHILDRENS | BE00035681 | 7211733 | VIDEO SYSTEM CONTROLLER | OLYMPUS AMERICA INC | OBCU | 46606.84 | 2014-01-29 | 0
TX CHILDRENS | BE00110082 | 1813401 | OXYGEN CONTROLLER | BIOSPHERIX LTD | A42OC | 46572 | 2020-02-28 | 0
TX CHILDRENS | BE00089050 | GAA-15473-1 | AUDIOMETRIC SOUND ROOM | GN HEARING CARE CORP | GN-26 | 46565 | 2017-11-08 | 0
TX CHILDRENS | BE00089049 | GAA-15472-1 | AUDIOMETRIC SOUND ROOM | GN HEARING CARE CORP | GN-26 | 46565 | 2017-11-08 | 0
TX CHILDRENS | BE00128601 | 2410201 | OXYGEN CONTROLLER | BIOSPHERIX LTD | A84XOV1 | 46492 | 2025-07-11 | 0
TX CHILDRENS | BE00057240 | 0311C1220 | WASHER, DISINFECTOR | STERIS Corporation | CAVI-20WRD-E | 46481.66 | 2013-04-05 | 0
TX CHILDRENS | BE00034991 | MT05242 | MICROPLATE READER | MOLECULAR DEVICES LLC | SPECTRA MAX M3 | 46466.67 | 2012-10-12 | 14546
TX CHILDRENS | BE00129720 | 05BB6D | ULTRASOUND, COLOR FLOW | Fujifilm Sonosite Inc | PX | 46440 | 2028-01-09 | 0
TX CHILDRENS | BE00130909 | 05R54N | ULTRASOUND, COLOR FLOW | Fujifilm Sonosite Inc | PX | 46440 | 2030-05-11 | 0
TX CHILDRENS | BE00116695 | 058G1K | ULTRASOUND, COLOR FLOW | Fujifilm Sonosite Inc | PX | 46440 | 2027-10-13 | 0
TX CHILDRENS | BE00056755 | 85410 | AUTOMATED MEDICATION DISPENSER | OMNICELL INC | OMNI RX | 46306.22 | 2013-02-19 | 0
TX CHILDRENS | BE00056788 | 87426 | AUTOMATED MEDICATION DISPENSER | OMNICELL INC | OMNI RX | 46306.22 | 2012-08-03 | 0
TX CHILDRENS | BE00056767 | 87402 | AUTOMATED MEDICATION DISPENSER | OMNICELL INC | OMNI RX | 46306.22 | 2013-02-19 | 0
TX CHILDRENS | BE00056786 | 88477 | AUTOMATED MEDICATION DISPENSER | OMNICELL INC | OMNI RX | 46306.22 | 2012-08-03 | 0
TX CHILDRENS | BE00056770 | 87425 | AUTOMATED MEDICATION DISPENSER | OMNICELL INC | OMNI RX | 46306.22 | 2013-02-19 | 0
TX CHILDRENS | BE00056766 | 87396 | AUTOMATED MEDICATION DISPENSER | OMNICELL INC | OMNI RX | 46306.22 | 2013-02-19 | 0
TX CHILDRENS | BE00056787 | 85390 | AUTOMATED MEDICATION DISPENSER | OMNICELL INC | OMNI RX | 46306.22 | 2012-08-03 | 0
TX CHILDRENS | BE00056773 | 85394 | AUTOMATED MEDICATION DISPENSER | OMNICELL INC | OMNI RX | 46306.22 | 2013-02-19 | 0
TX CHILDRENS | BE00056765 | 87401 | AUTOMATED MEDICATION DISPENSER | OMNICELL INC | OMNI RX | 46306.22 | 2013-02-19 | 0
TX CHILDRENS | BE00056771 | 85389 | AUTOMATED MEDICATION DISPENSER | OMNICELL INC | OMNI RX | 46306.22 | 2013-02-19 | 0
TX CHILDRENS | BE00056750 | 85407 | AUTOMATED MEDICATION DISPENSER | OMNICELL INC | OMNI RX | 46306.22 | 2013-02-19 | 0
TX CHILDRENS | BE00056746 | 83708 | AUTOMATED MEDICATION DISPENSER | OMNICELL INC | OMNI RX | 46306.22 | 2013-02-19 | 0
TX CHILDRENS | BE00035551 | 90309 | AUTOMATED MEDICATION DISPENSER | OMNICELL INC | OMNI RX | 46306 | 2014-11-11 | 0
TX CHILDRENS | BE00088520 | 128988 | AUTOMATED MEDICATION DISPENSER | OMNICELL INC | AWS | 46265.08 | 2018-04-07 | 4740.37
TX CHILDRENS | BE00088524 | 128986 | AUTOMATED MEDICATION DISPENSER | OMNICELL INC | AWS | 46265.08 | 2018-04-07 | 4740.37
TX CHILDRENS | BE00088521 | 129011 | AUTOMATED MEDICATION DISPENSER | OMNICELL INC | AWS | 46265.08 | 2018-04-07 | 4740.37
TX CHILDRENS | BE00088525 | 129181 | AUTOMATED MEDICATION DISPENSER | OMNICELL INC | AWS | 46265.08 | 2018-04-07 | 2754.17
TX CHILDRENS | BE00088527 | 129183 | AUTOMATED MEDICATION DISPENSER | OMNICELL INC | AWS | 46265.08 | 2018-04-07 | 4740.37
TX CHILDRENS | BE00088519 | 129179 | AUTOMATED MEDICATION DISPENSER | OMNICELL INC | AWS | 46265.08 | 2018-04-07 | 4740.37
TX CHILDRENS | BE00088526 | 129180 | AUTOMATED MEDICATION DISPENSER | OMNICELL INC | AWS | 46265.08 | 2018-04-07 | 4740.37
TX CHILDRENS | BE00088522 | 129012 | AUTOMATED MEDICATION DISPENSER | OMNICELL INC | AWS | 46265.08 | 2018-04-07 | 4740.37
TX CHILDRENS | BE00088523 | 128987 | AUTOMATED MEDICATION DISPENSER | OMNICELL INC | AWS | 46265.08 | 2018-04-07 | 4740.37
TX CHILDRENS | BE00131193 | STV25042385SA | CENTRAL STATION, MONITORING | GE Medical Systems Information Tech Inc | CIC MAS 800 | 46209 | 2026-06-08 | 0
TX CHILDRENS | BE00129831 | STV24330159SA | CENTRAL STATION, MONITORING | GE Medical Systems Information Tech Inc | CIC PRO MP200 | 46209 | 2026-04-27 | 0
TX CHILDRENS | BE00129829 | STV24270063SA | CENTRAL STATION, MONITORING | GE Medical Systems Information Tech Inc | CIC PRO MP200 | 46209 | 2026-04-27 | 0
TX CHILDRENS | BE00131195 | STV25042386SA | CENTRAL STATION, MONITORING | GE Medical Systems Information Tech Inc | CIC MAS 800 | 46209 | 2026-06-08 | 0
TX CHILDRENS | BE00131173 | STV25042387SA | CENTRAL STATION, MONITORING | GE Medical Systems Information Tech Inc | CIC MAS 800 | 46209 | 2026-06-08 | 0
TX CHILDRENS | BE00129830 | STV24330011SA | CENTRAL STATION, MONITORING | GE Medical Systems Information Tech Inc | CIC PRO MP200 | 46209 | 2026-04-27 | 0
TX CHILDRENS | BE00010503 | 47400-504-0209 | COVER SLIPPER | SAKURA FINETEK USA INC | FILM-A14740 | 46186 | 2010-11-10 | 0
TX CHILDRENS | BE00085167 | 125331 | AUTOMATED MEDICATION DISPENSER | OMNICELL INC | OMNI RX | 46179.48 | 2017-11-20 | 0
TX CHILDRENS | BE00100686 | AR17C024363 | DEFIBRILLATOR DC | ZOLL Medical Corporation | X SERIES | 46120 | 2018-05-07 | 0
TX CHILDRENS | BE00100687 | AR17C024366 | DEFIBRILLATOR DC | ZOLL Medical Corporation | X SERIES | 46120 | 2018-05-07 | 0
TX CHILDRENS | BE00010782 | 7766 | SURGICAL SLUSH SYSTEM | OR SOLUTIONS INC | ORS-1075HS | 46050 | 2010-03-09 | 0
TX CHILDRENS | BE00088511 | 102983078 | TABLE, SURGICAL, AC POWERED | Trumpf Medical Systems Inc Do Not Use | TRUSYSTEM 7000U | 46028.45 | 2019-04-22 | 0
TX CHILDRENS | BE00088495 | 103003771 | TABLE, SURGICAL, AC POWERED | Trumpf Medical Systems Inc Do Not Use | TRUSYSTEM 7000U | 46028.45 | 2019-04-22 | 0
TX CHILDRENS | BE00088512 | 102983079 | TABLE, SURGICAL, AC POWERED | Trumpf Medical Systems Inc Do Not Use | TRUSYSTEM 7000U | 46028.45 | 2019-04-22 | 0
TX CHILDRENS | BE00088510 | 102983080 | TABLE, SURGICAL, AC POWERED | Trumpf Medical Systems Inc Do Not Use | TRUSYSTEM 7000U | 46028.45 | 2019-04-22 | 0
TX CHILDRENS | BE00088496 | 103003795 | TABLE, SURGICAL, AC POWERED | Trumpf Medical Systems Inc Do Not Use | TRUSYSTEM 7000U | 46028.45 | 2019-04-22 | 0
TX CHILDRENS | BE00088509 | 103003780 | TABLE, SURGICAL, AC POWERED | Trumpf Medical Systems Inc Do Not Use | TRUSYSTEM 7000U | 46028.45 | 2019-04-22 | 0
TX CHILDRENS | BE00112229 | SNF19380032SA | CENTRAL STATION, MONITORING | GE Medical Systems Information Tech Inc | CIC MAS 700 | 45980 | 2020-11-19 | 0
TX CHILDRENS | BE00102055 | SNF18480007SA | CENTRAL STATION, MONITORING | GE Medical Systems Information Tech Inc | CIC MAS 700 | 45980 | 2019-12-12 | 0
TX CHILDRENS | BE00114079 | SNF20310017SA | CENTRAL STATION, MONITORING | GE Medical Systems Information Tech Inc | CIC MAS 700 | 45980 | 2021-02-01 | 0
TX CHILDRENS | BE00114077 | SNF20310012SA | CENTRAL STATION, MONITORING | GE Medical Systems Information Tech Inc | CIC MAS 700 | 45980 | 2021-02-01 | 0
TX CHILDRENS | BE00112228 | SNF19380029SA | CENTRAL STATION, MONITORING | GE Medical Systems Information Tech Inc | CIC MAS 700 | 45980 | 2020-11-19 | 0
TX CHILDRENS | BE00113386 | SNF19330029SA | CENTRAL STATION, MONITORING | GE Medical Systems Information Tech Inc | CIC MAS 700 | 45980 | 2021-03-25 | 0
TX CHILDRENS | BE00113385 | SNF19330027SA | CENTRAL STATION, MONITORING | GE Medical Systems Information Tech Inc | CIC MAS 700 | 45980 | 2021-03-25 | 0
TX CHILDRENS | BE00112227 | SNF19380028SA | CENTRAL STATION, MONITORING | GE Medical Systems Information Tech Inc | CIC MAS 700 | 45980 | 2020-11-19 | 0
TX CHILDRENS | BE00111865 | SNF19250026SA | CENTRAL STATION, MONITORING | GE Medical Systems Information Tech Inc | CIC MAS 700 | 45980 | 2020-09-24 | 0
TX CHILDRENS | BE00111867 | SNF19250022SA | CENTRAL STATION, MONITORING | GE Medical Systems Information Tech Inc | CIC MAS 700 | 45980 | 2020-09-24 | 0
TX CHILDRENS | BE00114075 | SNF20310011SA | CENTRAL STATION, MONITORING | GE Medical Systems Information Tech Inc | CIC MAS 700 | 45980 | 2021-02-01 | 0
TX CHILDRENS | BE00111870 | SNF19250023SA | CENTRAL STATION, MONITORING | GE Medical Systems Information Tech Inc | CIC MAS 700 | 45980 | 2020-09-24 | 0
TX CHILDRENS | BE00102056 | SNF18480006SA | CENTRAL STATION, MONITORING | GE Medical Systems Information Tech Inc | CIC MAS 700 | 45980 | 2019-12-12 | 0
TX CHILDRENS | BE00114076 | SNF20310013SA | CENTRAL STATION, MONITORING | GE Medical Systems Information Tech Inc | CIC MAS 700 | 45980 | 2021-02-01 | 0
TX CHILDRENS | BE00114074 | SNF20310016SA | CENTRAL STATION, MONITORING | GE Medical Systems Information Tech Inc | CIC MAS 700 | 45980 | 2021-02-01 | 0
TX CHILDRENS | BE00115601 | SNF21100029SA | CENTRAL STATION, MONITORING | GE Medical Systems Information Tech Inc | CIC MAS 700 | 45980 | 2022-08-25 | 0
TX CHILDRENS | BE00113387 | SNF19330028SA | CENTRAL STATION, MONITORING | GE Medical Systems Information Tech Inc | CIC MAS 700 | 45980 | 2021-03-25 | 0
TX CHILDRENS | BE00115602 | SNF21100050SA | CENTRAL STATION, MONITORING | GE Medical Systems Information Tech Inc | CIC MAS 700 | 45980 | 2022-08-25 | 0
TX CHILDRENS | BE00103931 | SNF19460059SA | CENTRAL STATION, MONITORING | GE Medical Systems Information Tech Inc | CIC MAS 700 | 45980 | 2020-12-12 | 0
TX CHILDRENS | BE00103955 | SNF19460060SA | CENTRAL STATION, MONITORING | GE Medical Systems Information Tech Inc | CIC MAS 700 | 45980 | 2020-12-12 | 0
TX CHILDRENS | BE00061632 | WK2K6G | ULTRASOUND, COLOR FLOW | Fujifilm Sonosite Inc | M-TURBO | 45835.8 | 2019-09-07 | 0
TX CHILDRENS | KN203346 | 2251100 | SPECTROPHOTOMETER, MASS | PERKIN ELMER CORP. | MGA 1100 | 45835 | 2001-04-13 | 0
TX CHILDRENS | BE00082969 | 1603291D | MICROPLATE READER | BIO-TEK INSTRUMENTS INC | CYTATION 5 | 45827.11 | 2017-06-19 | 0
TX CHILDRENS | BE00087114 | 102741737 | TABLE, SURGICAL, AC POWERED | Trumpf Medical Systems Inc Do Not Use | TRUSYSTEM 7000U | 45818.5 | 2018-02-19 | 0
TX CHILDRENS | KN231980 | 03D2TV | ULTRASOUND, COLOR FLOW | Fujifilm Sonosite Inc | M-TURBO | 45794.6 | 2014-10-01 | 0
TX CHILDRENS | KN231979 | 03DDB3 | ULTRASOUND, COLOR FLOW | Fujifilm Sonosite Inc | M-TURBO | 45794.6 | 2014-10-01 | 0
TX CHILDRENS | BE00082519 | LE505347 | ULTRASOUND, COLOR FLOW | GE Precision Healthcare LLC | LOGIQ E | 45666.4 | 2017-05-03 | 0
TX CHILDRENS | BE00012759 | 41116142 | CENTRIFUGE, REFRIGERATED | SORVALL (BIOMED PRODUCTS DEPT) | RC3BP+ | 45484.17 | 2012-03-15 | 0
TX CHILDRENS | BE00060659 | 11368018 | IRRIGATION, SURGICAL,(LAVAGE) | Erbe USA Incorporated | ERBEJET 2 | 45469 | 2015-03-13 | 0
TX CHILDRENS | BE00107300 | SNF18080045SA | CENTRAL STATION, MONITORING | GE Medical Systems Information Tech Inc | CIC MAS 700 | 45410 | 2019-05-14 | 0
TX CHILDRENS | BE00107315 | SNF18070043SA | CENTRAL STATION, MONITORING | GE Medical Systems Information Tech Inc | CIC MAS 700 | 45410 | 2019-05-14 | 0
TX CHILDRENS | BE00107307 | SNF18090065SA | CENTRAL STATION, MONITORING | GE Medical Systems Information Tech Inc | CIC MAS 700 | 45410 | 2019-05-14 | 0
TX CHILDRENS | BE00107331 | SNF18090082SA | CENTRAL STATION, MONITORING | GE Medical Systems Information Tech Inc | CIC MAS 700 | 45410 | 2019-05-14 | 0
TX CHILDRENS | BE00107329 | SNF18090011SA | CENTRAL STATION, MONITORING | GE Medical Systems Information Tech Inc | CIC MAS 700 | 45410 | 2019-05-14 | 0
TX CHILDRENS | BE00107313 | SNF18070012SA | CENTRAL STATION, MONITORING | GE Medical Systems Information Tech Inc | CIC MAS 700 | 45410 | 2019-05-14 | 0
TX CHILDRENS | BE00111872 | SNF18080053SA | CENTRAL STATION, MONITORING | GE Medical Systems Information Tech Inc | CIC MAS 700 | 45410 | 2019-09-25 | 0
TX CHILDRENS | BE00107320 | SNF18070041SA | CENTRAL STATION, MONITORING | GE Medical Systems Information Tech Inc | CIC MAS 700 | 45410 | 2019-05-14 | 0
TX CHILDRENS | BE00107328 | SNF18090074SA | CENTRAL STATION, MONITORING | GE Medical Systems Information Tech Inc | CIC MAS 700 | 45410 | 2019-05-14 | 0
TX CHILDRENS | BE00107303 | SNF18090017SA | CENTRAL STATION, MONITORING | GE Medical Systems Information Tech Inc | CIC MAS 700 | 45410 | 2019-05-14 | 0
TX CHILDRENS | BE00107301 | SNF18080038SA | CENTRAL STATION, MONITORING | GE Medical Systems Information Tech Inc | CIC MAS 700 | 45410 | 2019-05-14 | 0
TX CHILDRENS | BE00107337 | SNF18080049SA | CENTRAL STATION, MONITORING | GE Medical Systems Information Tech Inc | CIC MAS 700 | 45410 | 2019-05-14 | 0
TX CHILDRENS | BE00107322 | SNF18070014SA | CENTRAL STATION, MONITORING | GE Medical Systems Information Tech Inc | CIC MAS 700 | 45410 | 2019-05-14 | 0
TX CHILDRENS | BE00107308 | SNF18090063SA | CENTRAL STATION, MONITORING | GE Medical Systems Information Tech Inc | CIC MAS 700 | 45410 | 2019-05-14 | 0
TX CHILDRENS | BE00107326 | SNF18090067SA | CENTRAL STATION, MONITORING | GE Medical Systems Information Tech Inc | CIC MAS 700 | 45410 | 2019-05-14 | 0
TX CHILDRENS | BE00107321 | SNF18070033SA | CENTRAL STATION, MONITORING | GE Medical Systems Information Tech Inc | CIC MAS 700 | 45410 | 2019-05-14 | 0
TX CHILDRENS | BE00107338 | SNF18090037SA | CENTRAL STATION, MONITORING | GE Medical Systems Information Tech Inc | CIC MAS 700 | 45410 | 2019-05-14 | 0
TX CHILDRENS | BE00107318 | SNF18080068SA | CENTRAL STATION, MONITORING | GE Medical Systems Information Tech Inc | CIC MAS 700 | 45410 | 2019-05-14 | 0
TX CHILDRENS | BE00111868 | SNF18470050SA | CENTRAL STATION, MONITORING | GE Medical Systems Information Tech Inc | CIC MAS 700 | 45410 | 2020-09-24 | 0
TX CHILDRENS | BE00107310 | SNF18080075SA | CENTRAL STATION, MONITORING | GE Medical Systems Information Tech Inc | CIC MAS 700 | 45410 | 2019-05-14 | 0
TX CHILDRENS | BE00107309 | SNF18090019SA | CENTRAL STATION, MONITORING | GE Medical Systems Information Tech Inc | CIC MAS 700 | 45410 | 2019-05-14 | 0
TX CHILDRENS | BE00107312 | SNF18080059SA | CENTRAL STATION, MONITORING | GE Medical Systems Information Tech Inc | CIC MAS 700 | 45410 | 2019-05-14 | 0
TX CHILDRENS | BE00107299 | SNF18090079SA | CENTRAL STATION, MONITORING | GE Medical Systems Information Tech Inc | CIC MAS 700 | 45410 | 2019-05-14 | 0
TX CHILDRENS | BE00107349 | SNF18070052SA | CENTRAL STATION, MONITORING | GE Medical Systems Information Tech Inc | CIC MAS 700 | 45410 | 2019-05-14 | 0
TX CHILDRENS | BE00107314 | SNF18070036SA | CENTRAL STATION, MONITORING | GE Medical Systems Information Tech Inc | CIC MAS 700 | 45410 | 2019-05-14 | 0
TX CHILDRENS | BE00107345 | SNF18080039SA | CENTRAL STATION, MONITORING | GE Medical Systems Information Tech Inc | CIC MAS 700 | 45410 | 2019-05-14 | 0
TX CHILDRENS | BE00111871 | SNF18470048SA | CENTRAL STATION, MONITORING | GE Medical Systems Information Tech Inc | CIC MAS 700 | 45410 | 2020-09-24 | 0
TX CHILDRENS | BE00107325 | SNF18090080SA | CENTRAL STATION, MONITORING | GE Medical Systems Information Tech Inc | CIC MAS 700 | 45410 | 2019-05-14 | 0
TX CHILDRENS | BE00107330 | SNF18090081SA | CENTRAL STATION, MONITORING | GE Medical Systems Information Tech Inc | CIC MAS 700 | 45410 | 2019-05-14 | 0
TX CHILDRENS | BE00107344 | SNF18070013SA | CENTRAL STATION, MONITORING | GE Medical Systems Information Tech Inc | CIC MAS 700 | 45410 | 2019-05-14 | 0
TX CHILDRENS | BE00107335 | SNF18080053SA | CENTRAL STATION, MONITORING | GE Medical Systems Information Tech Inc | CIC MAS 700 | 45410 | 2019-05-14 | 0
TX CHILDRENS | BE00107324 | SNF18090070SA | CENTRAL STATION, MONITORING | GE Medical Systems Information Tech Inc | CIC MAS 700 | 45410 | 2019-05-14 | 0
TX CHILDRENS | BE00107343 | SNF18070040SA | CENTRAL STATION, MONITORING | GE Medical Systems Information Tech Inc | CIC MAS 700 | 45410 | 2019-05-14 | 0
TX CHILDRENS | BE00107341 | SNF18080060SA | CENTRAL STATION, MONITORING | GE Medical Systems Information Tech Inc | CIC MAS 700 | 45410 | 2019-05-14 | 0
TX CHILDRENS | BE00107340 | SNF18080055SA | CENTRAL STATION, MONITORING | GE Medical Systems Information Tech Inc | CIC MAS 700 | 45410 | 2019-05-14 | 0
TX CHILDRENS | BE00107342 | SNF18090003SA | CENTRAL STATION, MONITORING | GE Medical Systems Information Tech Inc | CIC MAS 700 | 45410 | 2019-05-14 | 0
TX CHILDRENS | BE00107311 | SNF18090046SA | CENTRAL STATION, MONITORING | GE Medical Systems Information Tech Inc | CIC MAS 700 | 45410 | 2019-05-14 | 0
TX CHILDRENS | BE00107346 | SNF18080044SA | CENTRAL STATION, MONITORING | GE Medical Systems Information Tech Inc | CIC MAS 700 | 45410 | 2019-05-14 | 0
TX CHILDRENS | BE00111866 | SNF18470049SA | CENTRAL STATION, MONITORING | GE Medical Systems Information Tech Inc | CIC MAS 700 | 45410 | 2020-09-24 | 0
TX CHILDRENS | BE00107305 | SNF18090062SA | CENTRAL STATION, MONITORING | GE Medical Systems Information Tech Inc | CIC MAS 700 | 45410 | 2019-05-14 | 0
TX CHILDRENS | BE00107347 | SNF18080054SA | CENTRAL STATION, MONITORING | GE Medical Systems Information Tech Inc | CIC MAS 700 | 45410 | 2019-05-14 | 0
TX CHILDRENS | BE00107334 | SNF18080067SA | CENTRAL STATION, MONITORING | GE Medical Systems Information Tech Inc | CIC MAS 700 | 45410 | 2019-05-14 | 0
TX CHILDRENS | BE00107332 | SNF18090075SA | CENTRAL STATION, MONITORING | GE Medical Systems Information Tech Inc | CIC MAS 700 | 45410 | 2019-05-14 | 0
TX CHILDRENS | BE00107339 | SNF18090007SA | CENTRAL STATION, MONITORING | GE Medical Systems Information Tech Inc | CIC MAS 700 | 45410 | 2019-05-14 | 0
TX CHILDRENS | BE00107317 | SNF18090027SA | CENTRAL STATION, MONITORING | GE Medical Systems Information Tech Inc | CIC MAS 700 | 45410 | 2019-05-14 | 0
TX CHILDRENS | BE00107336 | SNF18080071SA | CENTRAL STATION, MONITORING | GE Medical Systems Information Tech Inc | CIC MAS 700 | 45410 | 2019-05-14 | 0
TX CHILDRENS | BE00107352 | SNF18080040SA | CENTRAL STATION, MONITORING | GE Medical Systems Information Tech Inc | CIC MAS 700 | 45410 | 2019-05-14 | 0
TX CHILDRENS | BE00107323 | SNF18090073SA | CENTRAL STATION, MONITORING | GE Medical Systems Information Tech Inc | CIC MAS 700 | 45410 | 2019-05-14 | 0
TX CHILDRENS | BE00107306 | SNF18090066SA | CENTRAL STATION, MONITORING | GE Medical Systems Information Tech Inc | CIC MAS 700 | 45410 | 2019-05-14 | 0
TX CHILDRENS | BE00107319 | SNF18070035SA | CENTRAL STATION, MONITORING | GE Medical Systems Information Tech Inc | CIC MAS 700 | 45410 | 2019-05-14 | 0
TX CHILDRENS | BE00107348 | SNF18080052SA | CENTRAL STATION, MONITORING | GE Medical Systems Information Tech Inc | CIC MAS 700 | 45410 | 2019-05-14 | 0
TX CHILDRENS | BE00107304 | SNF18090045SA | CENTRAL STATION, MONITORING | GE Medical Systems Information Tech Inc | CIC MAS 700 | 45410 | 2019-05-14 | 0
TX CHILDRENS | BE00107350 | SNF18070051SA | CENTRAL STATION, MONITORING | GE Medical Systems Information Tech Inc | CIC MAS 700 | 45410 | 2019-05-14 | 0
TX CHILDRENS | BE00107327 | SNF18090078SA | CENTRAL STATION, MONITORING | GE Medical Systems Information Tech Inc | CIC MAS 700 | 45410 | 2019-05-14 | 0
TX CHILDRENS | BE00107351 | SNF18080041SA | CENTRAL STATION, MONITORING | GE Medical Systems Information Tech Inc | CIC MAS 700 | 45410 | 2019-05-14 | 0
TX CHILDRENS | BE00113020 | A163357 | RF GENERATOR | RITA MEDICAL SYSTEMS INC | 1500X | 45359 | 2020-12-08 | 0
TX CHILDRENS | BE00127282 | 1629-L | LASER - DIODE | ALLMED SYSTEMS INC | LEONARDO DUAL 100 | 45270 | 2025-01-15 | 0
TX CHILDRENS | KN217078 | 24035 | AUTOMATED MEDICATION DISPENSER | OMNICELL INC | OMNI RX | 45160 | 2002-10-01 | 0
TX CHILDRENS | BE00102397 | ASNC-0187 | ANESTHESIA GAS MACHINE | DRAEGER MEDICAL INC | APOLLO | 45120.7 | 2022-02-01 | 0
TX CHILDRENS | BE00102398 | ASNC-0188 | ANESTHESIA GAS MACHINE | DRAEGER MEDICAL INC | APOLLO | 45120.7 | 2022-02-01 | 0
TX CHILDRENS | BE00123456 | 13141628 | WASHER, SCOPE, ULTRASONIC | MEDIVATORS INC | ADVANTAGE + | 45115.46 | 2025-01-21 | 0
TX CHILDRENS | BE00114358 | 147876 | AUTOMATED MEDICATION DISPENSER | OMNICELL INC | MED-FRM-106 | 45000 | 2020-11-05 | 0
TX CHILDRENS | BE00010314 | 1008C0402 | WASHER, DISINFECTOR | STERIS Corporation | CAVI-15-WRD-E | 45000 | 2014-11-11 | 0
TX CHILDRENS | BE00060790 | 143518 | IMMUNO CHEMISTRY ANALYZER | SIEMENS MEDICAL SOLUTIONS USA INC | BN PRO SPEC | 45000 | 2015-04-03 | 0
TX CHILDRENS | KN7000869 | COL99M18 | CENTRIFUGE, REFRIGERATED | BECKMAN COULTER INC - SERVICE AGREEMENT | LE-80K | 45000 | 2001-07-06 | 0
TX CHILDRENS | BE00117954 | KXL220613 | CORNEAL CROSS-LINKING SYSTEM | GLAUKOS CORP | KXL | 45000 | 2023-09-28 | 0
TX CHILDRENS | BE00121920 | 23072610 | HEMATOLOGY ANALYZER | INSTRUMENTATION LABORATORY COMPANY | ACL TOP 550 | 45000 | 2024-10-09 | 34392.33
TX CHILDRENS | BE00109144 | BL42IS748719-005 | DISPLAY, FLAT PANEL, TOUCH | BRAINLAB INC | BUZZ 2.0 | 45000 | 2019-06-10 | 36476.13
TX CHILDRENS | KN204458 | D108711 | CHAIR, DENTAL | ADEC DENTAL | CASCADE | 45000 | 2002-01-07 | 0
TX CHILDRENS | BE00121919 | 23072609 | HEMATOLOGY ANALYZER | INSTRUMENTATION LABORATORY COMPANY | ACL TOP 550 | 45000 | 2024-10-09 | 34392.33
TX CHILDRENS | BE00127377 | 23072634 | HEMATOLOGY ANALYZER | INSTRUMENTATION LABORATORY COMPANY | ACL TOP 550 | 45000 | 2025-01-09 | 34113
TX CHILDRENS | KN204459 | D108713 | CHAIR, DENTAL | ADEC DENTAL | CASCADE | 45000 | 2002-01-07 | 0
TX CHILDRENS | BE00088435 | 128962 | AUTOMATED MEDICATION DISPENSER | OMNICELL INC | OMNI RX | 44902.09 | 2018-04-30 | 4740.37
TX CHILDRENS | BE00088433 | 129464 | AUTOMATED MEDICATION DISPENSER | OMNICELL INC | OMNI RX | 44902.09 | 2018-04-30 | 4740.37
TX CHILDRENS | BE00088429 | 128927 | AUTOMATED MEDICATION DISPENSER | OMNICELL INC | OMNI RX | 44902.09 | 2018-04-30 | 4740.37
TX CHILDRENS | BE00088428 | 128934 | AUTOMATED MEDICATION DISPENSER | OMNICELL INC | OMNI RX | 44902.09 | 2018-04-30 | 4740.37
TX CHILDRENS | BE00088431 | 128998 | AUTOMATED MEDICATION DISPENSER | OMNICELL INC | OMNI RX | 44902.09 | 2018-04-30 | 4740.37
TX CHILDRENS | BE00088436 | 128957 | AUTOMATED MEDICATION DISPENSER | OMNICELL INC | OMNI RX | 44902.09 | 2018-04-30 | 4740.37
TX CHILDRENS | BE00088434 | 128958 | AUTOMATED MEDICATION DISPENSER | OMNICELL INC | OMNI RX | 44902.09 | 2018-04-30 | 4740.37
TX CHILDRENS | BE00088430 | 128960 | AUTOMATED MEDICATION DISPENSER | OMNICELL INC | OMNI RX | 44902.09 | 2018-04-30 | 4740.37
TX CHILDRENS | BE00088432 | 128961 | AUTOMATED MEDICATION DISPENSER | OMNICELL INC | OMNI RX | 44902.09 | 2018-04-30 | 4740.37
TX CHILDRENS | BE00064498 | 52254 | ANALYZER | ROCHE ANALYTICAL INSTRUMENTS | COBAS Z 480 | 44900 | 2016-06-29 | 46350
TX CHILDRENS | BE00122748 | 3617499 | SURGICAL LIGHT | STRYKER CORP | F 528 | 44867.87 | 2024-12-16 | 0
TX CHILDRENS | BE00122736 | 3328576 | SURGICAL LIGHT | STRYKER CORP | F 528 | 44867.87 | 2024-12-16 | 0
TX CHILDRENS | BE00122750 | 3617504 | SURGICAL LIGHT | STRYKER CORP | F 528 | 44867.87 | 2024-12-16 | 0
TX CHILDRENS | BE00122796 | 3535740 | SURGICAL LIGHT | STRYKER CORP | F 528 | 44867.87 | 2024-12-16 | 0
TX CHILDRENS | BE00122749 | 3617500 | SURGICAL LIGHT | STRYKER CORP | F 528 | 44867.87 | 2024-12-16 | 0
TX CHILDRENS | BE00122793 | 3535743 | SURGICAL LIGHT | STRYKER CORP | F 528 | 44867.87 | 2024-12-16 | 0
TX CHILDRENS | BE00115839 | 02815775 | SURGICAL LIGHT | STRYKER CORP | F 528 | 44867.87 | 2022-02-11 | 0
TX CHILDRENS | BE00122737 | 3328568 | SURGICAL LIGHT | STRYKER CORP | F 528 | 44867.87 | 2024-12-16 | 0
TX CHILDRENS | BE00121654 | BAA103761 | STERILIZER, STEAM | GETINGE USA SALES LLC | 533HC-E | 44715.49 | 2025-03-12 | 44999.1
TX CHILDRENS | KN204515 | 0113701-08 | STERILIZER, STEAM | AMSCO MEDICAL | V-120 CENTURY | 44609 | 2002-10-01 | 0
TX CHILDRENS | BE00100471 | 3146 | ANALYZER, MILK | UNITY SCIENTIFIC | SpectraStar 2600 XT | 44400 | 2018-05-16 | 0
TX CHILDRENS | BE00113960 | LP9370448 | ULTRASOUND, COLOR FLOW | GE Precision Healthcare LLC | LOGIQ P9 | 44397.5 | 2022-05-23 | 0
TX CHILDRENS | BE00129445 | 4206166 | ORBITER | STRYKER CORP | SFS-3-BC | 44365.75 | 2026-02-20 | 0
TX CHILDRENS | BE00129427 | 204711426 | ORBITER | STRYKER CORP | SPS-3-T | 44365.75 | 2026-02-20 | 0
TX CHILDRENS | BE00129446 | 4171820 | ORBITER | STRYKER CORP | SFS-3-BC | 44365.75 | 2026-02-20 | 0
TX CHILDRENS | BE00129435 | 204711431 | ORBITER | STRYKER CORP | SPS-3-BC | 44365.75 | 2026-02-20 | 0
TX CHILDRENS | BE00129447 | 4172203 | ORBITER | STRYKER CORP | SFS-3-BC | 44365.75 | 2026-02-20 | 0
TX CHILDRENS | BE00129429 | 204711423 | ORBITER | STRYKER CORP | SPS-3-T | 44365.75 | 2026-02-20 | 0
TX CHILDRENS | BE00129437 | 204711422 | ORBITER | STRYKER CORP | SPS-3-T | 44365.75 | 2026-02-20 | 0
TX CHILDRENS | BE00129430 | 204711432 | ORBITER | STRYKER CORP | SPS-3-BC | 44365.75 | 2026-02-20 | 0
TX CHILDRENS | BE00129436 | 204711420 | ORBITER | STRYKER CORP | SPS-3-T | 44365.75 | 2026-02-20 | 0
TX CHILDRENS | BE00129424 | 204711424 | ORBITER | STRYKER CORP | SPS-3-T | 44365.75 | 2026-02-20 | 0
TX CHILDRENS | BE00129451 | 4171965 | ORBITER | STRYKER CORP | SFS-3-BC | 44365.75 | 2026-02-20 | 0
TX CHILDRENS | BE00129438 | 204711433 | ORBITER | STRYKER CORP | SPS-3-BC | 44365.75 | 2026-02-20 | 0
TX CHILDRENS | BE00129448 | 4172081 | ORBITER | STRYKER CORP | SFS-3-BC | 44365.75 | 2026-02-20 | 0
TX CHILDRENS | BE00129433 | 204711429 | ORBITER | STRYKER CORP | SPS-3-BC | 44365.75 | 2026-02-20 | 0
TX CHILDRENS | BE00129425 | 204711421 | ORBITER | STRYKER CORP | SPS-3-T | 44365.75 | 2026-02-20 | 0
TX CHILDRENS | BE00129452 | 4171907 | ORBITER | STRYKER CORP | SFS-3-BC | 44365.75 | 2026-02-20 | 0
TX CHILDRENS | BE00129423 | 204711427 | ORBITER | STRYKER CORP | SPS-3-BC | 44365.75 | 2026-02-20 | 0
TX CHILDRENS | BE00129426 | 204711434 | ORBITER | STRYKER CORP | SPS-3-BC | 44365.75 | 2026-02-20 | 0
TX CHILDRENS | BE00129422 | 204711425 | ORBITER | STRYKER CORP | SPS-3-T | 44365.75 | 2026-02-20 | 0
TX CHILDRENS | BE00129421 | 204711430 | ORBITER | STRYKER CORP | SPS-3-BC | 44365.75 | 2026-02-20 | 0
TX CHILDRENS | BE00129434 | 204711419 | ORBITER | STRYKER CORP | SPS-3-T | 44365.75 | 2026-02-20 | 0
TX CHILDRENS | BE00129428 | 204711428 | ORBITER | STRYKER CORP | SPS-3-BC | 44365.75 | 2026-02-20 | 0
TX CHILDRENS | BE00129450 | 4171851 | ORBITER | STRYKER CORP | SFS-3-BC | 44365.75 | 2026-02-20 | 0
TX CHILDRENS | BE00129449 | 4206446 | ORBITER | STRYKER CORP | SFS-3-BC | 44365.75 | 2026-02-20 | 0
TX CHILDRENS | KN219444 | 33177 | AUTOMATED MEDICATION DISPENSER | OMNICELL INC | OSCT | 44316 | 2006-01-10 | 0
TX CHILDRENS | BE00014809 | 58035 | AUTOMATED MEDICATION DISPENSER | OMNICELL INC | OSCT | 44316 | 2015-01-02 | 0
TX CHILDRENS | KN219437 | 33161 | AUTOMATED MEDICATION DISPENSER | OMNICELL INC | OSCT | 44316 | 2006-01-10 | 0
TX CHILDRENS | KN217087 | 24032 | AUTOMATED MEDICATION DISPENSER | OMNICELL INC | OMNI RX | 44316 | 2003-08-01 | 0
TX CHILDRENS | KN204332 | 18789 | AUTOMATED MEDICATION DISPENSER | OMNICELL INC | OMNI RX | 44316 | 2003-08-01 | 0
TX CHILDRENS | KN217088 | 24031 | AUTOMATED MEDICATION DISPENSER | OMNICELL INC | OMNI RX | 44316 | 2004-02-01 | 0
TX CHILDRENS | KN233009 | 58034 | AUTOMATED MEDICATION DISPENSER | OMNICELL INC | OSCT | 44316 | 2013-01-02 | 0
TX CHILDRENS | KN219451 | 33175 | AUTOMATED MEDICATION DISPENSER | OMNICELL INC | OSCT | 44316 | 2006-01-10 | 0
TX CHILDRENS | KN219432 | 33167 | AUTOMATED MEDICATION DISPENSER | OMNICELL INC | OSCT | 44316 | 2006-01-10 | 0
TX CHILDRENS | KN219445 | 33179 | AUTOMATED MEDICATION DISPENSER | OMNICELL INC | OSCT | 44316 | 2006-01-10 | 0
TX CHILDRENS | KN219436 | 33162 | AUTOMATED MEDICATION DISPENSER | OMNICELL INC | OSCT | 44316 | 2006-01-10 | 0
TX CHILDRENS | KN219446 | 33174 | AUTOMATED MEDICATION DISPENSER | OMNICELL INC | OSCT | 44316 | 2006-01-10 | 0
TX CHILDRENS | KN219433 | 33168 | AUTOMATED MEDICATION DISPENSER | OMNICELL INC | OSCT | 44316 | 2006-01-10 | 0
TX CHILDRENS | KN219431 | 33165 | AUTOMATED MEDICATION DISPENSER | OMNICELL INC | OSCT | 44316 | 2006-01-10 | 0
TX CHILDRENS | KN211599 | 34232 | AUTOMATED MEDICATION DISPENSER | OMNICELL INC | OSCT | 44316 | 2006-08-02 | 0
TX CHILDRENS | KN211600 | 34231 | AUTOMATED MEDICATION DISPENSER | OMNICELL INC | OSCT 104 | 44316 | 2006-10-31 | 0
TX CHILDRENS | KN219429 | 33169 | AUTOMATED MEDICATION DISPENSER | OMNICELL INC | OSCT | 44316 | 2006-01-10 | 0
TX CHILDRENS | KN217086 | 24030 | AUTOMATED MEDICATION DISPENSER | OMNICELL INC | OMNI RX | 44316 | 2004-02-01 | 0
TX CHILDRENS | KN225102 | 47592 | AUTOMATED MEDICATION DISPENSER | OMNICELL INC | OSCT | 44316 | 2018-10-04 | 0
TX CHILDRENS | KN219428 | 33170 | AUTOMATED MEDICATION DISPENSER | OMNICELL INC | OSCT | 44316 | 2006-01-10 | 0
TX CHILDRENS | KN219427 | 33171 | AUTOMATED MEDICATION DISPENSER | OMNICELL INC | OSCT | 44316 | 2006-01-10 | 0
TX CHILDRENS | BE00103876 | JXN18E18 | CENTRIFUGE, REFRIGERATED | BECKMAN COULTER INC - SERVICE AGREEMENT | AVANTI JXN-26 | 44185.48 | 2019-08-23 | 0
TX CHILDRENS | BE00058852 | 1087 | ANALYZER | MILTENYI BIOTEC INC | AUTOMACS PRO | 44175 | 2014-06-26 | 0
TX CHILDRENS | BE00101578 | CVT 0712050609 | AUDIO/VIDEO EQUIPMENT | RESONANCE TECHNOLOGY INC | CINEMAVISION | 44000 | 2018-07-09 | 0
TX CHILDRENS | BE00109124 | 1021 | AUDIO/VIDEO EQUIPMENT | RESONANCE TECHNOLOGY INC | CINEMAVISION | 44000 | 2019-07-18 | 0
TX CHILDRENS | BE00109882 | 52107 | AUDIO/VIDEO EQUIPMENT | RESONANCE TECHNOLOGY INC | CINEMAVISION | 44000 | 2019-07-18 | 0
TX CHILDRENS | BE00101577 | CVT 0712050608 | AUDIO/VIDEO EQUIPMENT | RESONANCE TECHNOLOGY INC | CINEMAVISION | 44000 | 2018-07-09 | 0
TX CHILDRENS | BE00113078 | 2019L230 | ELECTROSURG CUT & COAG DEVICE | CONMED CORP | 60-8800-001 | 43980 | 2021-01-14 | 0
TX CHILDRENS | BE00113077 | 2019L226 | ELECTROSURG CUT & COAG DEVICE | CONMED CORP | 60-8800-001 | 43980 | 2021-01-14 | 0
TX CHILDRENS | BE00114078 | 2020L130 | ELECTROSURG CUT & COAG DEVICE | CONMED CORP | 60-8800-001 | 43980 | 2021-10-31 | 0
TX CHILDRENS | KN217080 | 24037 | AUTOMATED MEDICATION DISPENSER | OMNICELL INC | OMNI RX | 43920 | 2004-02-01 | 0
TX CHILDRENS | BE00108269 | LER611373 | ULTRASOUND, COLOR FLOW | GE Precision Healthcare LLC | LOGIQ E | 43900 | 2023-04-22 | 0
TX CHILDRENS | BE00108270 | LER609926 | ULTRASOUND, COLOR FLOW | GE Precision Healthcare LLC | LOGIQ E | 43900 | 2023-04-22 | 0
TX CHILDRENS | BE00085312 | 88 SP 1385 | NITRIC OXIDE ANALYZER | ECO PHYSICS INC | CLD 88 SP | 43900 | 2017-09-18 | 0
TX CHILDRENS | BE00109601 | LE6011999 | ULTRASOUND, COLOR FLOW | GE Precision Healthcare LLC | LOGIQ E | 43900 | 2023-04-22 | 0
TX CHILDRENS | BE00109600 | LE6011960 | ULTRASOUND, COLOR FLOW | GE Precision Healthcare LLC | LOGIQ E | 43900 | 2023-04-22 | 0
TX CHILDRENS | BE00011604 | 3615310006 | WASHER, DISINFECTOR | STERIS Corporation | 400 | 43833 | 2011-11-11 | 0
TX CHILDRENS | BE00011605 | 3615510004 | WASHER, DISINFECTOR | STERIS Corporation | 400 | 43833 | 2011-11-11 | 0
TX CHILDRENS | BE00123211 | 7072623001-15800A | COMPUTER & PERIPHERALS | BRAINLAB INC | BUZZ 2.0 | 43795.5 | 2025-03-01 | 0
TX CHILDRENS | BE00122631 | 20467733 | ORBITER | STRYKER CORP | SPS-3-T | 43731.73 | 2024-12-02 | 0
TX CHILDRENS | BE00120103 | 20466963 | ORBITER | STRYKER CORP | SPS-3-T | 43731.73 | 2024-04-30 | 0
TX CHILDRENS | BE00120121 | 20466961 | ORBITER | STRYKER CORP | SPS-3-T | 43731.73 | 2024-04-30 | 0
TX CHILDRENS | BE00120124 | 20466959 | ORBITER | STRYKER CORP | SPS-3-T | 43731.73 | 2024-04-30 | 0
TX CHILDRENS | BE00122798 | 20467728 | ORBITER | STRYKER CORP | SPS-3-T | 43731.73 | 2024-12-16 | 0
TX CHILDRENS | BE00122753 | 20467999 | ORBITER | STRYKER CORP | SPS-3-T | 43731.73 | 2024-12-16 | 0
TX CHILDRENS | BE00122628 | 20467738 | ORBITER | STRYKER CORP | SPS-3-T | 43731.73 | 2024-12-02 | 0
TX CHILDRENS | BE00122646 | 20467734 | ORBITER | STRYKER CORP | SPS-3-T | 43731.73 | 2024-12-02 | 0
TX CHILDRENS | BE00122754 | 20467998 | ORBITER | STRYKER CORP | SPS-3-T | 43731.73 | 2024-12-16 | 0
TX CHILDRENS | BE00120094 | 20466958 | ORBITER | STRYKER CORP | SPS-3-T | 43731.73 | 2024-04-30 | 0
TX CHILDRENS | BE00122649 | 20467731 | ORBITER | STRYKER CORP | SPS-3-T | 43731.73 | 2024-12-02 | 0
TX CHILDRENS | BE00120097 | 20466962 | ORBITER | STRYKER CORP | SPS-3-T | 43731.73 | 2024-04-30 | 0
TX CHILDRENS | BE00122795 | 20467729 | ORBITER | STRYKER CORP | SPS-3-T | 43731.73 | 2024-12-16 | 0
TX CHILDRENS | BE00120118 | 20466965 | ORBITER | STRYKER CORP | SPS-3-T | 43731.73 | 2024-04-30 | 0
TX CHILDRENS | BE00122640 | 20467730 | ORBITER | STRYKER CORP | SPS-3-T | 43731.73 | 2024-12-02 | 0
TX CHILDRENS | BE00122643 | 20467732 | ORBITER | STRYKER CORP | SPS-3-T | 43731.73 | 2024-12-02 | 0
TX CHILDRENS | BE00122788 | 20467992 | ORBITER | STRYKER CORP | SPS-3-T | 43731.73 | 2024-12-16 | 0
TX CHILDRENS | BE00122652 | 20467735 | ORBITER | STRYKER CORP | SPS-3-T | 43731.73 | 2024-12-02 | 0
TX CHILDRENS | BE00120127 | 20466964 | ORBITER | STRYKER CORP | SPS-3-T | 43731.73 | 2024-04-30 | 0
TX CHILDRENS | BE00120100 | 20466980 | ORBITER | STRYKER CORP | SPS-3-T | 43731.73 | 2024-04-30 | 0
TX CHILDRENS | BE00122792 | 20467993 | ORBITER | STRYKER CORP | SPS-3-T | 43731.73 | 2024-12-16 | 0
TX CHILDRENS | BE00122634 | 20467739 | ORBITER | STRYKER CORP | SPS-3-T | 43731.73 | 2024-12-02 | 0
TX CHILDRENS | BE00122625 | 20467736 | ORBITER | STRYKER CORP | SPS-3-T | 43731.73 | 2024-12-02 | 0
TX CHILDRENS | BE00122637 | 20467737 | ORBITER | STRYKER CORP | SPS-3-T | 43731.73 | 2024-12-02 | 0
TX CHILDRENS | BE00117007 | 0410422081 | TABLE, SURGICAL, AC POWERED | STERIS Corporation | 5095 | 43676.69 | 2023-06-08 | 0
TX CHILDRENS | BE00117008 | 0410422078 | TABLE, SURGICAL, AC POWERED | STERIS Corporation | 5095 | 43676.69 | 2023-06-08 | 0
TX CHILDRENS | BE00086956 | 127677 | AUTOMATED MEDICATION DISPENSER | OMNICELL INC | AWS | 43611.46 | 2018-03-21 | 2754.17
TX CHILDRENS | BE00115120 | 304706M | X-RAY, BONE DENSITOMETER | HOLOGIC INC | HORIZON A | 43610 | 2022-04-22 | 0
TX CHILDRENS | BE00121265 | A1854 | VENTILATOR NONCONTINUOUS | Bunnell Incorporated | 204 | 43540 | 2024-10-03 | 0
TX CHILDRENS | BE00121264 | A1853 | VENTILATOR NONCONTINUOUS | Bunnell Incorporated | 204 | 43540 | 2024-10-03 | 0
TX CHILDRENS | BE00116920 | A1582 | VENTILATOR NONCONTINUOUS | Bunnell Incorporated | 204 | 43340 | 2024-03-14 | 0
TX CHILDRENS | BE00013098 | 0672308 | TRANSILLUMINATOR | GLOBAL LIFE SCIENCES SOLUTIONS USA LLC | LAS 4000 | 43301.1 | 2010-12-15 | 0
TX CHILDRENS | BE00034747 | 0672314 | TRANSILLUMINATOR | GLOBAL LIFE SCIENCES SOLUTIONS USA LLC | LAS 4000 | 43301.1 | 2012-01-18 | 0
TX CHILDRENS | BE00088417 | 2016L207 | ELECTROSURG CUT & COAG DEVICE | CONMED CORP | 60-8800-120 | 43226 | 2018-03-12 | 0
TX CHILDRENS | BE00088418 | 2016L206 | ELECTROSURG CUT & COAG DEVICE | CONMED CORP | 60-8800-120 | 43226 | 2018-03-12 | 0
TX CHILDRENS | BE00126472 | 253740 | AUTOMATED MEDICATION DISPENSER | OMNICELL INC | MED-FRM-501 | 43129.5 | 2025-06-05 | 2332.52
TX CHILDRENS | BE00010841 | 3652 | BODY MASS TRACKING | COSMED USA INC. (LIFE MEASUREMENT INC.) | BOD POD 2007A | 43124 | 2010-04-05 | 0
TX CHILDRENS | KN232281 | SEVO709073 | WASHER, DISINFECTOR | GETINGE USA SALES LLC | S-8666-7 | 43093 | 2008-07-06 | 0
TX CHILDRENS | KN232279 | SEVO709072 | WASHER, DISINFECTOR | GETINGE USA SALES LLC | S-8666-7 | 43093 | 2008-07-06 | 0
TX CHILDRENS | KN232280 | SEVO709074 | WASHER, DISINFECTOR | GETINGE USA SALES LLC | S-8666-7 | 43093 | 2008-07-06 | 0
TX CHILDRENS | BE00086564 | F62329 | ULTRASOUND, COLOR FLOW | ECHOSENS NORTH AMERICA INC | FIBROSCAN 502 TOUCH | 43000 | 2022-11-01 | 0
TX CHILDRENS | BE00114530 | 6048389WX0 | ULTRASOUND, COLOR FLOW | GE Precision Healthcare LLC | LOGIQ E | 42967.1 | 2021-01-20 | 0
TX CHILDRENS | BE00060166 | 03VVIZ | ULTRASOUND, COLOR FLOW | Fujifilm Sonosite Inc | S-NERVE | 42938.85 | 2014-09-09 | 0
TX CHILDRENS | BE00059961 | 03VVYK | ULTRASOUND, COLOR FLOW | Fujifilm Sonosite Inc | S-NERVE | 42938.85 | 2014-09-11 | 0
TX CHILDRENS | BE00130655 | 5432 | VENTILATOR CONTINUOUS | Hamilton Medical Inc | MR1 | 42904.91 | 2026-03-13 | 0
TX CHILDRENS | BE00130656 | 5433 | VENTILATOR CONTINUOUS | Hamilton Medical Inc | MR1 | 42904.91 | 2026-03-13 | 0
TX CHILDRENS | BE00129764 | 5434 | VENTILATOR CONTINUOUS | Hamilton Medical Inc | MR1 | 42904.91 | 2026-03-13 | 0
TX CHILDRENS | BE00129765 | 5435 | VENTILATOR CONTINUOUS | Hamilton Medical Inc | MR1 | 42904.91 | 2026-03-13 | 0
TX CHILDRENS | BE00107815 | 140159 | AUTOMATED MEDICATION DISPENSER | OMNICELL INC | MED-FRM-102 | 42850 | 2019-06-11 | 2754.17
TX CHILDRENS | BE00107821 | 140064 | AUTOMATED MEDICATION DISPENSER | OMNICELL INC | MED-FRM-102 | 42850 | 2019-06-11 | 2754.17
TX CHILDRENS | BE00107807 | 139863 | AUTOMATED MEDICATION DISPENSER | OMNICELL INC | MED-FRM-102 | 42850 | 2019-06-11 | 2754.17
TX CHILDRENS | BE00107820 | 140131 | AUTOMATED MEDICATION DISPENSER | OMNICELL INC | MED-FRM-102 | 42850 | 2019-06-11 | 2754.17
TX CHILDRENS | BE00107822 | 139859 | AUTOMATED MEDICATION DISPENSER | OMNICELL INC | MED-FRM-102 | 42850 | 2019-06-11 | 2754.17
TX CHILDRENS | BE00107816 | 139869 | AUTOMATED MEDICATION DISPENSER | OMNICELL INC | MED-FRM-102 | 42850 | 2019-06-11 | 2754.17
TX CHILDRENS | BE00107806 | 139861 | AUTOMATED MEDICATION DISPENSER | OMNICELL INC | MED-FRM-102 | 42850 | 2019-06-11 | 2754.17
TX CHILDRENS | BE00107808 | 139867 | AUTOMATED MEDICATION DISPENSER | OMNICELL INC | MED-FRM-102 | 42850 | 2019-06-11 | 2754.17
TX CHILDRENS | BE00107813 | 139851 | AUTOMATED MEDICATION DISPENSER | OMNICELL INC | MED-FRM-102 | 42850 | 2019-06-11 | 2754.17
TX CHILDRENS | BE00107823 | 140243 | AUTOMATED MEDICATION DISPENSER | OMNICELL INC | MED-FRM-102 | 42850 | 2019-06-11 | 2754.17
TX CHILDRENS | BE00107812 | 139839 | AUTOMATED MEDICATION DISPENSER | OMNICELL INC | MED-FRM-102 | 42850 | 2019-06-11 | 2754.17
TX CHILDRENS | BE00107814 | 140140 | AUTOMATED MEDICATION DISPENSER | OMNICELL INC | MED-FRM-102 | 42850 | 2019-06-11 | 2754.17
TX CHILDRENS | BE00107825 | 140120 | AUTOMATED MEDICATION DISPENSER | OMNICELL INC | MED-FRM-102 | 42850 | 2019-06-11 | 2754.17
TX CHILDRENS | BE00107828 | 140116 | AUTOMATED MEDICATION DISPENSER | OMNICELL INC | MED-FRM-102 | 42850 | 2019-06-11 | 2754.17
TX CHILDRENS | BE00107809 | 139870 | AUTOMATED MEDICATION DISPENSER | OMNICELL INC | MED-FRM-102 | 42850 | 2019-06-11 | 2754.17
TX CHILDRENS | BE00107810 | 140392 | AUTOMATED MEDICATION DISPENSER | OMNICELL INC | MED-FRM-102 | 42850 | 2019-06-11 | 2754.17
TX CHILDRENS | BE00107811 | 140150 | AUTOMATED MEDICATION DISPENSER | OMNICELL INC | MED-FRM-102 | 42850 | 2019-06-11 | 2754.17
TX CHILDRENS | BE00107819 | 140139 | AUTOMATED MEDICATION DISPENSER | OMNICELL INC | MED-FRM-102 | 42850 | 2019-06-11 | 2754.17
TX CHILDRENS | BE00107817 | 140058 | AUTOMATED MEDICATION DISPENSER | OMNICELL INC | MED-FRM-102 | 42850 | 2019-06-11 | 2754.17
TX CHILDRENS | BE00107827 | 140228 | AUTOMATED MEDICATION DISPENSER | OMNICELL INC | MED-FRM-102 | 42850 | 2019-06-11 | 2754.17
TX CHILDRENS | BE00107824 | 140124 | AUTOMATED MEDICATION DISPENSER | OMNICELL INC | MED-FRM-102 | 42850 | 2019-06-11 | 2754.17
TX CHILDRENS | BE00107826 | 140119 | AUTOMATED MEDICATION DISPENSER | OMNICELL INC | MED-FRM-102 | 42850 | 2019-06-11 | 2754.17
TX CHILDRENS | BE00107818 | 140134 | AUTOMATED MEDICATION DISPENSER | OMNICELL INC | MED-FRM-102 | 42850 | 2019-06-11 | 2754.17
TX CHILDRENS | BE00107829 | 140114 | AUTOMATED MEDICATION DISPENSER | OMNICELL INC | MED-FRM-102 | 42850 | 2019-06-11 | 2754.17
TX CHILDRENS | BE00104266 | 272530959 | DNA THERMAL CYCLER | LIFE TECHNOLOGIES CORPORATION | QUANTSTUDIO 5 | 42808.98 | 2019-11-29 | 0
TX CHILDRENS | BE00125310 | ASTK-0075 | VENTILATOR CONTINUOUS | DRAEGER MEDICAL INC | V800 | 42748.82 | 2025-11-11 | 0
TX CHILDRENS | BE00125311 | ASTK-0073 | VENTILATOR CONTINUOUS | DRAEGER MEDICAL INC | V800 | 42748.82 | 2025-11-11 | 0
TX CHILDRENS | BE00125309 | ASTK-0074 | VENTILATOR CONTINUOUS | DRAEGER MEDICAL INC | V800 | 42748.82 | 2025-11-11 | 0
TX CHILDRENS | BE00125308 | ASTK-0076 | VENTILATOR CONTINUOUS | DRAEGER MEDICAL INC | V800 | 42748.82 | 2025-11-11 | 0
TX CHILDRENS | BE00113963 | BAA094744 | STERILIZER, STEAM | GETINGE USA SALES LLC | LSS-275 | 42721 | 2021-03-30 | 0
TX CHILDRENS | BE00057739 | 430-0089 | MICROPLATE READER | BMG LABTECH INC | CLARIOstar | 42686.75 | 2015-01-26 | 0
TX CHILDRENS | BE00126634 | 243824 | AUTOMATED MEDICATION DISPENSER | OMNICELL INC | ANT-FRM-006 | 42681.3 | 2025-08-15 | 0
TX CHILDRENS | BE00126632 | 243825 | AUTOMATED MEDICATION DISPENSER | OMNICELL INC | ANT-FRM-006 | 42681.3 | 2025-08-15 | 0
TX CHILDRENS | BE00126633 | 243823 | AUTOMATED MEDICATION DISPENSER | OMNICELL INC | ANT-FRM-006 | 42681.3 | 2025-08-15 | 0
TX CHILDRENS | BE00123508 | 10162038 | CV BYPASS HEAT EXCHANGER | CARDIOQUIP LP | MCH-1000(i) | 42669 | 2024-12-05 | 0
TX CHILDRENS | BE00123507 | 10162036 | CV BYPASS HEAT EXCHANGER | CARDIOQUIP LP | MCH-1000(i) | 42669 | 2024-12-05 | 0
TX CHILDRENS | BE00123509 | 10162037 | CV BYPASS HEAT EXCHANGER | CARDIOQUIP LP | MCH-1000(i) | 42669 | 2024-12-05 | 0
TX CHILDRENS | BE00059204 | 700356 | MICROSCOPE | NIKON INSTRUMENT INC | ECLIPSE Ci-L | 42601.35 | 2014-06-23 | 0
TX CHILDRENS | BE00086486 | Q4NWRB | ULTRASOUND, COLOR FLOW | Fujifilm Sonosite Inc | EDGE II | 42480 | 2022-06-30 | 0
TX CHILDRENS | BE00057883 | 774236 | AUDIOMETRIC SOUND ROOM | AUDIO ELECTRONICS INC | RE-243 | 42420 | 2014-02-27 | 0
TX CHILDRENS | KN205938 | 15338 | AUTOMATED MEDICATION DISPENSER | OMNICELL INC | OMNI RX | 42417.5 | 2001-12-15 | 0
TX CHILDRENS | KN205943 | 17337 | AUTOMATED MEDICATION DISPENSER | OMNICELL INC | OMNI RX | 42417.5 | 2001-12-15 | 0
TX CHILDRENS | KN205942 | 15335 | AUTOMATED MEDICATION DISPENSER | OMNICELL INC | OMNI RX | 42417.5 | 2001-12-15 | 0
TX CHILDRENS | KN205941 | 16213 | AUTOMATED MEDICATION DISPENSER | OMNICELL INC | OMNI RX | 42417.5 | 2001-12-15 | 0
TX CHILDRENS | BE00111899 | 02493550 | ORBITER | STRYKER CORP | TF 622 TC | 42413.65 | 2019-10-04 | 0
TX CHILDRENS | BE00111897 | 02493553 | ORBITER | STRYKER CORP | TF 622 TC | 42413.65 | 2019-10-04 | 0
TX CHILDRENS | BE00112439 | 02493548 | ORBITER | STRYKER CORP | TF 622 TC | 42413.65 | 2019-11-06 | 0
TX CHILDRENS | BE00112436 | 02493551 | ORBITER | STRYKER CORP | TF 622 TC | 42413.65 | 2019-11-06 | 0
TX CHILDRENS | BE00111891 | 02493549 | ORBITER | STRYKER CORP | TF 622 TC | 42413.65 | 2019-10-04 | 0
TX CHILDRENS | BE00111893 | 02493552 | ORBITER | STRYKER CORP | TF 622 TC | 42413.65 | 2019-10-04 | 0
TX CHILDRENS | BE00034399 | B55662 | ULTRASOUND, COLOR FLOW | GE Precision Healthcare LLC | VOLUSON E | 42353.33 | 2015-05-05 | 0
TX CHILDRENS | BE00035214 | 7H15023 | MICROSCOPE | OLYMPUS AMERICA INC | IX71 | 42344 | 2012-06-11 | 0
TX CHILDRENS | BE00012498 | HDGP51349 | INCUBATOR, NEONATAL | DATEX-OHMEDA INC | OMNIBED | 42272.95 | 2011-11-28 | 0
TX CHILDRENS | BE00100986 | AR17H025805 | DEFIBRILLATOR DC | ZOLL Medical Corporation | X SERIES | 42208 | 2018-10-22 | 0
TX CHILDRENS | BE00100987 | AR17H025809 | DEFIBRILLATOR DC | ZOLL Medical Corporation | X SERIES | 42208 | 2018-10-22 | 0
TX CHILDRENS | BE00100985 | AR17H025803 | DEFIBRILLATOR DC | ZOLL Medical Corporation | X SERIES | 42208 | 2018-10-22 | 0
TX CHILDRENS | BE00127203 | VP204361 | ULTRASOUND, COLOR FLOW | GE Precision Healthcare LLC | VOLUSON P8 | 42199 | 2024-01-25 | 0
TX CHILDRENS | BE00127204 | VP204298 | ULTRASOUND, COLOR FLOW | GE Precision Healthcare LLC | VOLUSON P8 | 42199 | 2024-01-25 | 0
TX CHILDRENS | BE00127206 | VP204356 | ULTRASOUND, COLOR FLOW | GE Precision Healthcare LLC | VOLUSON P8 | 42199 | 2024-01-25 | 0
TX CHILDRENS | BE00127208 | VP204357 | ULTRASOUND, COLOR FLOW | GE Precision Healthcare LLC | VOLUSON P8 | 42199 | 2024-01-25 | 0
TX CHILDRENS | BE00127205 | VP204297 | ULTRASOUND, COLOR FLOW | GE Precision Healthcare LLC | VOLUSON P8 | 42199 | 2024-01-25 | 0
TX CHILDRENS | BE00127207 | VP204355 | ULTRASOUND, COLOR FLOW | GE Precision Healthcare LLC | VOLUSON P8 | 42199 | 2024-01-25 | 0
TX CHILDRENS | BE00108271 | 100669 | DISPLAY, VIDEO | NORDICNEUROLAB INC | INROOMVIEWINGDEVICE | 42160.86 | 2019-08-27 | 0
TX CHILDRENS | BE00126973 | 5KG8XP3 | EEG ACQUISITION STATION | DELL MARKETING LP | OPTIPLEX 7490 | 42123.33 | 2023-08-03 | 0
TX CHILDRENS | BE00119662 | D58TWP3 | EEG ACQUISITION STATION | DELL MARKETING LP | OPTIPLEX 7490 | 42123.33 | 2023-08-03 | 0
TX CHILDRENS | BE00126963 | 268TWP3 | EEG ACQUISITION STATION | DELL MARKETING LP | OPTIPLEX 7490 | 42123.33 | 2023-08-03 | 0
TX CHILDRENS | BE00119670 | 8KG8XP3 | EEG ACQUISITION STATION | DELL MARKETING LP | OPTIPLEX 7490 | 42123.33 | 2023-08-03 | 0
TX CHILDRENS | BE00119664 | 7KG8XP3 | EEG ACQUISITION STATION | DELL MARKETING LP | OPTIPLEX 7490 | 42123.33 | 2023-08-03 | 0
TX CHILDRENS | BE00126971 | GJG8XP3 | EEG ACQUISITION STATION | DELL MARKETING LP | OPTIPLEX 7490 | 42123.33 | 2023-08-03 | 0
TX CHILDRENS | BE00126965 | J58TWP3 | EEG ACQUISITION STATION | DELL MARKETING LP | OPTIPLEX 7490 | 42123.33 | 2023-08-03 | 0
TX CHILDRENS | BE00119666 | 3KG8XP3 | EEG ACQUISITION STATION | DELL MARKETING LP | OPTIPLEX 7490 | 42123.33 | 2023-08-03 | 0
TX CHILDRENS | BE00119668 | 168TWP3 | EEG ACQUISITION STATION | DELL MARKETING LP | OPTIPLEX 7490 | 42123.33 | 2023-08-03 | 0
TX CHILDRENS | BE00126967 | BKG8XP3 | EEG ACQUISITION STATION | DELL MARKETING LP | OPTIPLEX 7490 | 42123.33 | 2023-08-03 | 0
TX CHILDRENS | BE00126961 | 288TWP3 | EEG ACQUISITION STATION | DELL MARKETING LP | OPTIPLEX 7490 | 42123.33 | 2023-08-03 | 0
TX CHILDRENS | BE00126969 | H58TWP3 | EEG ACQUISITION STATION | DELL MARKETING LP | OPTIPLEX 7490 | 42123.33 | 2023-08-03 | 0
TX CHILDRENS | BE00107785 | 140088 | AUTOMATED MEDICATION DISPENSER | OMNICELL INC | ANT-FRM-006 | 42000 | 2019-06-11 | 2754.17
TX CHILDRENS | BE00107783 | 140091 | AUTOMATED MEDICATION DISPENSER | OMNICELL INC | ANT-FRM-006 | 42000 | 2019-06-11 | 2754.17
TX CHILDRENS | BE00107795 | 140107 | AUTOMATED MEDICATION DISPENSER | OMNICELL INC | ANT-FRM-006 | 42000 | 2019-06-11 | 2754.17
TX CHILDRENS | BE00107793 | 140103 | AUTOMATED MEDICATION DISPENSER | OMNICELL INC | ANT-FRM-006 | 42000 | 2019-06-11 | 2754.17
TX CHILDRENS | BE00107790 | 140094 | AUTOMATED MEDICATION DISPENSER | OMNICELL INC | ANT-FRM-006 | 42000 | 2019-06-11 | 2754.17
TX CHILDRENS | BE00107786 | 140390 | AUTOMATED MEDICATION DISPENSER | OMNICELL INC | ANT-FRM-006 | 42000 | 2019-06-11 | 2754.17
TX CHILDRENS | BE00107782 | 140338 | AUTOMATED MEDICATION DISPENSER | OMNICELL INC | ANT-FRM-006 | 42000 | 2019-06-11 | 2754.17
TX CHILDRENS | BE00107796 | 140097 | AUTOMATED MEDICATION DISPENSER | OMNICELL INC | ANT-FRM-006 | 42000 | 2019-06-11 | 2754.17
TX CHILDRENS | BE00107781 | 140106 | AUTOMATED MEDICATION DISPENSER | OMNICELL INC | ANT-FRM-006 | 42000 | 2019-06-11 | 2754.17
TX CHILDRENS | BE00107791 | 140391 | AUTOMATED MEDICATION DISPENSER | OMNICELL INC | ANT-FRM-006 | 42000 | 2019-06-11 | 2754.17
TX CHILDRENS | BE00107787 | 140108 | AUTOMATED MEDICATION DISPENSER | OMNICELL INC | ANT-FRM-006 | 42000 | 2019-06-11 | 2754.17
TX CHILDRENS | BE00107797 | 140141 | AUTOMATED MEDICATION DISPENSER | OMNICELL INC | ANT-FRM-006 | 42000 | 2019-06-11 | 2754.17
TX CHILDRENS | BE00107799 | 139931 | AUTOMATED MEDICATION DISPENSER | OMNICELL INC | ANT-FRM-006 | 42000 | 2019-06-11 | 2754.17
TX CHILDRENS | BE00107789 | 140087 | AUTOMATED MEDICATION DISPENSER | OMNICELL INC | ANT-FRM-006 | 42000 | 2019-06-11 | 2754.17
TX CHILDRENS | BE00107798 | 140337 | AUTOMATED MEDICATION DISPENSER | OMNICELL INC | ANT-FRM-006 | 42000 | 2019-06-11 | 2754.17
TX CHILDRENS | BE00107784 | 140254 | AUTOMATED MEDICATION DISPENSER | OMNICELL INC | ANT-FRM-006 | 42000 | 2019-06-11 | 2754.17
TX CHILDRENS | BE00107792 | 140100 | AUTOMATED MEDICATION DISPENSER | OMNICELL INC | ANT-FRM-006 | 42000 | 2019-06-11 | 2754.17
TX CHILDRENS | BE00107794 | 140101 | AUTOMATED MEDICATION DISPENSER | OMNICELL INC | ANT-FRM-006 | 42000 | 2019-06-11 | 2754.17
TX CHILDRENS | BE00107788 | 140092 | AUTOMATED MEDICATION DISPENSER | OMNICELL INC | ANT-FRM-006 | 42000 | 2019-06-11 | 2754.17
TX CHILDRENS | BE00119798 | 1037015 | AUDITORY BRAINSTEM RESPONSE SYSTEM | INTERACOUSTICS | ECLIPSE | 41910 | 2024-09-05 | 0
TX CHILDRENS | BE00119797 | 1039770 | AUDITORY BRAINSTEM RESPONSE SYSTEM | INTERACOUSTICS | ECLIPSE | 41910 | 2024-09-05 | 0
TX CHILDRENS | BE00011729 | 50015275T | CULTURE TENSION SYSTEM | FLEXCELL INTERNATIONAL CORPORATION | FX5000T-FLK | 41890 | 2018-05-11 | 0
TX CHILDRENS | BE00116723 | 817 | SURGICAL POSITIONING SYSTEM | MIZUHO ORTHOPEDIC SYSTEMS INC | 7887-050 | 41700 | 2023-03-10 | 0
TX CHILDRENS | BE00100481 | 9521 | URINE SCREEN | IRIS | iQ200 SELECT | 41631.41 | 2018-05-21 | 9360.91
TX CHILDRENS | BE00100482 | V04386 | URINE SCREEN | IRIS | iCHEM VELOCITY | 41631.41 | 2018-05-21 | 9360.91
TX CHILDRENS | BE00059048 | URA050050 | STERILIZER, STEAM | GETINGE USA SALES LLC | 533LS | 41628.51 | 2014-06-18 | 0
TX CHILDRENS | BE00059049 | URA050049 | STERILIZER, STEAM | GETINGE USA SALES LLC | 533LS | 41628.51 | 2014-06-18 | 0
TX CHILDRENS | BE00059047 | URA050051 | STERILIZER, STEAM | GETINGE USA SALES LLC | 533LS | 41628.51 | 2014-06-18 | 0
TX CHILDRENS | BE00083492 | 119832 | AUTOMATED MEDICATION DISPENSER | OMNICELL INC | AWS | 41531.43 | 2017-09-05 | 0
TX CHILDRENS | BE00083494 | 119879 | AUTOMATED MEDICATION DISPENSER | OMNICELL INC | AWS | 41531.43 | 2017-09-05 | 0
TX CHILDRENS | BE00083493 | 119878 | AUTOMATED MEDICATION DISPENSER | OMNICELL INC | AWS | 41531.43 | 2017-09-05 | 0
TX CHILDRENS | BE00088134 | NTC64442 | SURGICAL INSTRUMENT MOTOR ACCE | MEDTRONIC XOMED INC | EC 300 | 41484 | 2018-02-13 | 0
TX CHILDRENS | BE00088133 | NTC64440 | SURGICAL INSTRUMENT MOTOR ACCE | MEDTRONIC XOMED INC | EC 300 | 41484 | 2018-02-13 | 0
TX CHILDRENS | BE00106338 | 2017L189 | ELECTROSURG CUT & COAG DEVICE | CONMED CORP | 60-8800-001 | 41472 | 2019-06-13 | 0
TX CHILDRENS | BE00058688 | 03TTPC | ULTRASOUND, COLOR FLOW | Fujifilm Sonosite Inc | EDGE | 41348.55 | 2018-03-30 | 0
TX CHILDRENS | BE00065752 | 1NR3-3650 | SURGICAL NERVE STIMULATOR /LOC | MEDTRONIC XOMED INC | NIM RESPONSE 3.0 | 41344.16 | 2018-01-18 | 0
TX CHILDRENS | BE00114698 | S20112190 | CRYOSTAT | THERMO FISHER SCIENTIFIC ASHEVILLE LLC | CRYOSTAR NX70 | 41248.49 | 2022-01-31 | 0
TX CHILDRENS | BE00121276 | 4874 | VENTILATOR CONTINUOUS | Hamilton Medical Inc | MR1 | 41196.67 | 2024-10-08 | 0
TX CHILDRENS | BE00121272 | 4868 | VENTILATOR CONTINUOUS | Hamilton Medical Inc | MR1 | 41196.67 | 2024-10-08 | 0
TX CHILDRENS | BE00121274 | 4867 | VENTILATOR CONTINUOUS | Hamilton Medical Inc | MR1 | 41196.67 | 2024-10-08 | 0
TX CHILDRENS | BE00121275 | 4870 | VENTILATOR CONTINUOUS | Hamilton Medical Inc | MR1 | 41196.67 | 2024-10-08 | 0
TX CHILDRENS | BE00121271 | 4861 | VENTILATOR CONTINUOUS | Hamilton Medical Inc | MR1 | 41196.67 | 2024-10-08 | 0
TX CHILDRENS | BE00121273 | 4869 | VENTILATOR CONTINUOUS | Hamilton Medical Inc | MR1 | 41196.67 | 2024-10-08 | 0
TX CHILDRENS | BE00121270 | 4873 | VENTILATOR CONTINUOUS | Hamilton Medical Inc | MR1 | 41196.67 | 2024-10-08 | 0
TX CHILDRENS | BE00121939 | 4836 | VENTILATOR CONTINUOUS | Hamilton Medical Inc | MR1 | 41132.97 | 2024-11-10 | 0
TX CHILDRENS | BE00104283 | 1DSA3182 | SAMPLING WORKSTATION | DYNEX TECHNOLOGIES | DS2 | 41066.88 | 2019-12-13 | 7948
TX CHILDRENS | KN228125 | C412908104 | TABLE, SURGICAL, AC POWERED | STERIS Corporation | CMAX | 41052.8 | 2009-06-25 | 0
TX CHILDRENS | KN232945 | C414008039 | TABLE, SURGICAL, AC POWERED | STERIS Corporation | CMAX | 41052.8 | 2012-09-20 | 0
TX CHILDRENS | BE00103404 | Q4WL5R | ULTRASOUND, COLOR FLOW | Fujifilm Sonosite Inc | EDGE II | 41040 | 2023-04-22 | 0
TX CHILDRENS | BE00112248 | H35-0144 | LASER - YAG | DORNIER MEDTECH AMERICA INC | K2014700 | 41000 | 2021-01-06 | 27820
TX CHILDRENS | BE00115374 | TS01082102 | SLIDE MANAGEMENT SYSTEM | THERMO FISHER SCIENTIFIC ASHEVILLE LLC | ARCOS SL | 41000 | 2022-05-19 | 0
TX CHILDRENS | BE00108723 | Y90241 | ORBITER | STRYKER CORP | TP 622 | 40896.9 | 2019-07-23 | 0
TX CHILDRENS | BE00108722 | Y90247 | ORBITER | STRYKER CORP | TP 622 | 40896.9 | 2019-07-23 | 0
TX CHILDRENS | BE00108731 | Y90242 | ORBITER | STRYKER CORP | TP 622 | 40896.9 | 2019-07-23 | 0
TX CHILDRENS | BE00108730 | Y90245 | ORBITER | STRYKER CORP | TP 622 | 40896.9 | 2019-07-23 | 0
TX CHILDRENS | BE00014790 | 0411911049 | TABLE, SURGICAL, AC POWERED | STERIS Corporation | 4085 | 40704.7 | 2012-06-19 | 0
TX CHILDRENS | BE00084837 | 120168 | AUTOMATED MEDICATION DISPENSER | OMNICELL INC | AWS | 40698.1 | 2017-07-20 | 0
TX CHILDRENS | BE00084839 | 120167 | AUTOMATED MEDICATION DISPENSER | OMNICELL INC | AWS | 40698.1 | 2017-07-20 | 0
TX CHILDRENS | BE00084838 | 120169 | AUTOMATED MEDICATION DISPENSER | OMNICELL INC | AWS | 40698.1 | 2017-07-20 | 0
TX CHILDRENS | BE00082637 | 119866 | AUTOMATED MEDICATION DISPENSER | OMNICELL INC | AWS | 40698.1 | 2017-05-25 | 0
TX CHILDRENS | BE00010703 | HDGP50035 | INCUBATOR, NEONATAL | DATEX-OHMEDA INC | OMNIBED | 40590 | 2011-02-25 | 0
TX CHILDRENS | BE00010704 | HDGP50036 | INCUBATOR, NEONATAL | DATEX-OHMEDA INC | OMNIBED | 40590 | 2011-02-25 | 0
TX CHILDRENS | BE00010706 | HDGP50037 | INCUBATOR, NEONATAL | DATEX-OHMEDA INC | OMNIBED | 40590 | 2020-08-31 | 0
TX CHILDRENS | BE00010705 | HDGP50038 | INCUBATOR, NEONATAL | DATEX-OHMEDA INC | OMNIBED | 40590 | 2011-02-25 | 0
TX CHILDRENS | BE00117025 | DEDAB01723 | DNA / RNA DETECTOR | AGILENT TECHNOLOGIES | 4150 | 40541.08 | 2022-03-22 | 0
TX CHILDRENS | BE00013936 | AMTP 00281 | ANESTHESIA GAS MACHINE | DATEX-OHMEDA INC | AESTIVA / 5 MRI | 40500 | 2012-03-20 | 0
TX CHILDRENS | KN212861 | AMRE 01770 | ANESTHESIA GAS MACHINE | DATEX-OHMEDA INC | AESTIVA / 5 | 40500 | 2002-10-23 | 0
TX CHILDRENS | BE00066467 | DX00371 | LITHOTRIPTOR (ULTRASONC/PNEUMATIC) | Boston Scientific Corporation | M0068403010 | 40500 | 2017-01-05 | 0
TX CHILDRENS | KN215178 | AMRE 01463 | ANESTHESIA GAS MACHINE | DATEX-OHMEDA INC | AESTIVA / 5 | 40500 | 2002-08-02 | 0
TX CHILDRENS | BE00121010 | 05FPJP | ULTRASOUND, COLOR FLOW | Fujifilm Sonosite Inc | PX | 40440 | 2028-09-04 | 0
TX CHILDRENS | BE00121009 | 05FPJF | ULTRASOUND, COLOR FLOW | Fujifilm Sonosite Inc | PX | 40440 | 2028-09-04 | 0
TX CHILDRENS | BE00119642 | AR22L072655 | DEFIBRILLATOR DC | ZOLL Medical Corporation | X SERIES | 40389 | 2024-04-03 | 0
TX CHILDRENS | BE00118702 | AR22E067681 | DEFIBRILLATOR DC | ZOLL Medical Corporation | X SERIES | 40389 | 2024-01-17 | 0
TX CHILDRENS | BE00109786 | 7934180-X74752 | SURGICAL LIGHT | STRYKER CORP | F 628 | 40379.69 | 2019-07-23 | 0
TX CHILDRENS | BE00115490 | 7934180-X75052 | SURGICAL LIGHT | STRYKER CORP | F 628 | 40379.69 | 2023-08-29 | 0
TX CHILDRENS | BE00115069 | 7934180-X75478 | SURGICAL LIGHT | STRYKER CORP | F 628 | 40379.69 | 2021-04-02 | 0
TX CHILDRENS | BE00109795 | 7934180-X74748 | SURGICAL LIGHT | STRYKER CORP | F 628 | 40379.69 | 2019-07-23 | 0
TX CHILDRENS | BE00114667 | 7934180-X75042 | SURGICAL LIGHT | STRYKER CORP | F 628 | 40379.69 | 2021-05-25 | 0
TX CHILDRENS | BE00109790 | 7934180-X74747 | SURGICAL LIGHT | STRYKER CORP | F 628 | 40379.69 | 2019-07-23 | 0
TX CHILDRENS | BE00115066 | 7934180-X75043 | SURGICAL LIGHT | STRYKER CORP | F 628 | 40379.69 | 2021-04-02 | 0
TX CHILDRENS | BE00115067 | 7934180-X75050 | SURGICAL LIGHT | STRYKER CORP | F 628 | 40379.69 | 2021-04-02 | 0
TX CHILDRENS | BE00109796 | 7934180-X74749 | SURGICAL LIGHT | STRYKER CORP | F 628 | 40379.69 | 2019-07-23 | 0
TX CHILDRENS | BE00116133 | 02864449 | SURGICAL LIGHT | STRYKER CORP | F 628 | 40379.69 | 2021-12-29 | 0
TX CHILDRENS | BE00116136 | 02864448 | SURGICAL LIGHT | STRYKER CORP | F 628 | 40379.69 | 2021-12-29 | 0
TX CHILDRENS | BE00114668 | 7934180-X75051 | SURGICAL LIGHT | STRYKER CORP | F 628 | 40379.69 | 2021-05-25 | 0
TX CHILDRENS | BE00116139 | 02864447 | SURGICAL LIGHT | STRYKER CORP | F 628 | 40379.69 | 2021-12-29 | 0
TX CHILDRENS | BE00115489 | 7934180-X75048 | SURGICAL LIGHT | STRYKER CORP | F 628 | 40379.69 | 2023-08-29 | 0
TX CHILDRENS | BE00115070 | 7934180-X75045 | SURGICAL LIGHT | STRYKER CORP | F 628 | 40379.69 | 2021-04-02 | 0
TX CHILDRENS | BE00109780 | 7934180-X74750 | SURGICAL LIGHT | STRYKER CORP | F 628 | 40379.69 | 2019-07-23 | 0
TX CHILDRENS | BE00109785 | 7934180-X74753 | SURGICAL LIGHT | STRYKER CORP | F 628 | 40379.69 | 2019-07-23 | 0
TX CHILDRENS | BE00115897 | 7934180-X75046 | SURGICAL LIGHT | STRYKER CORP | F 628 | 40379.69 | 2023-08-29 | 0
TX CHILDRENS | BE00114666 | 7934180-X74909 | SURGICAL LIGHT | STRYKER CORP | F 628 | 40379.69 | 2021-05-25 | 0
TX CHILDRENS | BE00109791 | 7934180-X74746 | SURGICAL LIGHT | STRYKER CORP | F 628 | 40379.69 | 2019-07-23 | 0
TX CHILDRENS | BE00109781 | 7934180-X74751 | SURGICAL LIGHT | STRYKER CORP | F 628 | 40379.69 | 2019-07-23 | 0
TX CHILDRENS | BE00115068 | 7934180-X75049 | SURGICAL LIGHT | STRYKER CORP | F 628 | 40379.69 | 2021-04-02 | 0
TX CHILDRENS | BE00115065 | 7934180-X75047 | SURGICAL LIGHT | STRYKER CORP | F 628 | 40379.69 | 2021-04-02 | 0
TX CHILDRENS | BE00087004 | 1DSA3059 | SAMPLING WORKSTATION | DYNEX TECHNOLOGIES | DS2 | 40318.3 | 2019-05-16 | 7948
TX CHILDRENS | KN205946 | 17863 | AUTOMATED MEDICATION DISPENSER | OMNICELL INC | OMNI RX | 40294.98 | 2002-01-01 | 0
TX CHILDRENS | KN205948 | 17859 | AUTOMATED MEDICATION DISPENSER | OMNICELL INC | OMNI RX | 40294.98 | 2002-01-01 | 0
TX CHILDRENS | KN205947 | 17860 | AUTOMATED MEDICATION DISPENSER | OMNICELL INC | OMNI RX | 40294.98 | 2002-01-01 | 0
TX CHILDRENS | BE00102848 | 10032 | CAMERA | PHOENIX ENGINEERING INC | NX1.7-VS-CL-640 | 40239.75 | 2019-01-24 | 0
TX CHILDRENS | BE00059911 | 1093033 | COMPUTER - VIDEO CAPTURE SYSTEM | HEWLETT PACKARD | 23CAPV CYTOVISION | 40062 | 2014-08-25 | 0
TX CHILDRENS | BE00130792 | 1592 | SAMPLING WORKSTATION | HAMILTON COMPANY | STARLET | 40000 | 2025-08-12 | 0
TX CHILDRENS | THI001465 | 45007160014 | ANESTHESIA GAS MACHINE | PENLON , INC.(DIV OF BEAR MED) | INTEGRA SL | 40000 | 2018-09-20 | 0
TX CHILDRENS | THI001464 | 45008160002 | ANESTHESIA GAS MACHINE | PENLON , INC.(DIV OF BEAR MED) | INTEGRA SL | 40000 | 2018-09-20 | 0
TX CHILDRENS | BE00103790 | 163947 | IMMUNO CHEMISTRY ANALYZER | SIEMENS MEDICAL SOLUTIONS USA INC | BN PRO SPEC | 40000 | 2019-10-11 | 0
TX CHILDRENS | BE00102135 | 101786 | INJECTOR, DYE | BAYER CORPORATION | MRXPERION | 40000 | 2020-07-04 | 0
TX CHILDRENS | KN211602 | 34234 | AUTOMATED MEDICATION DISPENSER | OMNICELL INC | OMNI RX | 40000 | 2015-07-17 | 0
TX CHILDRENS | BE00102577 | 100560 | INJECTOR, DYE | BAYER CORPORATION | MRXPERION | 40000 | 2017-12-07 | 0
TX CHILDRENS | BE00117368 | 142558 | LASER ABLATION SYSTEM | MEDTRONIC NEURO | PTX-980 | 40000 | 2022-06-08 | 0
TX CHILDRENS | BE00121641 | 312413 | INJECTOR, DYE | BAYER CORPORATION | MRXPERION | 40000 | 2025-01-13 | 0
TX CHILDRENS | BE00103628 | 100908 | INJECTOR, DYE | BAYER CORPORATION | MRXPERION | 40000 | 2019-04-29 | 0
TX CHILDRENS | KN225131 | 55741 | AUTOMATED MEDICATION DISPENSER | OMNICELL INC | OMNI RX | 40000 | 2018-08-28 | 0
TX CHILDRENS | BE00102334 | LHT0038-0119 | LASER - HOLMIUM | QUANTA SYSTEM | LITHO | 40000 | 2021-11-08 | 0
TX CHILDRENS | BE00104281 | 101265 | INJECTOR, DYE | BAYER CORPORATION | MRXPERION | 40000 | 2019-12-04 | 0
TX CHILDRENS | BE00141538 | 315484 | INJECTOR, DYE | BAYER CORPORATION | MRXPERION | 40000 | 2026-07-07 | 0
TX CHILDRENS | BE00111471 | 100888 | INJECTOR, DYE | BAYER CORPORATION | MRXPERION | 40000 | 2019-10-04 | 0
TX CHILDRENS | KN211601 | 34233 | AUTOMATED MEDICATION DISPENSER | OMNICELL INC | OMNI RX | 40000 | 2015-07-17 | 0
TX CHILDRENS | BE00121640 | 312414 | INJECTOR, DYE | BAYER CORPORATION | MRXPERION | 40000 | 2025-01-13 | 0
TX CHILDRENS | BE00116674 | W3MT30000579 | INJECTOR, DYE | BAYER CORPORATION | MRXPERION | 40000 | 2022-06-14 | 0
TX CHILDRENS | KN228478 | 51367 | X-RAY, STATIONARY | GE Precision Healthcare LLC | PIXIMUS 2 | 40000 | 2009-11-11 | 0
TX CHILDRENS | BE00102136 | 101823 | INJECTOR, DYE | BAYER CORPORATION | MRXPERION | 40000 | 2020-07-04 | 0
TX CHILDRENS | BE00111470 | 300206 | INJECTOR, DYE | BAYER CORPORATION | MRXPERION | 40000 | 2020-07-29 | 0
TX CHILDRENS | BE00112919 | W3MT30000420 | INJECTOR, DYE | BAYER CORPORATION | MRXPERION | 40000 | 2020-03-25 | 0
TX CHILDRENS | BE00082142 | 116115 | AUTOMATED MEDICATION DISPENSER | OMNICELL INC | OMNI RX | 40000 | 2016-02-16 | 0
TX CHILDRENS | BE00126473 | 242496 | AUTOMATED MEDICATION DISPENSER | OMNICELL INC | MED-FRM-501 | 40000 | 2025-06-05 | 2332.52
TX CHILDRENS | BE00109123 | 100783 | INJECTOR, DYE | BAYER CORPORATION | MRXPERION | 40000 | 2019-08-07 | 0
TX CHILDRENS | BE00114749 | 301193 | INJECTOR, DYE | BAYER CORPORATION | MRXPERION | 40000 | 2022-04-06 | 0
TX CHILDRENS | BE00103875 | 734BR2529 | TRANSILLUMINATOR | BIO RAD LABORATORIES INC | CHEMIDOC MP | 39995 | 2019-08-23 | 0
TX CHILDRENS | BE00062310 | NACT-1-14071048 | URODYNAMICS MEASUREMENT SYSTEM | LABORIE MEDICAL TECHNOLOGIES CORP | AQUARIUS CT | 39995 | 2015-09-23 | 0
TX CHILDRENS | BE00014815 | 70148 | AUTOMATED MEDICATION DISPENSER | OMNICELL INC | OSCT | 39879 | 2011-08-01 | 0
TX CHILDRENS | BE00119756 | 2FA09515-I | DNA THERMAL CYCLER | BIOFIRE DIAGNOSTICS LLC | FILMARRAY 2.0 | 39761 | 2024-08-01 | 0
TX CHILDRENS | BE00123402 | AR22E067673 | DEFIBRILLATOR DC | ZOLL Medical Corporation | X SERIES | 39727 | 2025-01-30 | 0
TX CHILDRENS | BE00123422 | AR22L073051 | DEFIBRILLATOR DC | ZOLL Medical Corporation | X SERIES | 39727 | 2025-01-30 | 0
TX CHILDRENS | BE00086932 | AR16K022478 | DEFIBRILLATOR DC | ZOLL Medical Corporation | X SERIES | 39674 | 2017-12-28 | 0
TX CHILDRENS | BE00086919 | AR16K022464 | DEFIBRILLATOR DC | ZOLL Medical Corporation | X SERIES | 39674 | 2017-12-28 | 0
TX CHILDRENS | BE00086928 | AR16K022474 | DEFIBRILLATOR DC | ZOLL Medical Corporation | X SERIES | 39674 | 2017-12-28 | 0
TX CHILDRENS | BE00086915 | AR16E019496 | DEFIBRILLATOR DC | ZOLL Medical Corporation | X SERIES | 39674 | 2017-12-28 | 0
TX CHILDRENS | BE00086920 | AR16K022465 | DEFIBRILLATOR DC | ZOLL Medical Corporation | X SERIES | 39674 | 2017-12-28 | 0
TX CHILDRENS | BE00086929 | AR16K022475 | DEFIBRILLATOR DC | ZOLL Medical Corporation | X SERIES | 39674 | 2017-12-28 | 0
TX CHILDRENS | BE00086917 | AR16G020333 | DEFIBRILLATOR DC | ZOLL Medical Corporation | X SERIES | 39674 | 2017-12-28 | 0
TX CHILDRENS | BE00086925 | AR16K022470 | DEFIBRILLATOR DC | ZOLL Medical Corporation | X SERIES | 39674 | 2017-12-28 | 0
TX CHILDRENS | BE00086913 | AR15D013192 | DEFIBRILLATOR DC | ZOLL Medical Corporation | X SERIES | 39674 | 2017-12-28 | 0
TX CHILDRENS | BE00086918 | AR16G020340 | DEFIBRILLATOR DC | ZOLL Medical Corporation | X SERIES | 39674 | 2017-12-28 | 0
TX CHILDRENS | BE00086927 | AR16K022473 | DEFIBRILLATOR DC | ZOLL Medical Corporation | X SERIES | 39674 | 2017-12-28 | 0
TX CHILDRENS | BE00086922 | AR16K022467 | DEFIBRILLATOR DC | ZOLL Medical Corporation | X SERIES | 39674 | 2017-12-28 | 0
TX CHILDRENS | BE00086924 | AR16K022469 | DEFIBRILLATOR DC | ZOLL Medical Corporation | X SERIES | 39674 | 2017-12-28 | 0
TX CHILDRENS | BE00086923 | AR16K022468 | DEFIBRILLATOR DC | ZOLL Medical Corporation | X SERIES | 39674 | 2017-12-28 | 0
TX CHILDRENS | BE00086921 | AR16K022466 | DEFIBRILLATOR DC | ZOLL Medical Corporation | X SERIES | 39674 | 2017-12-28 | 0
TX CHILDRENS | BE00086916 | AR16G020331 | DEFIBRILLATOR DC | ZOLL Medical Corporation | X SERIES | 39674 | 2017-12-28 | 0
TX CHILDRENS | BE00086914 | AR16C018286 | DEFIBRILLATOR DC | ZOLL Medical Corporation | X SERIES | 39674 | 2017-12-28 | 0
TX CHILDRENS | BE00086926 | AR16K022472 | DEFIBRILLATOR DC | ZOLL Medical Corporation | X SERIES | 39674 | 2017-12-28 | 0
TX CHILDRENS | BE00086930 | AR16K022476 | DEFIBRILLATOR DC | ZOLL Medical Corporation | X SERIES | 39674 | 2017-12-28 | 0
TX CHILDRENS | BE00086931 | AR16K022477 | DEFIBRILLATOR DC | ZOLL Medical Corporation | X SERIES | 39674 | 2017-12-28 | 0
TX CHILDRENS | BE00121839 | AR23G077109 | DEFIBRILLATOR DC | ZOLL Medical Corporation | X SERIES | 39614.78 | 2029-03-20 | 0
TX CHILDRENS | BE00121842 | AR23G077107 | DEFIBRILLATOR DC | ZOLL Medical Corporation | X SERIES | 39614.78 | 2029-03-20 | 0
TX CHILDRENS | BE00121843 | AR23G077121 | DEFIBRILLATOR DC | ZOLL Medical Corporation | X SERIES | 39614.78 | 2029-03-20 | 0
TX CHILDRENS | BE00121844 | AR23G077120 | DEFIBRILLATOR DC | ZOLL Medical Corporation | X SERIES | 39614.78 | 2029-03-20 | 0
TX CHILDRENS | BE00121838 | AR23G077106 | DEFIBRILLATOR DC | ZOLL Medical Corporation | X SERIES | 39614.78 | 2029-03-20 | 0
TX CHILDRENS | BE00121841 | AR23G077165 | DEFIBRILLATOR DC | ZOLL Medical Corporation | X SERIES | 39614.78 | 2029-03-20 | 0
TX CHILDRENS | BE00121837 | AR23G077104 | DEFIBRILLATOR DC | ZOLL Medical Corporation | X SERIES | 39614.78 | 2029-03-20 | 0
TX CHILDRENS | BE00121840 | AR23G077108 | DEFIBRILLATOR DC | ZOLL Medical Corporation | X SERIES | 39614.78 | 2029-03-20 | 0
TX CHILDRENS | BE00118399 | 4594 | VENTILATOR CONTINUOUS | Hamilton Medical Inc | MR1 | 39610.82 | 2023-12-18 | 0
TX CHILDRENS | BE00118398 | 4597 | VENTILATOR CONTINUOUS | Hamilton Medical Inc | MR1 | 39610.82 | 2023-12-18 | 0
TX CHILDRENS | BE00124418 | VFD000799 | ULTRASOUND, COLOR FLOW | GE Precision Healthcare LLC | VENUE FIT | 39596.3 | 2025-03-05 | 0
TX CHILDRENS | BE00010766 | 603BR 1250 | DIGITAL IMAGING SYSTEM | BIO RAD LABORATORIES INC | VERSADOC4000MP | 39544.34 | 2010-03-26 | 0
TX CHILDRENS | BE00129760 | ASTM-0048 | VENTILATOR CONTINUOUS | DRAEGER MEDICAL INC | V800 | 39507.7 | 2026-03-13 | 0
TX CHILDRENS | BE00129759 | ASTM-0049 | VENTILATOR CONTINUOUS | DRAEGER MEDICAL INC | V800 | 39507.7 | 2026-03-13 | 0
TX CHILDRENS | BE00064921 | HDGU63178 | INCUBATOR, NEONATAL | DATEX-OHMEDA INC | OMNIBED | 39502.42 | 2016-10-12 | 0
TX CHILDRENS | BE00115513 | 2FAA87CE | DNA THERMAL CYCLER | BIOFIRE DIAGNOSTICS LLC | FILMARRAY 2.0 | 39500 | 2021-08-18 | 0
TX CHILDRENS | BE00012034 | AS05052 | AUDIOMETRIC SOUND ROOM | AUDIO ELECTRONICS INC | RE-243 | 39408 | 2012-04-10 | 0
TX CHILDRENS | BE00122650 | 03080777 | LIGHT, EXAM, AC-POWERED | STRYKER CORP | F 300 | 39317.91 | 2024-12-02 | 0
TX CHILDRENS | BE00120098 | 03087622 | LIGHT, EXAM, AC-POWERED | STRYKER CORP | F 300 | 39317.91 | 2024-04-30 | 0
TX CHILDRENS | BE00122632 | 03094129 | LIGHT, EXAM, AC-POWERED | STRYKER CORP | F 300 | 39317.91 | 2024-12-02 | 0
TX CHILDRENS | BE00120125 | 03086500 | LIGHT, EXAM, AC-POWERED | STRYKER CORP | F 300 | 39317.91 | 2024-04-30 | 0
TX CHILDRENS | BE00122647 | 03093484 | LIGHT, EXAM, AC-POWERED | STRYKER CORP | F 300 | 39317.91 | 2024-12-02 | 0
TX CHILDRENS | BE00120101 | 03086422 | LIGHT, EXAM, AC-POWERED | STRYKER CORP | F 300 | 39317.91 | 2024-04-30 | 0
TX CHILDRENS | BE00122629 | 03209311 | LIGHT, EXAM, AC-POWERED | STRYKER CORP | F 300 | 39317.91 | 2024-12-02 | 0
TX CHILDRENS | BE00120119 | 03086818 | LIGHT, EXAM, AC-POWERED | STRYKER CORP | F 300 | 39317.91 | 2024-04-30 | 0
TX CHILDRENS | BE00122626 | 03093184 | LIGHT, EXAM, AC-POWERED | STRYKER CORP | F 300 | 39317.91 | 2024-12-02 | 0
TX CHILDRENS | BE00120095 | 03087651 | LIGHT, EXAM, AC-POWERED | STRYKER CORP | F 300 | 39317.91 | 2024-04-30 | 0
TX CHILDRENS | BE00122641 | 03093496 | LIGHT, EXAM, AC-POWERED | STRYKER CORP | F 300 | 39317.91 | 2024-12-02 | 0
TX CHILDRENS | BE00122644 | 03289039 | LIGHT, EXAM, AC-POWERED | STRYKER CORP | F 300 | 39317.91 | 2024-12-02 | 0
TX CHILDRENS | BE00120128 | 03080958 | LIGHT, EXAM, AC-POWERED | STRYKER CORP | F 300 | 39317.91 | 2024-04-30 | 0
TX CHILDRENS | BE00120104 | 03086484 | LIGHT, EXAM, AC-POWERED | STRYKER CORP | F 300 | 39317.91 | 2024-04-30 | 0
TX CHILDRENS | BE00122635 | 03094134 | LIGHT, EXAM, AC-POWERED | STRYKER CORP | F 300 | 39317.91 | 2024-12-02 | 0
TX CHILDRENS | BE00122638 | 03081022 | LIGHT, EXAM, AC-POWERED | STRYKER CORP | F 300 | 39317.91 | 2024-12-02 | 0
TX CHILDRENS | BE00120122 | 03086785 | LIGHT, EXAM, AC-POWERED | STRYKER CORP | F 300 | 39317.91 | 2024-04-30 | 0
TX CHILDRENS | BE00122623 | 03093243 | LIGHT, EXAM, AC-POWERED | STRYKER CORP | F 300 | 39317.91 | 2024-12-02 | 0
TX CHILDRENS | BE00033685 | N32 | AUDIO/VIDEO EQUIPMENT | RESONANCE TECHNOLOGY INC | CINEMAVISION | 39250 | 2013-03-22 | 0
TX CHILDRENS | BE00011827 | 302 | AUDIO/VIDEO EQUIPMENT | RESONANCE TECHNOLOGY INC | CINEMAVISION | 39250 | 2011-10-30 | 0
TX CHILDRENS | BE00057147 | CVC 0712050906 | AUDIO/VIDEO EQUIPMENT | RESONANCE TECHNOLOGY INC | CINEMAVISION | 39250 | 2022-09-07 | 0
TX CHILDRENS | BE00127997 | 033332306 | STERILIZER, STEAM | STERIS Corporation | 16 | 39211.8 | 2025-08-15 | 0
TX CHILDRENS | BE00113443 | A1354 | VENTILATOR NONCONTINUOUS | Bunnell Incorporated | 204 | 39196 | 2022-03-12 | 0
TX CHILDRENS | BE00113444 | A1355 | VENTILATOR NONCONTINUOUS | Bunnell Incorporated | 204 | 39196 | 2022-03-12 | 0
TX CHILDRENS | BE00113442 | A1353 | VENTILATOR NONCONTINUOUS | Bunnell Incorporated | 204 | 39196 | 2022-03-12 | 0
TX CHILDRENS | BE00113962 | BAA095786 | STERILIZER, STEAM | GETINGE USA SALES LLC | LSS-130 | 39080 | 2021-06-16 | 0
TX CHILDRENS | BE00113882 | 02813412 | ORBITER | STRYKER CORP | 0682400550 | 39062.86 | 2021-09-16 | 0
TX CHILDRENS | BE00113861 | 02813422 | ORBITER | STRYKER CORP | 0682400550 | 39062.86 | 2021-09-16 | 0
TX CHILDRENS | BE00113855 | 02813419 | ORBITER | STRYKER CORP | 0682400550 | 39062.86 | 2021-09-16 | 0
TX CHILDRENS | BE00113873 | 02813413 | ORBITER | STRYKER CORP | 0682400550 | 39062.86 | 2021-09-16 | 0
TX CHILDRENS | BE00113858 | 02813416 | ORBITER | STRYKER CORP | 0682400550 | 39062.86 | 2021-09-16 | 0
TX CHILDRENS | BE00113891 | 02813411 | ORBITER | STRYKER CORP | 0682400550 | 39062.86 | 2021-09-16 | 0
TX CHILDRENS | BE00113885 | 02813415 | ORBITER | STRYKER CORP | 0682400550 | 39062.86 | 2021-09-16 | 0
TX CHILDRENS | BE00113894 | 02813409 | ORBITER | STRYKER CORP | 0682400550 | 39062.86 | 2021-09-16 | 0
TX CHILDRENS | BE00113897 | 02813410 | ORBITER | STRYKER CORP | 0682400550 | 39062.86 | 2021-09-16 | 0
TX CHILDRENS | BE00113867 | 02813421 | ORBITER | STRYKER CORP | 0682400550 | 39062.86 | 2021-09-16 | 0
TX CHILDRENS | BE00113876 | 02813407 | ORBITER | STRYKER CORP | 0682400550 | 39062.86 | 2021-09-16 | 0
TX CHILDRENS | BE00113852 | 02813408 | ORBITER | STRYKER CORP | 0682400550 | 39062.86 | 2021-09-16 | 0
TX CHILDRENS | BE00113870 | 02813418 | ORBITER | STRYKER CORP | 0682400550 | 39062.86 | 2021-09-16 | 0
TX CHILDRENS | BE00113888 | 02813417 | ORBITER | STRYKER CORP | 0682400550 | 39062.86 | 2021-09-16 | 0
TX CHILDRENS | BE00113864 | 02813420 | ORBITER | STRYKER CORP | 0682400550 | 39062.86 | 2021-09-16 | 0
TX CHILDRENS | BE00113879 | 02813414 | ORBITER | STRYKER CORP | 0682400550 | 39062.86 | 2021-09-16 | 0
TX CHILDRENS | BE00102464 | 183750 | AUTOMATED MEDICATION DISPENSER | OMNICELL INC | ANT-FRM-006 | 39062.1 | 2022-03-04 | 4740.37
TX CHILDRENS | BE00102465 | 183749 | AUTOMATED MEDICATION DISPENSER | OMNICELL INC | ANT-FRM-006 | 39062.1 | 2022-03-04 | 4740.37
TX CHILDRENS | BE00082545 | B05480 | ULTRASOUND, COLOR FLOW | GE Precision Healthcare LLC | VOLUSON i | 39060 | 2017-04-17 | 0
TX CHILDRENS | BE00082546 | B05483 | ULTRASOUND, COLOR FLOW | GE Precision Healthcare LLC | VOLUSON i | 39060 | 2017-04-17 | 0
TX CHILDRENS | BE00113063 | 1NR3-4374 | SURGICAL NERVE STIMULATOR /LOC | MEDTRONIC XOMED INC | NIM RESPONSE 3.0 | 39048 | 2021-01-13 | 0
TX CHILDRENS | BE00118706 | X-553 | NITRIC OXIDE ANALYZER | INTERNATIONAL BIOMEDICAL INC | AERONOX 2.0 | 39036 | 2024-01-17 | 0
TX CHILDRENS | BE00104239 | 2715/10.2016 | SLIDE STAINER, AUTOMATED | LEICA MICROSYSTEMS INC | ST5020 | 39012.53 | 2020-03-07 | 0
TX CHILDRENS | KN201063 | P.303001 | SPIROMETER DIAGNOSTIC | CONSENTIOUS TECHNOLOGIES | PFT-OUSW | 39000 | 2003-12-27 | 0
TX CHILDRENS | BE00063640 | 003 | HEMODYNAMIC WORKSTATION | CARDIOVASCULAR ENGINEERING INC | 02639-1 | 39000 | 2016-10-08 | 0
TX CHILDRENS | BE00129627 | 2FA05467 | DNA THERMAL CYCLER | BIOFIRE DIAGNOSTICS LLC | FILMARRAY 2.0 | 39000 | 2024-12-05 | 0
TX CHILDRENS | BE00129697 | 2FA02821 | DNA THERMAL CYCLER | BIOFIRE DIAGNOSTICS LLC | FILMARRAY 2.0 | 39000 | 2025-01-30 | 0
TX CHILDRENS | BE00121662 | 103627323 | RAPID THROMBECTOMY SYSTEM | EKOS CORPORATION | EKOS CU4.0 | 38995 | 2025-05-14 | 0
TX CHILDRENS | BE00056570 | CJE11J04 | CENTRIFUGE, REFRIGERATED | BECKMAN COULTER INC - SERVICE AGREEMENT | J6-MI | 38981.76 | 2013-02-14 | 0
TX CHILDRENS | BE00065839 | 2436/07.2015 | SLIDE STAINER, AUTOMATED | LEICA MICROSYSTEMS INC | ST5020 | 38981 | 2016-10-25 | 0
TX CHILDRENS | BE00088531 | 128963 | AUTOMATED MEDICATION DISPENSER | OMNICELL INC | OMNI RX | 38917.4 | 2018-04-30 | 4740.37
TX CHILDRENS | BE00088532 | 128959 | AUTOMATED MEDICATION DISPENSER | OMNICELL INC | OMNI RX | 38917.4 | 2018-04-30 | 4740.37
TX CHILDRENS | BE00089028 | M300-1163 | TREADMILL AND ACCESSORIES | Lifeward CA Inc | M320 | 38900 | 2017-10-03 | 0
TX CHILDRENS | BE00119372 | 1042424 | AUDITORY BRAINSTEM RESPONSE SYSTEM | INTERACOUSTICS | ECLIPSE | 38870 | 2024-10-02 | 0
TX CHILDRENS | BE00127270 | 734BR5979 | TRANSILLUMINATOR | BIO RAD LABORATORIES INC | CHEMIDOC MP | 38827.8 | 2023-05-09 | 0
TX CHILDRENS | BE00014262 | 275006321 | DNA THERMAL CYCLER | APPLIED BIOSYSTEMS | 7500 | 38675 | 2012-02-22 | 27839.88
TX CHILDRENS | BE00065478 | 94212 | AUTOMATED MEDICATION DISPENSER | OMNICELL INC | AWS | 38670.14 | 2016-09-22 | 2754.17
TX CHILDRENS | BE00118821 | VP8202336 | ULTRASOUND, COLOR FLOW | GE Precision Healthcare LLC | VOLUSON P8 | 38656 | 2026-01-29 | 0
TX CHILDRENS | BE00118822 | VP8202341 | ULTRASOUND, COLOR FLOW | GE Precision Healthcare LLC | VOLUSON P8 | 38656 | 2026-01-29 | 0
TX CHILDRENS | BE00100725 | 129286 | AUTOMATED MEDICATION DISPENSER | OMNICELL INC | OMNI RX | 38643.36 | 2018-05-10 | 0
TX CHILDRENS | BE00035445 | CJE12G02 | CENTRIFUGE, REFRIGERATED | BECKMAN COULTER INC - SERVICE AGREEMENT | J6-MI | 38619 | 2013-08-27 | 0
TX CHILDRENS | BE00035003 | 225014WXO | ULTRASOUND, COLOR FLOW | GE Precision Healthcare LLC | LOGIQ E | 38598 | 2013-04-30 | 0
TX CHILDRENS | BE00101658 | 250000138 | METABOLIC ANALYZER | MEDICAL GRAPHICS CORPORATION | 800810-001 | 38576.5 | 2017-02-28 | 0
TX CHILDRENS | BE00113865 | 02812635 | ORBITER | STRYKER CORP | 0682400550 | 38522.26 | 2021-09-16 | 0
TX CHILDRENS | BE00113883 | 02812629 | ORBITER | STRYKER CORP | 0682400550 | 38522.26 | 2021-09-16 | 0
TX CHILDRENS | BE00113859 | 02812622 | ORBITER | STRYKER CORP | 0682400550 | 38522.26 | 2021-09-16 | 0
TX CHILDRENS | BE00113853 | 02812634 | ORBITER | STRYKER CORP | 0682400550 | 38522.26 | 2021-09-16 | 0
TX CHILDRENS | BE00113886 | 02812632 | ORBITER | STRYKER CORP | 0682400550 | 38522.26 | 2021-09-16 | 0
TX CHILDRENS | BE00113862 | 02812621 | ORBITER | STRYKER CORP | 0682400550 | 38522.26 | 2021-09-16 | 0
TX CHILDRENS | BE00113880 | 02812623 | ORBITER | STRYKER CORP | 0682400550 | 38522.26 | 2021-09-16 | 0
TX CHILDRENS | BE00113877 | 02812631 | ORBITER | STRYKER CORP | 0682400550 | 38522.26 | 2021-09-16 | 0
TX CHILDRENS | BE00113871 | 02812630 | ORBITER | STRYKER CORP | 0682400550 | 38522.26 | 2021-09-16 | 0
TX CHILDRENS | BE00113898 | 02812633 | ORBITER | STRYKER CORP | 0682400550 | 38522.26 | 2021-09-16 | 0
TX CHILDRENS | BE00113856 | 02812625 | ORBITER | STRYKER CORP | 0682400550 | 38522.26 | 2021-09-16 | 0
TX CHILDRENS | BE00113889 | 02812620 | ORBITER | STRYKER CORP | 0682400550 | 38522.26 | 2021-09-16 | 0
TX CHILDRENS | BE00113895 | 02812624 | ORBITER | STRYKER CORP | 0682400550 | 38522.26 | 2021-09-16 | 0
TX CHILDRENS | BE00113874 | 02812627 | ORBITER | STRYKER CORP | 0682400550 | 38522.26 | 2021-09-16 | 0
TX CHILDRENS | BE00113892 | 02812626 | ORBITER | STRYKER CORP | 0682400550 | 38522.26 | 2021-09-16 | 0
TX CHILDRENS | BE00113868 | 02812628 | ORBITER | STRYKER CORP | 0682400550 | 38522.26 | 2021-09-16 | 0
TX CHILDRENS | KN228214 | 134 | AUDIO/VIDEO EQUIPMENT | RESONANCE TECHNOLOGY INC | CINEMAVISION | 38500 | 2009-06-15 | 0
TX CHILDRENS | KN225642 | 201 | AUDIO/VIDEO EQUIPMENT | RESONANCE TECHNOLOGY INC | CINEMAVISION | 38500 | 2010-09-08 | 0
TX CHILDRENS | BE00058675 | 563 | AUDIO/VIDEO EQUIPMENT | RESONANCE TECHNOLOGY INC | CINEMAVISION | 38500 | 2014-05-20 | 0
TX CHILDRENS | BE00084834 | 5642525B | IMAGER (FLUORESCENCE, CHEMILUMINESCENCE) | GLOBAL LIFE SCIENCES SOLUTIONS USA LLC | TYPHOON FLA 7000 | 38453.18 | 2017-07-25 | 0
TX CHILDRENS | BE00119484 | 1036846 | AUDITORY BRAINSTEM RESPONSE SYSTEM | INTERACOUSTICS | ECLIPSE | 38370 | 2024-08-27 | 0
TX CHILDRENS | BE00118880 | 1030334 | AUDITORY BRAINSTEM RESPONSE SYSTEM | INTERACOUSTICS | ECLIPSE | 38370 | 2024-05-09 | 0
TX CHILDRENS | BE00119371 | 1037010 | AUDITORY BRAINSTEM RESPONSE SYSTEM | INTERACOUSTICS | ECLIPSE | 38370 | 2024-09-24 | 0
TX CHILDRENS | BE00120607 | 147986 | AUTOMATED MEDICATION DISPENSER | OMNICELL INC | MED-FRM-101 | 38347 | 2023-08-29 | 0
TX CHILDRENS | BE00128832 | 147990 | AUTOMATED MEDICATION DISPENSER | OMNICELL INC | MED-FRM-101 | 38347 | 2024-10-17 | 0
TX CHILDRENS | BE00118565 | 147980 | AUTOMATED MEDICATION DISPENSER | OMNICELL INC | MED-FRM-101 | 38347 | 2023-01-25 | 0
TX CHILDRENS | BE00114662 | 179419 | AUTOMATED MEDICATION DISPENSER | OMNICELL INC | MED-FRM-101 | 38347 | 2021-01-27 | 0
TX CHILDRENS | BE00085394 | 1607003938 | MICROPLATE READER | TECAN GROUP Ltd. | SPARK 10M | 38328.34 | 2017-10-02 | 0
TX CHILDRENS | KN204256 | 19499 | AUTOMATED MEDICATION DISPENSER | OMNICELL INC | OMNI RX | 38316.75 | 2002-04-01 | 0
TX CHILDRENS | KN204258 | 19501 | AUTOMATED MEDICATION DISPENSER | OMNICELL INC | OMNI RX | 38316.75 | 2002-04-01 | 0
TX CHILDRENS | KN201772 | 24034 | AUTOMATED MEDICATION DISPENSER | OMNICELL INC | OMNI RX | 38316.75 | 2002-10-01 | 0
TX CHILDRENS | BE00088473 | 102908163 | SURGICAL LIGHT | Trumpf Medical Systems Inc Do Not Use | TRULIGHT 5510 | 38250 | 2018-04-25 | 0
TX CHILDRENS | BE00088479 | 102689792 | SURGICAL LIGHT | Trumpf Medical Systems Inc Do Not Use | TRULIGHT 5510 | 38250 | 2018-04-25 | 0
TX CHILDRENS | BE00088475 | 102908161 | SURGICAL LIGHT | Trumpf Medical Systems Inc Do Not Use | TRULIGHT 5510 | 38250 | 2018-04-25 | 0
TX CHILDRENS | BE00088477 | 102908159 | SURGICAL LIGHT | Trumpf Medical Systems Inc Do Not Use | TRULIGHT 5510 | 38250 | 2018-04-25 | 0
TX CHILDRENS | BE00083508 | 102873374 | SURGICAL LIGHT | Trumpf Medical Systems Inc Do Not Use | TRULIGHT 5510 | 38250 | 2023-01-05 | 0
TX CHILDRENS | BE00117038 | R658946000675 | FLOW CYTOMETER | BECTON DICKINSON | FACSCELESTA HTS | 38250 | 2022-04-07 | 0
TX CHILDRENS | BE00084786 | 102901908 | SURGICAL LIGHT | Trumpf Medical Systems Inc Do Not Use | TRULIGHT 5510 | 38250 | 2021-09-09 | 0
TX CHILDRENS | BE00116638 | 053NZ7 | ULTRASOUND, COLOR FLOW | Fujifilm Sonosite Inc | PX | 38240 | 2027-02-07 | 0
TX CHILDRENS | BE00065765 | SGJ15251277SA | CENTRAL STATION, MONITORING | GE Medical Systems Information Tech Inc | CIC PRO MP100D | 38217 | 2016-12-20 | 0
TX CHILDRENS | BE00065767 | SGJ15251280SA | CENTRAL STATION, MONITORING | GE Medical Systems Information Tech Inc | CIC PRO MP100D | 38217 | 2016-12-20 | 0
TX CHILDRENS | BE00065766 | SGJ15251279SA | CENTRAL STATION, MONITORING | GE Medical Systems Information Tech Inc | CIC PRO MP100D | 38217 | 2016-12-20 | 0
TX CHILDRENS | BE00065769 | SGJ15271615SA | CENTRAL STATION, MONITORING | GE Medical Systems Information Tech Inc | CIC PRO MP100D | 38217 | 2017-09-15 | 0
TX CHILDRENS | BE00065768 | SGJ15271619SA | CENTRAL STATION, MONITORING | GE Medical Systems Information Tech Inc | CIC PRO MP100D | 38217 | 2017-01-28 | 0
TX CHILDRENS | BE00121428 | 7LSKKQ3 | EEG ACQUISITION STATION (PORTABLE) | DELL MARKETING LP | OPTIPLEX XE3 | 38211.7 | 2024-11-05 | 0
TX CHILDRENS | BE00121431 | FNWKKQ3 | EEG ACQUISITION STATION (PORTABLE) | DELL MARKETING LP | OPTIPLEX XE3 | 38211.7 | 2024-11-05 | 0
TX CHILDRENS | BE00121419 | FKSKKQ3 | EEG ACQUISITION STATION (PORTABLE) | DELL MARKETING LP | OPTIPLEX XE3 | 38211.7 | 2024-11-05 | 0
TX CHILDRENS | BE00121422 | HMWKKQ3 | EEG ACQUISITION STATION (PORTABLE) | DELL MARKETING LP | OPTIPLEX XE3 | 38211.7 | 2024-11-05 | 0
TX CHILDRENS | BE00121434 | 4LSKKQ3 | EEG ACQUISITION STATION (PORTABLE) | DELL MARKETING LP | OPTIPLEX XE3 | 38211.7 | 2024-11-05 | 0
TX CHILDRENS | BE00121425 | 1NWKKQ3 | EEG ACQUISITION STATION (PORTABLE) | DELL MARKETING LP | OPTIPLEX XE3 | 38211.7 | 2024-11-05 | 0
TX CHILDRENS | BE00126897 | 2024/20/09 | HYPO/HYPERTHERMIA DEVICE | INTERNATIONAL BIOMEDICAL INC | TECOTHERM NEO | 38174.1 | 2025-07-22 | 0
TX CHILDRENS | BE00126898 | 2024/20/10 | HYPO/HYPERTHERMIA DEVICE | INTERNATIONAL BIOMEDICAL INC | TECOTHERM NEO | 38174.1 | 2025-07-22 | 0
TX CHILDRENS | BE00126896 | 2024/20/03 | HYPO/HYPERTHERMIA DEVICE | INTERNATIONAL BIOMEDICAL INC | TECOTHERM NEO | 38174.1 | 2025-07-22 | 0
TX CHILDRENS | BE00086362 | V04421 | URINE SCREEN | IRIS | iCHEM VELOCITY | 38131.41 | 2018-02-28 | 25929.31
TX CHILDRENS | BE00086363 | 9581 | URINE SCREEN | IRIS | iQ200 SELECT | 38131.41 | 2018-02-28 | 25929.31
TX CHILDRENS | BE00011602 | 10C00309 | STERILIZER, STEAM | GETINGE USA SALES LLC | 533LS | 38108.58 | 2011-11-11 | 0
TX CHILDRENS | BE00011933 | 10B09883 | STERILIZER, STEAM | GETINGE USA SALES LLC | 533LS | 38108.58 | 2011-11-11 | 0
TX CHILDRENS | BE00011934 | 09K00122 | STERILIZER, STEAM | GETINGE USA SALES LLC | 533LS | 38108.58 | 2011-11-11 | 0
TX CHILDRENS | BE00011937 | 09K00175 | STERILIZER, STEAM | GETINGE USA SALES LLC | 533LS | 38108.58 | 2011-11-11 | 0
TX CHILDRENS | BE00119768 | 121798 | INJECTOR, DYE | BAYER CORPORATION | STELLANT FLEX | 38046 | 2024-06-28 | 0
TX CHILDRENS | BE00109145 | 830118001 | COMPUTER & PERIPHERALS | BRAINLAB INC | BUZZ 2.0 | 38000 | 2019-06-12 | 36476.13
TX CHILDRENS | BE00109146 | BL42IS748719-004 | DISPLAY, FLAT PANEL, TOUCH | BRAINLAB INC | BUZZ 2.0 | 38000 | 2019-06-10 | 36476.13
TX CHILDRENS | BE00060728 | U5195 | RAPID THROMBECTOMY SYSTEM | BAYER CORPORATION | 5000A | 38000 | 2015-06-11 | 0
TX CHILDRENS | BE00126886 | 42403569 | SPIROMETER DIAGNOSTIC | VYAIRE MEDICAL 211 INC | VYNTUS ONE | 38000 | 2025-06-02 | 0
TX CHILDRENS | BE00126405 | 9949-0823-003 | CARDIAC STIMULATOR, ELECTRO-PHYS. (EP) | FISCHER MEDICAL TECHNOLOGIES | BLOOM 2 | 38000 | 2025-01-30 | 18898
TX CHILDRENS | BE00127002 | 2023/24/16 | HYPO/HYPERTHERMIA DEVICE | INTERNATIONAL BIOMEDICAL INC | TECOTHERM NEO | 37969.1 | 2024-12-17 | 0
TX CHILDRENS | BE00127005 | 2023/27/15 | HYPO/HYPERTHERMIA DEVICE | INTERNATIONAL BIOMEDICAL INC | TECOTHERM NEO | 37969.1 | 2024-12-17 | 0
TX CHILDRENS | BE00125757 | 2023/27/11 | HYPO/HYPERTHERMIA DEVICE | INTERNATIONAL BIOMEDICAL INC | TECOTHERM NEO | 37969.1 | 2024-12-13 | 0
TX CHILDRENS | BE00126339 | 2023/32/12 | HYPO/HYPERTHERMIA DEVICE | INTERNATIONAL BIOMEDICAL INC | TECOTHERM NEO | 37969.1 | 2024-12-13 | 0
TX CHILDRENS | BE00127003 | 2023/24/10 | HYPO/HYPERTHERMIA DEVICE | INTERNATIONAL BIOMEDICAL INC | TECOTHERM NEO | 37969.1 | 2024-12-17 | 0
TX CHILDRENS | BE00126338 | 2023/27/13 | HYPO/HYPERTHERMIA DEVICE | INTERNATIONAL BIOMEDICAL INC | TECOTHERM NEO | 37969.1 | 2024-12-13 | 0
TX CHILDRENS | BE00127004 | 2023/27/03 | HYPO/HYPERTHERMIA DEVICE | INTERNATIONAL BIOMEDICAL INC | TECOTHERM NEO | 37969.1 | 2024-12-17 | 0
TX CHILDRENS | BE00120896 | 2023/27/05 | HYPO/HYPERTHERMIA DEVICE | INTERNATIONAL BIOMEDICAL INC | TECOTHERM NEO | 37969.1 | 2024-12-17 | 0
TX CHILDRENS | BE00064875 | 432243WX4 | ULTRASOUND, COLOR FLOW | GE Precision Healthcare LLC | VENUE 50 | 37935.4 | 2016-09-22 | 0
TX CHILDRENS | BE00062428 | L149A1314 | SAMPLING WORKSTATION | Qiagen LLC | EZ1 ADVANCED XL | 37929 | 2015-12-09 | 22066
TX CHILDRENS | KN229704 | 0327206-01 | STERILIZER, STEAM | STERIS Corporation | SV-120 CENTURY | 37904 | 2008-02-07 | 0
TX CHILDRENS | BE00087171 | V04588 | URINE SCREEN | IRIS | iCHEM VELOCITY | 37881.41 | 2018-08-22 | 8636.25
TX CHILDRENS | BE00087172 | 9827 | URINE SCREEN | IRIS | iQ200 SELECT | 37881.41 | 2018-08-22 | 8636.25
TX CHILDRENS | BE00059945 | 6292/01.2014 | CRYOSTAT | LEICA MICROSYSTEMS INC | CM3050 S-3-1-1 | 37873.5 | 2015-06-23 | 0
TX CHILDRENS | BE00125603 | TAB23400017SA | INCUBATOR, NEONATAL | DATEX-OHMEDA INC | OMNIBED | 37869.89 | 2024-12-12 | 0
TX CHILDRENS | BE00125600 | TAB23410012SA | INCUBATOR, NEONATAL | DATEX-OHMEDA INC | OMNIBED | 37869.89 | 2024-12-12 | 0
TX CHILDRENS | BE00125602 | TAB23410038SA | INCUBATOR, NEONATAL | DATEX-OHMEDA INC | OMNIBED | 37869.89 | 2024-12-12 | 0
TX CHILDRENS | BE00125605 | TAB23400020SA | INCUBATOR, NEONATAL | DATEX-OHMEDA INC | OMNIBED | 37869.89 | 2024-12-12 | 0
TX CHILDRENS | BE00125596 | TAB23410043SA | INCUBATOR, NEONATAL | DATEX-OHMEDA INC | OMNIBED | 37869.89 | 2024-12-12 | 0
TX CHILDRENS | BE00125601 | TAB23400019SA | INCUBATOR, NEONATAL | DATEX-OHMEDA INC | OMNIBED | 37869.89 | 2024-12-12 | 0
TX CHILDRENS | BE00125604 | TAB23410029SA | INCUBATOR, NEONATAL | DATEX-OHMEDA INC | OMNIBED | 37869.89 | 2024-12-12 | 0
TX CHILDRENS | BE00125608 | TAB23410030SA | INCUBATOR, NEONATAL | DATEX-OHMEDA INC | OMNIBED | 37869.89 | 2024-12-12 | 0
TX CHILDRENS | BE00125606 | TAB23410013SA | INCUBATOR, NEONATAL | DATEX-OHMEDA INC | OMNIBED | 37869.89 | 2024-12-12 | 0
TX CHILDRENS | BE00125599 | TAB23410031SA | INCUBATOR, NEONATAL | DATEX-OHMEDA INC | OMNIBED | 37869.89 | 2024-12-12 | 0
TX CHILDRENS | BE00125597 | TAB23410028SA | INCUBATOR, NEONATAL | DATEX-OHMEDA INC | OMNIBED | 37869.89 | 2024-12-12 | 0
TX CHILDRENS | BE00125609 | TAB23410026SA | INCUBATOR, NEONATAL | DATEX-OHMEDA INC | OMNIBED | 37869.89 | 2024-12-12 | 0
TX CHILDRENS | BE00125598 | TAB23410048SA | INCUBATOR, NEONATAL | DATEX-OHMEDA INC | OMNIBED | 37869.89 | 2024-12-12 | 0
TX CHILDRENS | BE00125607 | TAB23410033SA | INCUBATOR, NEONATAL | DATEX-OHMEDA INC | OMNIBED | 37869.89 | 2024-12-12 | 0
TX CHILDRENS | BE00082141 | 117051 | AUTOMATED MEDICATION DISPENSER | OMNICELL INC | OMNI RX | 37837.76 | 2017-02-15 | 0
TX CHILDRENS | BE00035488 | 89613 | AUTOMATED MEDICATION DISPENSER | OMNICELL INC | OMNI RX | 37817.16 | 2013-04-17 | 2754.17
TX CHILDRENS | BE00057714 | 94211 | AUTOMATED MEDICATION DISPENSER | OMNICELL INC | OMNI RX | 37817.16 | 2015-01-21 | 2754.17
TX CHILDRENS | BE00035461 | 89488 | AUTOMATED MEDICATION DISPENSER | OMNICELL INC | OMNI RX | 37817.16 | 2014-02-25 | 2754.17
TX CHILDRENS | BE00057717 | 94147 | AUTOMATED MEDICATION DISPENSER | OMNICELL INC | OMNI RX | 37817.16 | 2015-01-21 | 2754.17
TX CHILDRENS | BE00035468 | 89648 | AUTOMATED MEDICATION DISPENSER | OMNICELL INC | OMNI RX | 37817.16 | 2014-02-25 | 2754.17
TX CHILDRENS | BE00035475 | 89646 | AUTOMATED MEDICATION DISPENSER | OMNICELL INC | OMNI RX | 37817.16 | 2013-04-17 | 0
TX CHILDRENS | BE00062280 | 101516 | AUTOMATED MEDICATION DISPENSER | OMNICELL INC | OMNI RX | 37817.16 | 2014-11-11 | 2754.17
TX CHILDRENS | BE00035463 | 89474 | AUTOMATED MEDICATION DISPENSER | OMNICELL INC | OMNI RX | 37817.16 | 2014-02-25 | 2754.17
TX CHILDRENS | BE00035474 | 89476 | AUTOMATED MEDICATION DISPENSER | OMNICELL INC | OMNI RX | 37817.16 | 2014-02-25 | 2754.17
TX CHILDRENS | BE00035478 | 89650 | AUTOMATED MEDICATION DISPENSER | OMNICELL INC | OMNI RX | 37817.16 | 2014-02-25 | 2754.17
TX CHILDRENS | BE00035469 | 89655 | AUTOMATED MEDICATION DISPENSER | OMNICELL INC | OMNI RX | 37817.16 | 2014-02-25 | 2754.17
TX CHILDRENS | BE00035465 | 89643 | AUTOMATED MEDICATION DISPENSER | OMNICELL INC | OMNI RX | 37817.16 | 2014-02-25 | 2754.17
TX CHILDRENS | BE00035462 | 89481 | AUTOMATED MEDICATION DISPENSER | OMNICELL INC | OMNI RX | 37817.16 | 2014-02-25 | 2754.17
TX CHILDRENS | BE00057718 | 94149 | AUTOMATED MEDICATION DISPENSER | OMNICELL INC | OMNI RX | 37817.16 | 2015-01-21 | 2754.17
TX CHILDRENS | BE00035484 | 89477 | AUTOMATED MEDICATION DISPENSER | OMNICELL INC | OMNI RX | 37817.16 | 2013-04-17 | 2754.17
TX CHILDRENS | BE00035483 | 89487 | AUTOMATED MEDICATION DISPENSER | OMNICELL INC | OMNI RX | 37817.16 | 2013-04-17 | 0
TX CHILDRENS | BE00035486 | 89649 | AUTOMATED MEDICATION DISPENSER | OMNICELL INC | OMNI RX | 37817.16 | 2013-04-17 | 2754.17
TX CHILDRENS | BE00035473 | 89644 | AUTOMATED MEDICATION DISPENSER | OMNICELL INC | OMNI RX | 37817.16 | 2014-02-25 | 2754.17
TX CHILDRENS | BE00035482 | 89614 | AUTOMATED MEDICATION DISPENSER | OMNICELL INC | OMNI RX | 37817.16 | 2013-04-17 | 2754.17
TX CHILDRENS | BE00035472 | 89645 | AUTOMATED MEDICATION DISPENSER | OMNICELL INC | OMNI RX | 37817.16 | 2014-02-25 | 2754.17
TX CHILDRENS | BE00035466 | 89531 | AUTOMATED MEDICATION DISPENSER | OMNICELL INC | OMNI RX | 37817.16 | 2014-02-25 | 2754.17
TX CHILDRENS | BE00057716 | 94148 | AUTOMATED MEDICATION DISPENSER | OMNICELL INC | OMNI RX | 37817.16 | 2015-01-21 | 2754.17
TX CHILDRENS | BE00035480 | 89615 | AUTOMATED MEDICATION DISPENSER | OMNICELL INC | OMNI RX | 37817.16 | 2014-02-25 | 2754.17
TX CHILDRENS | BE00057715 | 94173 | AUTOMATED MEDICATION DISPENSER | OMNICELL INC | OMNI RX | 37817.16 | 2015-01-21 | 2754.17
TX CHILDRENS | BE00035471 | 89491 | AUTOMATED MEDICATION DISPENSER | OMNICELL INC | OMNI RX | 37817.16 | 2014-02-25 | 2754.17
TX CHILDRENS | BE00035477 | 89647 | AUTOMATED MEDICATION DISPENSER | OMNICELL INC | OMNI RX | 37817.16 | 2014-02-25 | 2754.17
TX CHILDRENS | BE00035476 | 89652 | AUTOMATED MEDICATION DISPENSER | OMNICELL INC | OMNI RX | 37817.16 | 2014-02-25 | 2754.17
TX CHILDRENS | BE00035481 | 89482 | AUTOMATED MEDICATION DISPENSER | OMNICELL INC | OMNI RX | 37817.16 | 2013-04-17 | 2754.17
TX CHILDRENS | BE00035470 | 89475 | AUTOMATED MEDICATION DISPENSER | OMNICELL INC | OMNI RX | 37817.16 | 2014-02-25 | 2754.17
TX CHILDRENS | BE00035485 | 89651 | AUTOMATED MEDICATION DISPENSER | OMNICELL INC | OMNI RX | 37817.16 | 2013-04-17 | 2754.17
TX CHILDRENS | BE00035487 | 89683 | AUTOMATED MEDICATION DISPENSER | OMNICELL INC | OMNI RX | 37817.16 | 2013-04-17 | 0
TX CHILDRENS | BE00035464 | 89532 | AUTOMATED MEDICATION DISPENSER | OMNICELL INC | OMNI RX | 37817.16 | 2014-02-25 | 2754.17
TX CHILDRENS | BE00035467 | 89653 | AUTOMATED MEDICATION DISPENSER | OMNICELL INC | OMNI RX | 37817.16 | 2014-02-25 | 2754.17
TX CHILDRENS | BE00035479 | 89533 | AUTOMATED MEDICATION DISPENSER | OMNICELL INC | OMNI RX | 37817.16 | 2014-02-25 | 2754.17
TX CHILDRENS | KN225098 | 45688 | AUTOMATED MEDICATION DISPENSER | OMNICELL INC | OMNI RX | 37785.53 | 2007-10-05 | 0
TX CHILDRENS | KN225099 | 45689 | AUTOMATED MEDICATION DISPENSER | OMNICELL INC | OMNI RX | 37785.53 | 2007-10-05 | 0
TX CHILDRENS | BE00083497 | 0310516-23 | STERILIZER, STEAM | STERIS Corporation | 16 | 37738.56 | 2017-12-27 | 0
TX CHILDRENS | BE00087999 | 0323716-24 | STERILIZER, STEAM | STERIS Corporation | 16 | 37738.56 | 2018-02-01 | 0
TX CHILDRENS | BE00087998 | 0324616-07 | STERILIZER, STEAM | STERIS Corporation | 16 | 37738.56 | 2018-02-01 | 0
TX CHILDRENS | BE00108677 | 7934180-X72661 | SURGICAL LIGHT | STRYKER CORP | F 528 | 37738.03 | 2019-07-23 | 0
TX CHILDRENS | BE00108726 | 7934180-X72915 | SURGICAL LIGHT | STRYKER CORP | F 628 | 37738.03 | 2019-07-23 | 0
TX CHILDRENS | BE00102454 | 02829870 | SURGICAL LIGHT | STRYKER CORP | F 628 | 37738.03 | 2021-03-02 | 0
TX CHILDRENS | BE00108733 | 7934180-X72920 | SURGICAL LIGHT | STRYKER CORP | F 628 | 37738.03 | 2019-07-23 | 0
TX CHILDRENS | BE00108698 | 7934180-X72910 | SURGICAL LIGHT | STRYKER CORP | F 628 | 37738.03 | 2019-07-23 | 0
TX CHILDRENS | BE00108707 | 7934180-X72927 | SURGICAL LIGHT | STRYKER CORP | F 628 | 37738.03 | 2019-07-23 | 0
TX CHILDRENS | BE00108714 | 7934180-X72930 | SURGICAL LIGHT | STRYKER CORP | F 628 | 37738.03 | 2019-07-23 | 0
TX CHILDRENS | BE00108697 | 7934180-X72911 | SURGICAL LIGHT | STRYKER CORP | F 628 | 37738.03 | 2019-07-23 | 0
TX CHILDRENS | BE00108678 | 7934180-X72660 | SURGICAL LIGHT | STRYKER CORP | F 528 | 37738.03 | 2019-07-23 | 0
TX CHILDRENS | BE00108720 | 7934180-X72932 | SURGICAL LIGHT | STRYKER CORP | F 628 | 37738.03 | 2019-07-23 | 0
TX CHILDRENS | BE00108706 | 7934180-X72913 | SURGICAL LIGHT | STRYKER CORP | F 628 | 37738.03 | 2019-07-23 | 0
TX CHILDRENS | BE00108725 | 7934180-X72931 | SURGICAL LIGHT | STRYKER CORP | F 628 | 37738.03 | 2019-07-23 | 0
TX CHILDRENS | BE00108721 | 7934180-X72918 | SURGICAL LIGHT | STRYKER CORP | F 628 | 37738.03 | 2019-07-23 | 0
TX CHILDRENS | BE00108727 | 7934180-X72928 | SURGICAL LIGHT | STRYKER CORP | F 628 | 37738.03 | 2019-07-23 | 0
TX CHILDRENS | BE00108712 | 7934180-X72917 | SURGICAL LIGHT | STRYKER CORP | F 628 | 37738.03 | 2019-07-23 | 0
TX CHILDRENS | BE00108732 | 7934180-X72933 | SURGICAL LIGHT | STRYKER CORP | F 628 | 37738.03 | 2019-07-23 | 0
TX CHILDRENS | BE00108719 | 7934180-X72916 | SURGICAL LIGHT | STRYKER CORP | F 628 | 37738.03 | 2019-07-23 | 0
TX CHILDRENS | BE00102455 | 02829869 | SURGICAL LIGHT | STRYKER CORP | F 628 | 37738.03 | 2021-03-02 | 0
TX CHILDRENS | BE00108713 | 7934180-X72919 | SURGICAL LIGHT | STRYKER CORP | F 628 | 37738.03 | 2019-07-23 | 0
TX CHILDRENS | BE00108708 | 7934180-X72914 | SURGICAL LIGHT | STRYKER CORP | F 628 | 37738.03 | 2019-07-23 | 0
TX CHILDRENS | BE00102434 | 02829867 | SURGICAL LIGHT | STRYKER CORP | F 628 | 37738.03 | 2021-02-18 | 0
TX CHILDRENS | BE00108734 | 7934180-X72929 | SURGICAL LIGHT | STRYKER CORP | F 628 | 37738.03 | 2019-07-23 | 0
TX CHILDRENS | BE00102433 | 02829868 | SURGICAL LIGHT | STRYKER CORP | F 628 | 37738.03 | 2021-02-18 | 0
TX CHILDRENS | BE00108699 | 7934180-X72912 | SURGICAL LIGHT | STRYKER CORP | F 628 | 37738.03 | 2019-07-23 | 0
TX CHILDRENS | BE00011452 | 74548 | AUTOMATED MEDICATION DISPENSER | OMNICELL INC | OSCT | 37672.43 | 2010-08-25 | 0
TX CHILDRENS | BE00011451 | 74550 | AUTOMATED MEDICATION DISPENSER | OMNICELL INC | OSCT | 37672.43 | 2010-08-25 | 0
TX CHILDRENS | BE00122516 | STV23460124SA | CENTRAL STATION, MONITORING | GE Medical Systems Information Tech Inc | CIC PRO MP200 | 37658 | 2024-12-26 | 0
TX CHILDRENS | BE00084833 | 57230362 | IMAGER (FLUORESCENCE, CHEMILUMINESCENCE) | GLOBAL LIFE SCIENCES SOLUTIONS USA LLC | IMAGER 600 | 37634.8 | 2017-07-25 | 0
TX CHILDRENS | BE00103879 | 2017-0354 | STERILIZER, STEAM | GETINGE USA SALES LLC | 533LS-E | 37625 | 2019-08-23 | 0
TX CHILDRENS | BE00124524 | 250000852 | METABOLIC ANALYZER | MEDICAL GRAPHICS CORPORATION | 800810-001 | 37619 | 2025-03-20 | 0
TX CHILDRENS | BE00101803 | 1NR3-3667 | SURGICAL NERVE STIMULATOR /LOC | MEDTRONIC XOMED INC | NIM RESPONSE 3.0 | 37585.6 | 2018-02-13 | 0
TX CHILDRENS | BE00088135 | 1NR3-3666 | SURGICAL NERVE STIMULATOR /LOC | MEDTRONIC XOMED INC | NIM RESPONSE 3.0 | 37585.6 | 2018-02-13 | 0
TX CHILDRENS | BE00065037 | 3523000964 | MICROSCOPE | CARL ZEISS MEDITEC USA INC | AXIO IMAGER Z2 | 37573 | 2017-09-01 | 0
TX CHILDRENS | BE00115848 | AR21K063301 | DEFIBRILLATOR DC | ZOLL Medical Corporation | X SERIES | 37568 | 2023-02-02 | 0
TX CHILDRENS | BE00100183 | 9261 | SURGICAL SLUSH SYSTEM | OR SOLUTIONS INC | ORS-1075HS | 37550 | 2018-03-27 | 0
TX CHILDRENS | BE00089215 | 673018 | PULM FUNCTION DATA CALCULATOR | JAEGER MEDICAL INSTRUMENTS | MS-PFT | 37527.15 | 2017-12-14 | 0
TX CHILDRENS | BE00119875 | 2022097606C | BLOOD & PLASMA WARMING DEVICE | Belmont Instrument LLC | RI-2 | 37500 | 2024-05-02 | 0
TX CHILDRENS | BE00083001 | STD32090024 | ELECTROENCEPHALOGRAPH | BRAIN PRODUCTS / BRAIN VISION LLC | BRAINVISION | 37500 | 2020-01-14 | 0
TX CHILDRENS | BE00083002 | PPBM070213 | ELECTROENCEPHALOGRAPH | BRAIN PRODUCTS / BRAIN VISION LLC | BRAINVISION | 37500 | 2020-01-14 | 0
TX CHILDRENS | BE00141481 | PX206972 | HEMODIALYSIS SYSTEM ACCESSORY | BAXTER HEALTHCARE - RENAL DIV SERVICE | PRISMAX | 37494 | 2026-08-05 | 0
TX CHILDRENS | BE00141489 | PX206978 | HEMODIALYSIS SYSTEM ACCESSORY | BAXTER HEALTHCARE - RENAL DIV SERVICE | PRISMAX | 37494 | 2026-08-05 | 0
TX CHILDRENS | BE00141479 | PX206970 | HEMODIALYSIS SYSTEM ACCESSORY | BAXTER HEALTHCARE - RENAL DIV SERVICE | PRISMAX | 37494 | 2026-08-05 | 0
TX CHILDRENS | BE00141495 | PX206985 | HEMODIALYSIS SYSTEM ACCESSORY | BAXTER HEALTHCARE - RENAL DIV SERVICE | PRISMAX | 37494 | 2026-08-05 | 0
TX CHILDRENS | BE00141493 | PX206984 | HEMODIALYSIS SYSTEM ACCESSORY | BAXTER HEALTHCARE - RENAL DIV SERVICE | PRISMAX | 37494 | 2026-08-05 | 0
TX CHILDRENS | BE00141497 | PX206986 | HEMODIALYSIS SYSTEM ACCESSORY | BAXTER HEALTHCARE - RENAL DIV SERVICE | PRISMAX | 37494 | 2026-08-05 | 0
TX CHILDRENS | BE00141477 | PX206968 | HEMODIALYSIS SYSTEM ACCESSORY | BAXTER HEALTHCARE - RENAL DIV SERVICE | PRISMAX | 37494 | 2026-08-05 | 0
TX CHILDRENS | BE00141487 | PX206976 | HEMODIALYSIS SYSTEM ACCESSORY | BAXTER HEALTHCARE - RENAL DIV SERVICE | PRISMAX | 37494 | 2026-08-05 | 0
TX CHILDRENS | BE00141475 | PX206962 | HEMODIALYSIS SYSTEM ACCESSORY | BAXTER HEALTHCARE - RENAL DIV SERVICE | PRISMAX | 37494 | 2026-08-05 | 0
TX CHILDRENS | BE00141485 | PX206975 | HEMODIALYSIS SYSTEM ACCESSORY | BAXTER HEALTHCARE - RENAL DIV SERVICE | PRISMAX | 37494 | 2026-08-05 | 0
TX CHILDRENS | BE00141491 | PX206983 | HEMODIALYSIS SYSTEM ACCESSORY | BAXTER HEALTHCARE - RENAL DIV SERVICE | PRISMAX | 37494 | 2026-08-05 | 0
TX CHILDRENS | BE00141483 | PX206974 | HEMODIALYSIS SYSTEM ACCESSORY | BAXTER HEALTHCARE - RENAL DIV SERVICE | PRISMAX | 37494 | 2026-08-05 | 0
TX CHILDRENS | BE00104268 | 7070C85848150 | ANTERIOR SEGMENT SCANNER (OCT) | OCULUS INC | PENTACAM | 37490 | 2020-02-19 | 0
TX CHILDRENS | BE00113419 | V400-1294 | TREADMILL AND ACCESSORIES | Lifeward CA Inc | VIA | 37452 | 2020-02-21 | 0
TX CHILDRENS | KN232658 | DG08095384 | GAMMA COUNTER | PERKIN ELMER CORP. | 2480-0010 | 37435 | 2010-10-02 | 0
TX CHILDRENS | BE00011938 | 09K00173 | STERILIZER, STEAM | GETINGE USA SALES LLC | 533LS | 37353.86 | 2011-11-11 | 0
TX CHILDRENS | BE00118322 | 860-22430 | ANALYZER HUMPHREY FIELD | CARL ZEISS MEDITEC USA INC | 860 | 37169 | 2024-01-08 | 0
TX CHILDRENS | BE00115837 | 02853909 | ORBITER | STRYKER CORP | SPS-3-C | 37156.05 | 2022-02-11 | 0
TX CHILDRENS | BE00129171 | 2024050165 | BLOOD & PLASMA WARMING DEVICE | Belmont Instrument LLC | RI-2 | 37141 | 2026-01-12 | 0
TX CHILDRENS | BE00129173 | 2024050180 | BLOOD & PLASMA WARMING DEVICE | Belmont Instrument LLC | RI-2 | 37141 | 2026-01-12 | 0
TX CHILDRENS | BE00129172 | 2024050192 | BLOOD & PLASMA WARMING DEVICE | Belmont Instrument LLC | RI-2 | 37141 | 2026-01-12 | 0
TX CHILDRENS | BE00129174 | 2024050159 | BLOOD & PLASMA WARMING DEVICE | Belmont Instrument LLC | RI-2 | 37141 | 2026-01-12 | 0
TX CHILDRENS | BE00011793 | 1NR3-0700 | SURGICAL NERVE STIMULATOR /LOC | MEDTRONIC, INC. | NIM RESPONSE 3.0 | 37080 | 2012-03-20 | 0
TX CHILDRENS | BE00086419 | 6627501987 | SURGICAL MICROSCOPE & ACCESSOR | CARL ZEISS MEDITEC USA INC | OPMI 1 FC | 37023.02 | 2018-05-10 | 0
TX CHILDRENS | BE00103818 | 3872 | ANALYZER | ADVANCED ANALYTICAL TECHNOLOGIES INC | FRAGMENT ANALYZER | 37000 | 2019-09-12 | 0
TX CHILDRENS | KN191448 | 3604391361 | WASHER, PLATE | AMSCO MEDICAL | 370 | 37000 | 2001-12-03 | 0
TX CHILDRENS | BE00034429 | 0320211-17 | STERILIZER, STEAM | STERIS Corporation | SV-136H | 37000 | 2011-10-13 | 0
TX CHILDRENS | KN228536 | 0191 | ANALYZER | MILTENYI BIOTEC INC | AUTOMACS PRO | 37000 | 2008-10-20 | 0
TX CHILDRENS | BE00115697 | 50E02516 | CV BYPASS BLD ROLLER PUMP | LIVANOVA USA INC | 10-88-00 | 36957 | 2022-09-28 | 0
TX CHILDRENS | BE00115698 | 50E02518 | CV BYPASS BLD ROLLER PUMP | LIVANOVA USA INC | 10-88-00 | 36957 | 2022-09-28 | 0
TX CHILDRENS | BE00088922 | 860-11430 | ANALYZER HUMPHREY FIELD | CARL ZEISS MEDITEC USA INC | 860 | 36950 | 2017-10-03 | 0
TX CHILDRENS | BE00109777 | 02212540 | ORBITER | STRYKER CORP | TP 622 | 36867.22 | 2019-07-23 | 0
TX CHILDRENS | BE00109794 | 02212541 | ORBITER | STRYKER CORP | TP 622 | 36867.22 | 2019-07-23 | 0
TX CHILDRENS | BE00109784 | 02212542 | ORBITER | STRYKER CORP | TP 622 | 36867.22 | 2019-07-23 | 0
TX CHILDRENS | BE00109779 | 02212544 | ORBITER | STRYKER CORP | TP 622 | 36867.22 | 2019-07-23 | 0
TX CHILDRENS | BE00109789 | 02212543 | ORBITER | STRYKER CORP | TP 622 | 36867.22 | 2019-07-23 | 0
TX CHILDRENS | BE00109792 | 02212539 | ORBITER | STRYKER CORP | TP 622 | 36867.22 | 2019-07-23 | 0
TX CHILDRENS | BE00109793 | 02212513 | ORBITER | STRYKER CORP | TP 622 | 36867.22 | 2019-07-23 | 0
TX CHILDRENS | BE00109782 | 02212538 | ORBITER | STRYKER CORP | TP 622 | 36867.22 | 2019-07-23 | 0
TX CHILDRENS | BE00109783 | 02212507 | ORBITER | STRYKER CORP | TP 622 | 36867.22 | 2019-07-23 | 0
TX CHILDRENS | BE00109787 | 02212537 | ORBITER | STRYKER CORP | TP 622 | 36867.22 | 2019-07-23 | 0
TX CHILDRENS | BE00109788 | 02212511 | ORBITER | STRYKER CORP | TP 622 | 36867.22 | 2019-07-23 | 0
TX CHILDRENS | BE00109778 | 02212509 | ORBITER | STRYKER CORP | TP 622 | 36867.22 | 2019-07-23 | 0
TX CHILDRENS | BE00117061 | VP8811249 | ULTRASOUND, COLOR FLOW | GE Precision Healthcare LLC | VOLUSON P8 | 36841 | 2025-05-03 | 0
TX CHILDRENS | BE00126560 | 05JWZW | ULTRASOUND, COLOR FLOW | Fujifilm Sonosite Inc | PX | 36740 | 2025-04-11 | 0
TX CHILDRENS | BE00128559 | MORPH10421 | URODYNAMICS MEASUREMENT SYSTEM | THE PROMETHEUS GROUP | MORPHEUS | 36715 | 2025-07-14 | 0
TX CHILDRENS | BE00011738 | 1610242A | MICROPLATE READER | BIO-TEK INSTRUMENTS INC | CYTATION 5 | 36637.83 | 2018-05-11 | 0
TX CHILDRENS | KN228007 | SCH07341844GA | CENTRAL STATION, MONITORING | GE Medical Systems Information Tech Inc | CIC | 36630 | 2010-11-16 | 0
TX CHILDRENS | BE00120174 | 2304CE0367 | INSUFFLATOR, LAPAROSCOPE | CONMED CORP | AIRSEAL IFS | 36600 | 2024-06-29 | 10012.5
TX CHILDRENS | BE00082639 | 3575-0416-0245 | ULTRASOUND, COLOR FLOW | SONOMED INC | VuMAX | 36599 | 2017-05-03 | 0
TX CHILDRENS | BE00102741 | 55414 | ANALYZER | ESSEN INSTRUMENTS INC | INCUCYTE S3 GANTRY | 36543.67 | 2019-02-21 | 0
TX CHILDRENS | BE00102901 | 12061 | DISK DRIVE | ESSEN INSTRUMENTS INC | INCUCYTE INCUSTORE S | 36543.67 | 2019-02-21 | 0
TX CHILDRENS | BE00102742 | 50414 | CONTROLLER, SYSTEM | ESSEN INSTRUMENTS INC | INCUCYTE S3 CONTROLLER | 36543.67 | 2019-02-21 | 0
TX CHILDRENS | BE00063256 | VSI05164 | ULTRASOUND, COLOR FLOW | GE Precision Healthcare LLC | VOLUSON E | 36540 | 2015-10-11 | 0
TX CHILDRENS | BE00063257 | VSI05165 | ULTRASOUND, COLOR FLOW | GE Precision Healthcare LLC | VOLUSON E | 36540 | 2015-10-11 | 0
TX CHILDRENS | BE00123427 | X-628 | NITRIC OXIDE ANALYZER | INTERNATIONAL BIOMEDICAL INC | AERONOX 2.0 | 36536 | 2025-01-30 | 0
TX CHILDRENS | BE00123398 | X-629 | NITRIC OXIDE ANALYZER | INTERNATIONAL BIOMEDICAL INC | AERONOX 2.0 | 36536 | 2025-01-30 | 0
TX CHILDRENS | BE00124247 | 28132 | VENTILATOR CONTINUOUS | Hamilton Medical Inc | T1 | 36494 | 2025-01-30 | 0
TX CHILDRENS | BE00124248 | 28131 | VENTILATOR CONTINUOUS | Hamilton Medical Inc | T1 | 36494 | 2025-01-30 | 0
TX CHILDRENS | BE00119639 | X-575 | NITRIC OXIDE ANALYZER | INTERNATIONAL BIOMEDICAL INC | AERONOX 2.0 | 36490 | 2024-04-03 | 0
TX CHILDRENS | BE00128553 | 312828 | INJECTOR, DYE | BAYER CORPORATION | MRXPERION | 36476.29 | 2025-07-16 | 0
TX CHILDRENS | BE00128554 | 312829 | INJECTOR, DYE | BAYER CORPORATION | MRXPERION | 36476.29 | 2025-07-16 | 0
TX CHILDRENS | BE00128555 | 312830 | INJECTOR, DYE | BAYER CORPORATION | MRXPERION | 36476.29 | 2025-07-16 | 0
TX CHILDRENS | BE00123421 | 2023/38/07 | HYPO/HYPERTHERMIA DEVICE | INTERNATIONAL BIOMEDICAL INC | TECOTHERM NEO | 36472.1 | 2025-01-30 | 0
TX CHILDRENS | BE00123397 | 2023/35/01 | HYPO/HYPERTHERMIA DEVICE | INTERNATIONAL BIOMEDICAL INC | TECOTHERM NEO | 36472.1 | 2025-01-30 | 0
TX CHILDRENS | BE00123881 | ASSC-0273 | VENTILATOR CONTINUOUS | DRAEGER MEDICAL INC | V500 | 36466.54 | 2024-11-13 | 0
TX CHILDRENS | BE00123886 | ASSC-0285 | VENTILATOR CONTINUOUS | DRAEGER MEDICAL INC | V500 | 36466.54 | 2024-11-13 | 0
TX CHILDRENS | BE00123888 | ASSC-0287 | VENTILATOR CONTINUOUS | DRAEGER MEDICAL INC | V500 | 36466.54 | 2024-11-13 | 0
TX CHILDRENS | BE00123882 | ASSC-0383 | VENTILATOR CONTINUOUS | DRAEGER MEDICAL INC | V500 | 36466.54 | 2024-11-13 | 0
TX CHILDRENS | BE00123889 | ASSC-0346 | VENTILATOR CONTINUOUS | DRAEGER MEDICAL INC | V500 | 36466.54 | 2024-11-13 | 0
TX CHILDRENS | BE00123887 | ASSC-0378 | VENTILATOR CONTINUOUS | DRAEGER MEDICAL INC | V500 | 36466.54 | 2024-11-13 | 0
TX CHILDRENS | BE00123879 | ASSC-0294 | VENTILATOR CONTINUOUS | DRAEGER MEDICAL INC | V500 | 36466.54 | 2024-11-13 | 0
TX CHILDRENS | BE00123883 | ASSC-0349 | VENTILATOR CONTINUOUS | DRAEGER MEDICAL INC | V500 | 36466.54 | 2024-11-13 | 0
TX CHILDRENS | BE00123880 | ASSC-0315 | VENTILATOR CONTINUOUS | DRAEGER MEDICAL INC | V500 | 36466.54 | 2024-11-13 | 0
TX CHILDRENS | BE00123884 | ASSC-0207 | VENTILATOR CONTINUOUS | DRAEGER MEDICAL INC | V500 | 36466.54 | 2024-11-13 | 0
TX CHILDRENS | BE00123885 | ASSC-0307 | VENTILATOR CONTINUOUS | DRAEGER MEDICAL INC | V500 | 36466.54 | 2024-11-13 | 0
TX CHILDRENS | BE00123877 | ASSC-0318 | VENTILATOR CONTINUOUS | DRAEGER MEDICAL INC | V500 | 36466.54 | 2024-11-13 | 0
TX CHILDRENS | BE00123878 | ASSC-0310 | VENTILATOR CONTINUOUS | DRAEGER MEDICAL INC | V500 | 36466.54 | 2024-11-13 | 0
TX CHILDRENS | BE00100303 | 60765217 202296 | INJECTOR, DYE | BAYER CORPORATION | MARK 7 ARTERION | 36424.1 | 2018-04-03 | 0
TX CHILDRENS | BE00119800 | 1025692 | AUDITORY BRAINSTEM RESPONSE SYSTEM | INTERACOUSTICS | ECLIPSE | 36420 | 2023-09-07 | 0
TX CHILDRENS | BE00118578 | 12706 | MICROTOME | LEICA MICROSYSTEMS INC | VT1200S | 36419 | 2024-01-17 | 0
TX CHILDRENS | BE00119644 | 2022/35/10 | HYPO/HYPERTHERMIA DEVICE | INTERNATIONAL BIOMEDICAL INC | TECOTHERM NEO | 36380 | 2024-04-03 | 0
TX CHILDRENS | BE00057549 | B55093 | ULTRASOUND, COLOR FLOW | GE Precision Healthcare LLC | VOLUSON E | 36333.33 | 2013-09-10 | 0
TX CHILDRENS | BE00123336 | 31305 | INJECTOR, DYE | BAYER CORPORATION | MRXPERION | 36044.35 | 2025-01-13 | 0
TX CHILDRENS | BE00128383 | 6722303998 | SURGICAL MICROSCOPE & ASSECOR | CARL ZEISS MEDITEC USA INC | S100/OPTMI PICO | 36032.25 | 2025-04-04 | 0
TX CHILDRENS | BE00128380 | 6722303997 | SURGICAL MICROSCOPE & ASSECOR | CARL ZEISS MEDITEC USA INC | S100/OPTMI PICO | 36032.25 | 2025-04-04 | 0
TX CHILDRENS | BE00128377 | 6722303999 | SURGICAL MICROSCOPE & ASSECOR | CARL ZEISS MEDITEC USA INC | S100/OPTMI PICO | 36032.25 | 2025-04-04 | 0
TX CHILDRENS | KN204484 | 98069903006 | CHAIR, EXAM | RELIANCE MEDICAL PRODUCTS, INC | 980H | 36000 | 2002-01-07 | 0
TX CHILDRENS | KN204483 | 98100004034 | CHAIR, EXAM | RELIANCE MEDICAL PRODUCTS, INC | 980H | 36000 | 2002-01-07 | 0
TX CHILDRENS | KN225148 | 504380 | IMAGER (FLUORESCENCE, CHEMILUMINESCENCE) | ALPHA INNOTECH CORP. | FLUORCHEM HD2 | 35949 | 2009-08-27 | 3589.33
TX CHILDRENS | BE00107849 | 04CM2F | ULTRASOUND, COLOR FLOW | Fujifilm Sonosite Inc | SII | 35877.8 | 2023-04-22 | 0
TX CHILDRENS | BE00107852 | 04C129 | ULTRASOUND, COLOR FLOW | Fujifilm Sonosite Inc | SII | 35877.8 | 2023-04-22 | 0
TX CHILDRENS | BE00107850 | 04CM2M | ULTRASOUND, COLOR FLOW | Fujifilm Sonosite Inc | SII | 35877.8 | 2023-04-22 | 0
TX CHILDRENS | BE00107851 | 04CNFF | ULTRASOUND, COLOR FLOW | Fujifilm Sonosite Inc | SII | 35877.8 | 2023-04-22 | 0
TX CHILDRENS | BE00033625 | 355302011872-24B | HPLC DEGASSER | BIOTAGE | INITIATOR EXP | 35861 | 2012-08-16 | 0
TX CHILDRENS | BE00087920 | 21AR16G020344 | DEFIBRILLATOR DC | ZOLL Medical Corporation | X SERIES | 35844.02 | 2018-01-30 | 0
TX CHILDRENS | BE00087918 | 21AR16F019825 | DEFIBRILLATOR DC | ZOLL Medical Corporation | X SERIES | 35844.02 | 2018-01-30 | 0
TX CHILDRENS | BE00087916 | 21AR16E019488 | DEFIBRILLATOR DC | ZOLL Medical Corporation | X SERIES | 35844.02 | 2018-01-30 | 0
TX CHILDRENS | BE00087917 | 21AR16E019637 | DEFIBRILLATOR DC | ZOLL Medical Corporation | X SERIES | 35844.02 | 2018-01-30 | 0
TX CHILDRENS | BE00087919 | 21AR16G020341 | DEFIBRILLATOR DC | ZOLL Medical Corporation | X SERIES | 35844.02 | 2018-01-30 | 0
TX CHILDRENS | KN228179 | 8C16664 | MICROSCOPE | OLYMPUS AMERICA INC | SZX2-ILLB | 35838 | 2009-06-03 | 0
TX CHILDRENS | BE00110386 | 860-16275 | ANALYZER HUMPHREY FIELD | CARL ZEISS MEDITEC USA INC | 860 | 35800 | 2019-06-30 | 0
TX CHILDRENS | BE00115469 | 5866 | BLOOD GAS ANALYZER | TERUMO CARDIOVASCULAR SYSTEMS CORP | CDI 500 | 35700 | 2022-06-14 | 0
TX CHILDRENS | BE00119943 | 5968 | BLOOD GAS ANALYZER | TERUMO CARDIOVASCULAR SYSTEMS CORP | CDI 500 | 35700 | 2023-09-22 | 0
TX CHILDRENS | BE00117940 | 8844 | BLOOD GAS ANALYZER | TERUMO CARDIOVASCULAR SYSTEMS CORP | CDI 500 | 35700 | 2023-09-22 | 0
TX CHILDRENS | BE00117847 | 7034 | BLOOD GAS ANALYZER | TERUMO CARDIOVASCULAR SYSTEMS CORP | CDI 500 | 35700 | 2023-08-21 | 0
TX CHILDRENS | BE00119944 | 5732 | BLOOD GAS ANALYZER | TERUMO CARDIOVASCULAR SYSTEMS CORP | CDI 500 | 35700 | 2021-05-19 | 0
TX CHILDRENS | BE00109582 | 8952 | BLOOD GAS ANALYZER | TERUMO CARDIOVASCULAR SYSTEMS CORP | CDI 500 | 35700 | 2019-08-12 | 0
TX CHILDRENS | KN204040 | B411800024 | TABLE, SURGICAL, AC POWERED | AMSCO MEDICAL | 3085 SP | 35655 | 2002-03-12 | 0
TX CHILDRENS | KN201283 | B402998034 | TABLE, SURGICAL, AC POWERED | AMSCO MEDICAL | 3085 SP | 35655 | 2001-12-31 | 0
TX CHILDRENS | BE00118552 | 1025279 | AUDITORY BRAINSTEM RESPONSE SYSTEM | INTERACOUSTICS | ECLIPSE | 35534.42 | 2023-12-27 | 0
TX CHILDRENS | BE00118553 | 1024443 | AUDITORY BRAINSTEM RESPONSE SYSTEM | INTERACOUSTICS | ECLIPSE | 35534.42 | 2023-12-27 | 0
TX CHILDRENS | BE00118551 | 1024781 | AUDITORY BRAINSTEM RESPONSE SYSTEM | INTERACOUSTICS | ECLIPSE | 35534.42 | 2023-12-27 | 0
TX CHILDRENS | BE00119416 | 1026658 | AUDITORY BRAINSTEM RESPONSE SYSTEM | INTERACOUSTICS | ECLIPSE | 35534.42 | 2023-04-25 | 0
TX CHILDRENS | BE00127276 | VFD000859 | ULTRASOUND, COLOR FLOW | GE Precision Healthcare LLC | VENUE FIT | 35533.85 | 2024-01-25 | 0
TX CHILDRENS | BE00123424 | 28118 | VENTILATOR CONTINUOUS | Hamilton Medical Inc | T1 | 35461 | 2025-01-30 | 0
TX CHILDRENS | BE00123400 | 28108 | VENTILATOR CONTINUOUS | Hamilton Medical Inc | T1 | 35461 | 2025-01-30 | 0
TX CHILDRENS | BE00036842 | URA010490 | STERILIZER, STEAM | GETINGE USA SALES LLC | 433HC | 35445.08 | 2012-12-19 | 0
TX CHILDRENS | BE00036841 | URA010482 | STERILIZER, STEAM | GETINGE USA SALES LLC | 433HC | 35445.08 | 2012-12-19 | 0
TX CHILDRENS | BE00062273 | 4E43805 | MICROSCOPE | OLYMPUS AMERICA INC | BX43F | 35387.35 | 2015-09-07 | 0
TX CHILDRENS | BE00123453 | 0522 16142 01 | WASHER, DISINFECTOR | STERIS Corporation | INNOWAVE UNITY 20 | 35337.5 | 2025-01-21 | 0
TX CHILDRENS | BE00123977 | 2023018453 | BLOOD & PLASMA WARMING DEVICE | Belmont Instrument LLC | RI-2 | 35316 | 2024-10-26 | 0
TX CHILDRENS | BE00123979 | 2023018491 | BLOOD & PLASMA WARMING DEVICE | Belmont Instrument LLC | RI-2 | 35316 | 2024-10-26 | 0
TX CHILDRENS | BE00123978 | 2023018489 | BLOOD & PLASMA WARMING DEVICE | Belmont Instrument LLC | RI-2 | 35316 | 2024-10-26 | 0
TX CHILDRENS | BE00123980 | 2023028566 | BLOOD & PLASMA WARMING DEVICE | Belmont Instrument LLC | RI-2 | 35316 | 2024-10-26 | 0
TX CHILDRENS | BE00123976 | 2023018365 | BLOOD & PLASMA WARMING DEVICE | Belmont Instrument LLC | RI-2 | 35316 | 2024-10-26 | 0
TX CHILDRENS | BE00123981 | 2023028618 | BLOOD & PLASMA WARMING DEVICE | Belmont Instrument LLC | RI-2 | 35316 | 2024-10-26 | 0
TX CHILDRENS | BE00126720 | 201313 | ELECTROSURG CUT & COAG DEVICE | STRYKER CORP | 6700-313-500 | 35303 | 2020-10-28 | 0
TX CHILDRENS | BE00088362 | TABW62070 | INCUBATOR, NEONATAL | DATEX-OHMEDA INC | OMNIBED | 35255.77 | 2018-03-31 | 0
TX CHILDRENS | BE00088361 | TABV62415 | INCUBATOR, NEONATAL | DATEX-OHMEDA INC | OMNIBED | 35255.77 | 2018-03-31 | 0
TX CHILDRENS | BE00088355 | TABV62343 | INCUBATOR, NEONATAL | DATEX-OHMEDA INC | OMNIBED | 35255.77 | 2018-03-31 | 0
TX CHILDRENS | BE00088354 | TABV62259 | INCUBATOR, NEONATAL | DATEX-OHMEDA INC | OMNIBED | 35255.77 | 2018-03-31 | 0
TX CHILDRENS | BE00088358 | TABV62394 | INCUBATOR, NEONATAL | DATEX-OHMEDA INC | OMNIBED | 35255.77 | 2018-03-31 | 0
TX CHILDRENS | BE00088356 | TABV62344 | INCUBATOR, NEONATAL | DATEX-OHMEDA INC | OMNIBED | 35255.77 | 2018-03-31 | 0
TX CHILDRENS | BE00088359 | TABV62402 | INCUBATOR, NEONATAL | DATEX-OHMEDA INC | OMNIBED | 35255.77 | 2018-03-31 | 0
TX CHILDRENS | BE00088360 | TABV62413 | INCUBATOR, NEONATAL | DATEX-OHMEDA INC | OMNIBED | 35255.77 | 2018-03-31 | 0
TX CHILDRENS | BE00088353 | TABV62180 | INCUBATOR, NEONATAL | DATEX-OHMEDA INC | OMNIBED | 35255.77 | 2018-03-31 | 0
TX CHILDRENS | BE00088357 | TABV62390 | INCUBATOR, NEONATAL | DATEX-OHMEDA INC | OMNIBED | 35255.77 | 2018-03-31 | 0
TX CHILDRENS | BE00118707 | 2022/07/07 | HYPO/HYPERTHERMIA DEVICE | INTERNATIONAL BIOMEDICAL INC | TECOTHERM NEO | 35254 | 2024-01-17 | 0
TX CHILDRENS | BE00129754 | ASTM-0018 | VENTILATOR CONTINUOUS | DRAEGER MEDICAL INC | VN800 | 35169.54 | 2026-03-20 | 0
TX CHILDRENS | BE00129755 | ASTM-0019 | VENTILATOR CONTINUOUS | DRAEGER MEDICAL INC | VN800 | 35169.54 | 2026-03-20 | 0
TX CHILDRENS | BE00129756 | ASTM-0020 | VENTILATOR CONTINUOUS | DRAEGER MEDICAL INC | VN800 | 35169.54 | 2026-03-20 | 0
TX CHILDRENS | BE00126931 | 2002230025 | ELECTROSURG CUT & COAG DEVICE | STRYKER SALES CORPORATION | MALIS | 35136.67 | 2024-09-16 | 0
TX CHILDRENS | BE00118319 | 205283 | AUTOMATED MEDICATION DISPENSER | OMNICELL INC | MED-FRM-101 | 35000 | 2023-01-30 | 4872.75
TX CHILDRENS | BE00108735 | HCO180001 | WATER PURIFIER | AmeriWater | HCR03X | 35000 | 2019-02-19 | 0
TX CHILDRENS | BE00082820 | MLS16-20160218-04 | SURGICAL CAMERA & ACCESSORIES | KARL STORZ ENDOSCOPY-AMERICA INC | MLS16 | 35000 | 2017-04-20 | 0
TX CHILDRENS | BE00100566 | MLS16-20160511-01 | SURGICAL CAMERA & ACCESSORIES | KARL STORZ ENDOSCOPY-AMERICA INC | MLS16 | 35000 | 2017-05-03 | 0
TX CHILDRENS | KN199224 | 27176-LS-D | LASER - DIODE | IRIS | OCCULIGHT-SLX | 35000 | 2000-05-20 | 0
TX CHILDRENS | BE00083505 | MLS16-20160712-01 | SURGICAL CAMERA & ACCESSORIES | KARL STORZ ENDOSCOPY-AMERICA INC | MLS16 | 35000 | 2023-10-06 | 0
TX CHILDRENS | BE00101514 | 147985 | AUTOMATED MEDICATION DISPENSER | OMNICELL INC | MED-FRM-101 | 35000 | 2018-11-12 | 0
TX CHILDRENS | BE00102491 | 150047 | AUTOMATED MEDICATION DISPENSER | OMNICELL INC | MED-FRM-101 | 35000 | 2022-06-17 | 0
TX CHILDRENS | BE00084783 | MLS16-20160708-02 | SURGICAL CAMERA & ACCESSORIES | KARL STORZ ENDOSCOPY-AMERICA INC | MLS16 | 35000 | 2023-10-06 | 0
TX CHILDRENS | BE00115367 | 2101CE0713 | INSUFFLATOR, LAPAROSCOPE | CONMED CORP | AIRSEAL IFS | 34995 | 2022-05-11 | 10012.5
TX CHILDRENS | BE00113712 | 2005CX30-09-006 | EMG | CADWELL MANUFACTURING | CASCADE PRO | 34976.6 | 2021-07-22 | 0
TX CHILDRENS | BE00062623 | 311-0245 | CELL COUNTER, AUTOMATED | NEXCELOM BIOSCIENCE LLC | CELLOMETER VISION | 34960 | 2016-02-02 | 0
TX CHILDRENS | BE00087202 | 5116248 | MICROSCOPE | SCIENTIFIA LLC | SLICESCOPE PRO | 34928.97 | 2018-06-07 | 0
TX CHILDRENS | KN204513 | 0112901-02 | STERILIZER, STEAM | AMSCO MEDICAL | V-116 CENTURY | 34903 | 2002-10-01 | 0
TX CHILDRENS | KN204495 | 0112701-15 | STERILIZER, STEAM | AMSCO MEDICAL | V-116 CENTURY | 34903 | 2002-10-01 | 0
TX CHILDRENS | BE00035298 | J5SBCT1 | SIMULATION CENTER MANIKIN | LAERDAL MEDICAL CORP | SIMBABY | 34890 | 2013-07-01 | 10113.44
TX CHILDRENS | BE00035297 | H5176S1 | SIMULATION CENTER MANIKIN | LAERDAL MEDICAL CORP | SIMBABY | 34890 | 2013-07-01 | 10113.44
TX CHILDRENS | BE00035296 | H50S5S1 | SIMULATION CENTER MANIKIN | LAERDAL MEDICAL CORP | SIMBABY | 34890 | 2013-07-01 | 10113.44
TX CHILDRENS | BE00107801 | 140065 | AUTOMATED MEDICATION DISPENSER | OMNICELL INC | MED-FRM-101 | 34850 | 2019-06-11 | 2754.17
TX CHILDRENS | BE00107803 | 140052 | AUTOMATED MEDICATION DISPENSER | OMNICELL INC | MED-FRM-101 | 34850 | 2019-06-11 | 2754.17
TX CHILDRENS | BE00107804 | 140061 | AUTOMATED MEDICATION DISPENSER | OMNICELL INC | MED-FRM-101 | 34850 | 2019-06-11 | 2754.17
TX CHILDRENS | BE00107800 | 140063 | AUTOMATED MEDICATION DISPENSER | OMNICELL INC | MED-FRM-101 | 34850 | 2019-06-11 | 2754.17
TX CHILDRENS | BE00107802 | 140055 | AUTOMATED MEDICATION DISPENSER | OMNICELL INC | MED-FRM-101 | 34850 | 2019-06-11 | 2754.17
TX CHILDRENS | BE00107805 | 140053 | AUTOMATED MEDICATION DISPENSER | OMNICELL INC | MED-FRM-101 | 34850 | 2019-06-11 | 2754.17
TX CHILDRENS | BE00120260 | LE4-32000629 | ULTRASOUND, COLOR FLOW | MINDRAY DS USA, INC | TE7 MAX | 34849.01 | 2024-05-23 | 0
TX CHILDRENS | BE00088364 | TABW62230 | INCUBATOR, NEONATAL | DATEX-OHMEDA INC | OMNIBED | 34810.77 | 2018-03-31 | 0
TX CHILDRENS | BE00088363 | TABW62228 | INCUBATOR, NEONATAL | DATEX-OHMEDA INC | OMNIBED | 34810.77 | 2018-03-31 | 0
TX CHILDRENS | BE00111108 | 6B944 | LAB ELECTROPHYSIOLOGY EQ. | PHYSIOLOGIC INSTRUMENTS INC | EM6-C | 34809.44 | 2020-01-15 | 0
TX CHILDRENS | BE00124499 | 22FEBTEG10034 | THYROID UPTAKE MEASUREMENT SYSTEM | MIRION TECHNOLOGIES (CAPINTEC) | CAPTUS 4000E | 34785 | 2025-03-01 | 0
TX CHILDRENS | BE00127544 | L20646170519 | AUTO SAMPLER | SHIMADZU SCIENTIFIC INSTRUMENT | SIL-30ACMP | 34752.84 | 2024-09-20 | 41071.74
TX CHILDRENS | BE00012002 | 9943-0310-004 | PACEMAKER, EXTERNAL | FISCHER MEDICAL TECHNOLOGIES | DTU-215B EPSTIM | 34700 | 2012-06-01 | 0
TX CHILDRENS | BE00122423 | 1027531 | AUDITORY BRAINSTEM RESPONSE SYSTEM | INTERACOUSTICS | ECLIPSE | 34682.34 | 2025-02-04 | 0
TX CHILDRENS | BE00122421 | 1026979 | AUDITORY BRAINSTEM RESPONSE SYSTEM | INTERACOUSTICS | ECLIPSE | 34682.34 | 2025-02-04 | 0
TX CHILDRENS | BE00066075 | 3715001 | MICROSCOPE ACCESSORIES | SCIENTIFIA LLC | PATCHPAD | 34674.5 | 2017-04-24 | 0
TX CHILDRENS | BE00122098 | PP8321M2207EP | CASSETTE LABELER | THERMO FISHER SCIENTIFIC ASHEVILLE LLC | PRINTMATE AS | 34669.06 | 2024-10-23 | 0
TX CHILDRENS | BE00126387 | PP8363M2208EP | CASSETTE LABELER | THERMO FISHER SCIENTIFIC ASHEVILLE LLC | PRINTMATE AS | 34669.06 | 2024-10-23 | 0
TX CHILDRENS | BE00108729 | BAA083487 | STERILIZER, STEAM | GETINGE USA SALES LLC | 433HC-E | 34634.92 | 2019-10-03 | 0
TX CHILDRENS | BE00108728 | BAA081583 | STERILIZER, STEAM | GETINGE USA SALES LLC | 433HC-E | 34634.92 | 2019-10-03 | 0
TX CHILDRENS | BE00104130 | BAA081584 | STERILIZER, STEAM | GETINGE USA SALES LLC | 433HC-E | 34634.92 | 2019-10-03 | 0
TX CHILDRENS | BE00104129 | BAA085169 | STERILIZER, STEAM | GETINGE USA SALES LLC | 433HC-E | 34634.92 | 2019-10-03 | 0
TX CHILDRENS | BE00082801 | URA063925 | STERILIZER, STEAM | GETINGE USA SALES LLC | 433HC-E | 34634.92 | 2017-05-24 | 0
TX CHILDRENS | KN228539 | 196496-007 | WASHER, SCOPE, ULTRASONIC | MEDIVATORS INC | DSD-201 | 34504 | 2008-11-29 | 0
TX CHILDRENS | KN228540 | 196496-014 | WASHER, SCOPE, ULTRASONIC | MEDIVATORS INC | DSD-201 | 34504 | 2008-11-29 | 0
TX CHILDRENS | BE00121279 | 11546431 | CRYOSURGICAL UNIT & ACCESSORY | Erbe USA Incorporated | ERBECRYO 2 | 34336 | 2024-10-23 | 0
TX CHILDRENS | BE00120572 | 2023/19/07 | HYPO/HYPERTHERMIA DEVICE | INTERNATIONAL BIOMEDICAL INC | TECOTHERM NEO | 34304.1 | 2024-07-27 | 0
TX CHILDRENS | BE00064328 | SGTC51140505 | SCINTILLATION COUNTER | PERKIN ELMER CORP. | TRI-CARB 2910TR | 34270 | 2016-01-01 | 7525.5
TX CHILDRENS | BE00036855 | HDGQ51015 | INCUBATOR, NEONATAL | DATEX-OHMEDA INC | OMNIBED | 34264.52 | 2013-01-17 | 0
TX CHILDRENS | BE00036873 | HDGQ50998 | INCUBATOR, NEONATAL | DATEX-OHMEDA INC | OMNIBED | 34264.52 | 2013-01-17 | 0
TX CHILDRENS | BE00036853 | HDGQ51009 | INCUBATOR, NEONATAL | DATEX-OHMEDA INC | OMNIBED | 34264.52 | 2013-01-17 | 0
TX CHILDRENS | BE00036863 | HDGQ51012 | INCUBATOR, NEONATAL | DATEX-OHMEDA INC | OMNIBED | 34264.52 | 2013-01-17 | 0
TX CHILDRENS | BE00036861 | HDGQ51003 | INCUBATOR, NEONATAL | DATEX-OHMEDA INC | OMNIBED | 34264.52 | 2013-01-17 | 0
TX CHILDRENS | BE00036865 | HDGQ51010 | INCUBATOR, NEONATAL | DATEX-OHMEDA INC | OMNIBED | 34264.52 | 2013-01-17 | 0
TX CHILDRENS | BE00036869 | HDGQ51023 | INCUBATOR, NEONATAL | DATEX-OHMEDA INC | OMNIBED | 34264.52 | 2013-01-17 | 0
TX CHILDRENS | BE00035019 | HDGQ51019 | INCUBATOR, NEONATAL | DATEX-OHMEDA INC | OMNIBED | 34264.52 | 2013-01-17 | 0
TX CHILDRENS | BE00036866 | HDGQ51008 | INCUBATOR, NEONATAL | DATEX-OHMEDA INC | OMNIBED | 34264.52 | 2013-01-17 | 0
TX CHILDRENS | BE00036862 | HDGQ51020 | INCUBATOR, NEONATAL | DATEX-OHMEDA INC | OMNIBED | 34264.52 | 2013-01-17 | 0
TX CHILDRENS | BE00036864 | HDGQ51004 | INCUBATOR, NEONATAL | DATEX-OHMEDA INC | OMNIBED | 34264.52 | 2013-01-17 | 0
TX CHILDRENS | BE00035024 | HDGQ51024 | INCUBATOR, NEONATAL | DATEX-OHMEDA INC | OMNIBED | 34264.52 | 2013-01-17 | 0
TX CHILDRENS | BE00036856 | HDGQ51002 | INCUBATOR, NEONATAL | DATEX-OHMEDA INC | OMNIBED | 34264.52 | 2013-01-17 | 0
TX CHILDRENS | BE00036870 | HDGQ50997 | INCUBATOR, NEONATAL | DATEX-OHMEDA INC | OMNIBED | 34264.52 | 2013-01-17 | 0
TX CHILDRENS | BE00035030 | HDGQ51030 | INCUBATOR, NEONATAL | DATEX-OHMEDA INC | OMNIBED | 34264.52 | 2013-01-17 | 0
TX CHILDRENS | BE00035008 | HDGQ50995 | INCUBATOR, NEONATAL | DATEX-OHMEDA INC | OMNIBED | 34264.52 | 2013-01-17 | 0
TX CHILDRENS | BE00036859 | HDGQ51025 | INCUBATOR, NEONATAL | DATEX-OHMEDA INC | OMNIBED | 34264.52 | 2013-01-17 | 0
TX CHILDRENS | BE00036857 | HDGQ51005 | INCUBATOR, NEONATAL | DATEX-OHMEDA INC | OMNIBED | 34264.52 | 2013-01-17 | 0
TX CHILDRENS | BE00035026 | HDGQ51026 | INCUBATOR, NEONATAL | DATEX-OHMEDA INC | OMNIBED | 34264.52 | 2013-01-17 | 0
TX CHILDRENS | BE00036867 | HDGQ51027 | INCUBATOR, NEONATAL | DATEX-OHMEDA INC | OMNIBED | 34264.52 | 2013-01-17 | 0
TX CHILDRENS | BE00035018 | HDGQ51018 | INCUBATOR, NEONATAL | DATEX-OHMEDA INC | OMNIBED | 34264.52 | 2013-01-17 | 0
TX CHILDRENS | BE00035014 | HDGQ51014 | INCUBATOR, NEONATAL | DATEX-OHMEDA INC | OMNIBED | 34264.52 | 2013-01-17 | 0
TX CHILDRENS | BE00035017 | HDGQ51017 | INCUBATOR, NEONATAL | DATEX-OHMEDA INC | OMNIBED | 34264.52 | 2013-01-17 | 0
TX CHILDRENS | BE00036871 | HDGQ51000 | INCUBATOR, NEONATAL | DATEX-OHMEDA INC | OMNIBED | 34264.52 | 2013-01-17 | 0
TX CHILDRENS | BE00036874 | HDGQ51021 | INCUBATOR, NEONATAL | DATEX-OHMEDA INC | OMNIBED | 34264.52 | 2013-01-17 | 0
TX CHILDRENS | BE00035006 | HDGQ51006 | INCUBATOR, NEONATAL | DATEX-OHMEDA INC | OMNIBED | 34264.52 | 2013-01-17 | 0
TX CHILDRENS | BE00035029 | HDGQ51029 | INCUBATOR, NEONATAL | DATEX-OHMEDA INC | OMNIBED | 34264.52 | 2013-01-17 | 0
TX CHILDRENS | BE00036872 | HDGQ51011 | INCUBATOR, NEONATAL | DATEX-OHMEDA INC | OMNIBED | 34264.52 | 2013-01-17 | 0
TX CHILDRENS | BE00036854 | HDGQ51028 | INCUBATOR, NEONATAL | DATEX-OHMEDA INC | OMNIBED | 34264.52 | 2013-01-17 | 0
TX CHILDRENS | BE00035022 | HDGQ51022 | INCUBATOR, NEONATAL | DATEX-OHMEDA INC | OMNIBED | 34264.52 | 2013-01-17 | 0
TX CHILDRENS | BE00035013 | HDGQ51013 | INCUBATOR, NEONATAL | DATEX-OHMEDA INC | OMNIBED | 34264.52 | 2013-01-17 | 0
TX CHILDRENS | BE00035009 | HDGQ50999 | INCUBATOR, NEONATAL | DATEX-OHMEDA INC | OMNIBED | 34264.52 | 2013-01-17 | 0
TX CHILDRENS | BE00036868 | HDGQ51067 | INCUBATOR, NEONATAL | DATEX-OHMEDA INC | OMNIBED | 34264.52 | 2013-01-17 | 0
TX CHILDRENS | BE00036860 | HDGQ51016 | INCUBATOR, NEONATAL | DATEX-OHMEDA INC | OMNIBED | 34264.52 | 2013-01-17 | 0
TX CHILDRENS | BE00036858 | HDGQ51007 | INCUBATOR, NEONATAL | DATEX-OHMEDA INC | OMNIBED | 34264.52 | 2013-01-17 | 0
TX CHILDRENS | BE00036875 | HDGQ51001 | INCUBATOR, NEONATAL | DATEX-OHMEDA INC | OMNIBED | 34264.52 | 2013-01-17 | 0
TX CHILDRENS | BE00064087 | 670436 | OXYGEN MONITOR | HAMAMATSU CORPORATION | NIRO-200NX | 34230 | 2016-05-06 | 0
TX CHILDRENS | BE00112285 | BAA093853 | STERILIZER, STEAM | GETINGE USA SALES LLC | LSS-275 | 34210 | 2021-03-05 | 0
TX CHILDRENS | BE00113460 | BAA093852 | STERILIZER, STEAM | GETINGE USA SALES LLC | LSS-275 | 34210 | 2021-03-05 | 0
TX CHILDRENS | BE00128840 | VFD001422 | ULTRASOUND, COLOR FLOW | GE Precision Healthcare LLC | VENUE FIT | 34192.95 | 2025-06-18 | 0
TX CHILDRENS | BE00119494 | 1029671 | AUDITORY BRAINSTEM RESPONSE SYSTEM | INTERACOUSTICS | ECLIPSE | 34169.99 | 2024-08-27 | 0
TX CHILDRENS | BE00034400 | 404214007 | TABLE, SURGICAL, AC POWERED | STERIS Corporation | 3085 SP | 34160.01 | 2015-04-28 | 0
TX CHILDRENS | KN226415 | 7E033271 | WASHER, DISINFECTOR | GETINGE USA SALES LLC | 1400LXP | 34150 | 2008-12-04 | 0
TX CHILDRENS | BE00087441 | 610066WX0 | ULTRASOUND, COLOR FLOW | GE Precision Healthcare LLC | LOGIQ E | 34124.1 | 2018-04-23 | 0
TX CHILDRENS | BE00082150 | 14C007170T | AUDITORY BRAINSTEM RESPONSE SYSTEM | BIO-LOGIC SYSTEMS INC. | 580-NAVPR2 | 34055 | 2017-02-17 | 0
TX CHILDRENS | BE00110766 | D710139 | VIDEO SYSTEM CONTROLLER | PENTAX PRECISION INSTRUMENT CORP | EPK-i7010 | 34050.81 | 2020-10-01 | 0
TX CHILDRENS | BE00116588 | E710081 | VIDEO SYSTEM CONTROLLER | PENTAX PRECISION INSTRUMENT CORP | EPK-i7010 | 34015 | 2022-12-21 | 0
TX CHILDRENS | BE00116587 | E710078 | VIDEO SYSTEM CONTROLLER | PENTAX PRECISION INSTRUMENT CORP | EPK-i7010 | 34015 | 2022-12-21 | 0
TX CHILDRENS | BE00116583 | E710070 | VIDEO SYSTEM CONTROLLER | PENTAX PRECISION INSTRUMENT CORP | EPK-i7010 | 34015 | 2022-12-21 | 0
TX CHILDRENS | BE00115696 | E710088 | VIDEO SYSTEM CONTROLLER | PENTAX PRECISION INSTRUMENT CORP | EPK-i7010 | 34015 | 2022-12-21 | 0
TX CHILDRENS | BE00116584 | E710074 | VIDEO SYSTEM CONTROLLER | PENTAX PRECISION INSTRUMENT CORP | EPK-i7010 | 34015 | 2022-12-21 | 0
TX CHILDRENS | BE00116585 | E710075 | VIDEO SYSTEM CONTROLLER | PENTAX PRECISION INSTRUMENT CORP | EPK-i7010 | 34015 | 2022-12-21 | 0
TX CHILDRENS | BE00113006 | 961194403 | DISPLAY, FLAT PANEL, TOUCH | COVIDIEN LP | DD-961 | 34000.14 | 2020-12-01 | 0
TX CHILDRENS | KN214182 | L2RT0496F | FILE SERVER | GE Medical Systems Information Tech Inc | MARS 5000 | 34000 | 2004-04-30 | 0
TX CHILDRENS | KN214184 | M2RT0504F | FILE SERVER | GE Medical Systems Information Tech Inc | MARS 5000 | 34000 | 2004-03-31 | 0
TX CHILDRENS | BE00083502 | 0406016002 | TABLE, SURGICAL, AC POWERED | STERIS Corporation | 3085 SP | 34000 | 2023-04-18 | 0
TX CHILDRENS | BE00062939 | 427309007 | TABLE, SURGICAL, AC POWERED | STERIS Corporation | 3085 SP | 34000 | 2015-01-22 | 0
TX CHILDRENS | BE00082632 | 15L007709M | AUDITORY BRAINSTEM RESPONSE SYSTEM | BIO-LOGIC SYSTEMS INC. | 580-NAVPR2 | 34000 | 2018-01-18 | 0
TX CHILDRENS | BE00060178 | 0421913007 | TABLE, SURGICAL, AC POWERED | STERIS Corporation | 3085 SP | 33921.98 | 2014-06-11 | 0
TX CHILDRENS | KN209913 | B401701101 | TABLE, SURGICAL, AC POWERED | AMSCO MEDICAL | 3085 SP | 33921.4 | 2002-06-18 | 0
TX CHILDRENS | HTMFS-2301171 | 2301171 | PROBE, BRONC | OLYMPUS AMERICA INC | BF-MP190F | 33900 | 2023-10-06 | 0
TX CHILDRENS | KN216698 | DM250004 | CAMERA | CARL ZEISS MEDITEC USA INC | SD300H | 33900 | 2007-10-31 | 0
TX CHILDRENS | HTMFS-2301204 | 2301204 | PROBE, BRONC | OLYMPUS AMERICA INC | BF-MP190F | 33900 | 2023-10-06 | 0
TX CHILDRENS | KN224792 | 5J15180 | MICROSCOPE | OLYMPUS AMERICA INC | BX51TRF | 33891.21 | 2007-03-09 | 0
TX CHILDRENS | BE00120473 | VP8203072 | ULTRASOUND, COLOR FLOW | GE Precision Healthcare LLC | VOLUSON P8 | 33839 | 2024-08-09 | 0
TX CHILDRENS | BE00120474 | VP8203074 | ULTRASOUND, COLOR FLOW | GE Precision Healthcare LLC | VOLUSON P8 | 33839 | 2024-08-09 | 0
TX CHILDRENS | BE00120472 | VP8203078 | ULTRASOUND, COLOR FLOW | GE Precision Healthcare LLC | VOLUSON P8 | 33839 | 2024-08-09 | 0
TX CHILDRENS | BE00088476 | 102979072 | SURGICAL LIGHT | Trumpf Medical Systems Inc Do Not Use | TRULIGHT 5520 | 33750 | 2018-04-25 | 0
TX CHILDRENS | BE00088478 | 102671059 | SURGICAL LIGHT | Trumpf Medical Systems Inc Do Not Use | TRULIGHT 5520 | 33750 | 2018-04-25 | 0
TX CHILDRENS | BE00088529 | 102979071 | SURGICAL LIGHT | Trumpf Medical Systems Inc Do Not Use | TRULIGHT 5520 | 33750 | 2018-04-25 | 0
TX CHILDRENS | BE00088474 | 102671057 | SURGICAL LIGHT | Trumpf Medical Systems Inc Do Not Use | TRULIGHT 5520 | 33750 | 2018-04-25 | 0
TX CHILDRENS | BE00088480 | 102979070 | SURGICAL LIGHT | Trumpf Medical Systems Inc Do Not Use | TRULIGHT 5520 | 33750 | 2018-04-25 | 0
TX CHILDRENS | BE00088530 | 102666284 | SURGICAL LIGHT | Trumpf Medical Systems Inc Do Not Use | TRULIGHT 5520 | 33750 | 2018-04-25 | 0
TX CHILDRENS | BE00101653 | VA010296 | VIDEO SYSTEM CONTROLLER | PENTAX PRECISION INSTRUMENT CORP | EPK-i7010 | 33735.6 | 2018-08-09 | 0
TX CHILDRENS | BE00100420 | UA010313 | VIDEO SYSTEM CONTROLLER | PENTAX PRECISION INSTRUMENT CORP | EPK-i7010 | 33735.6 | 2018-08-09 | 0
TX CHILDRENS | BE00117865 | D710285 | VIDEO SYSTEM CONTROLLER | PENTAX PRECISION INSTRUMENT CORP | EPK-i7010 | 33735.6 | 2022-08-25 | 0
TX CHILDRENS | BE00064053 | HCO200011 | WATER PURIFIER | AmeriWater | HCRO401 | 33641.06 | 2020-04-03 | 0
TX CHILDRENS | BE00116406 | 2204CE0227 | INSUFFLATOR, LAPAROSCOPE | CONMED CORP | AIRSEAL IFS | 33600 | 2023-07-28 | 10012.5
TX CHILDRENS | KN224264 | B00283 | TEST EQUIPMENT,NON-PATIENT | ECHOSERVE (SONORA MEDICAL) | 2000 | 33600 | 2010-02-09 | 0
TX CHILDRENS | BE00011926 | JXT10H02 | CENTRIFUGE, REFRIGERATED | BECKMAN COULTER INC - SERVICE AGREEMENT | AVANTI J-26XPI | 33501.18 | 2011-11-09 | 0
TX CHILDRENS | BE00123326 | PX204622 | HEMODIALYSIS SYSTEM ACCESSORY | BAXTER HEALTHCARE - RENAL DIV SERVICE | PRISMAX | 33485 | 2025-11-13 | 0
TX CHILDRENS | BE00123327 | PX204660 | HEMODIALYSIS SYSTEM ACCESSORY | BAXTER HEALTHCARE - RENAL DIV SERVICE | PRISMAX | 33485 | 2025-11-13 | 0
TX CHILDRENS | BE00123325 | PX205163 | HEMODIALYSIS SYSTEM ACCESSORY | BAXTER HEALTHCARE - RENAL DIV SERVICE | PRISMAX | 33485 | 2025-11-13 | 0
TX CHILDRENS | BE00089066 | 680560 | OPHTHALMOLOGY CAMERA & ACCESSORIES | NIDEK INCORPORATED | AFC-330 | 33480 | 2017-10-23 | 0
TX CHILDRENS | THI002048 | 86410087123618 | INJECTOR, DYE | BAYER CORPORATION | MARK 7 ARTERION | 33452.56 | 2024-05-11 | 0
TX CHILDRENS | BE00010785 | 46130 | CRYOSTAT | THERMO FISHER SCIENTIFIC ASHEVILLE LLC | MICROM HM550 | 33443.12 | 2011-03-11 | 0
TX CHILDRENS | BE00011918 | 785 BR05385 | DNA THERMAL CYCLER | BIO RAD LABORATORIES INC | CFX96 | 33395 | 2011-11-08 | 0
TX CHILDRENS | BE00131698 | ENTC91182 | SURGICAL INSTRUMENT MOTOR ACCE | MEDTRONIC XOMED INC | 1898001 | 33392.8 | 2026-06-30 | 0
TX CHILDRENS | BE00111896 | 02493557 | ORBITER | STRYKER CORP | TP 622 B | 33384.74 | 2019-10-04 | 0
TX CHILDRENS | BE00111894 | 02493559 | ORBITER | STRYKER CORP | TP 622 B | 33384.74 | 2019-10-04 | 0
TX CHILDRENS | BE00112438 | 02493554 | ORBITER | STRYKER CORP | TP 622 B | 33384.74 | 2019-11-06 | 0
TX CHILDRENS | BE00111890 | 02493556 | ORBITER | STRYKER CORP | TP 622 B | 33384.74 | 2019-10-04 | 0
TX CHILDRENS | BE00112435 | 02493558 | ORBITER | STRYKER CORP | TP 622 B | 33384.74 | 2019-11-06 | 0
TX CHILDRENS | BE00111900 | 02493555 | ORBITER | STRYKER CORP | TP 622 B | 33384.74 | 2019-10-04 | 0
TX CHILDRENS | BE00122094 | 754R2826N007 | BLOOD GAS ANALYZER | RADIOMETER COPENHAGEN | ABL 835 FLEX | 33363 | 2025-03-20 | 0
TX CHILDRENS | BE00122095 | 754R2826N010 | BLOOD GAS ANALYZER | RADIOMETER COPENHAGEN | ABL 835 FLEX | 33363 | 2025-03-20 | 0
TX CHILDRENS | KN223923 | 39159 | AUTOMATED MEDICATION DISPENSER | OMNICELL INC | OSCT | 33295.5 | 2007-02-24 | 0
TX CHILDRENS | BE00114229 | 2269370W | EXERCISE EQUIP, POWERED | RESTORATIVE THERAPIES | RT300 | 33295 | 2021-11-05 | 0
TX CHILDRENS | BE00056562 | SDY11199147GA | CENTRAL STATION, MONITORING | GE Medical Systems Information Tech Inc | CIC | 33217 | 2013-03-18 | 0
TX CHILDRENS | BE00056676 | SDY11199148GA | CENTRAL STATION, MONITORING | GE Medical Systems Information Tech Inc | CIC | 33217 | 2013-03-18 | 0
TX CHILDRENS | BE00110541 | BAA087891 | STERILIZER, STEAM | GETINGE USA SALES LLC | 533LS-E | 33214 | 2020-03-19 | 0
TX CHILDRENS | BE00110540 | BAA087606 | STERILIZER, STEAM | GETINGE USA SALES LLC | 533LS-E | 33214 | 2020-03-19 | 0
TX CHILDRENS | KN214134 | NONE | NURSE CALL SYSTEM | DUKANE | PROCARE 6000 | 33200.18 | 2002-04-30 | 0
TX CHILDRENS | KN214136 | NONE | NURSE CALL SYSTEM | DUKANE | PROCARE 6000 | 33200.18 | 2002-04-30 | 0
TX CHILDRENS | HTMFS-2222467 | 2222467 | PROBE, BRONC | OLYMPUS AMERICA INC | BF-Q190 | 33200 | 2023-10-06 | 0
TX CHILDRENS | HTMFS-2222536 | 2222536 | PROBE, BRONC | OLYMPUS AMERICA INC | BF-Q190 | 33200 | 2023-10-06 | 0
TX CHILDRENS | BE00119690 | 2308CE0218 | INSUFFLATOR, LAPAROSCOPE | CONMED CORP | AIRSEAL IFS | 33125 | 2024-12-10 | 10012.5
TX CHILDRENS | HTMFS-2230066 | 2230066 | PROBE, BRONC | OLYMPUS AMERICA INC | BF-H190 | 33000 | 2023-10-06 | 0
TX CHILDRENS | HTMFS-2129752 | 2129752 | PROBE, BRONC | OLYMPUS AMERICA INC | BF-H190 | 33000 | 2023-10-06 | 0
TX CHILDRENS | KN214366 | NONE | NURSE CALL SYSTEM | DUKANE | PROCARE 6000 | 33000 | 2003-08-20 | 0
TX CHILDRENS | BE00035381 | CN1201-1921 | AUTOMATED MEDICATION DISPENSER | OMNICELL INC | CSM | 32995.11 | 2012-08-03 | 0
TX CHILDRENS | BE00104031 | 3847001656 | MICROSCOPE | CARL ZEISS MEDITEC USA INC | AXIO VERT.A1 | 32979.24 | 2019-07-08 | 0
TX CHILDRENS | BE00108351 | 02108934 | ORBITER | STRYKER CORP | TP 622 T | 32978.93 | 2019-07-23 | 0
TX CHILDRENS | BE00108357 | 02108930 | ORBITER | STRYKER CORP | TP 622 T | 32978.93 | 2019-07-23 | 0
TX CHILDRENS | BE00108312 | 02108924 | ORBITER | STRYKER CORP | TP 622 T | 32978.93 | 2019-07-23 | 0
TX CHILDRENS | BE00108702 | Y90236 | ORBITER | STRYKER CORP | TP 622 | 32978.93 | 2019-07-23 | 0
TX CHILDRENS | BE00109132 | 02127497 | ORBITER | STRYKER CORP | TF 622 BC | 32978.93 | 2019-07-23 | 0
TX CHILDRENS | BE00108421 | 90130 | ORBITER | STRYKER CORP | TF 622 BC | 32978.93 | 2019-07-23 | 0
TX CHILDRENS | BE00107458 | 02184939 | ORBITER | STRYKER CORP | TF 622 BC | 32978.93 | 2019-07-23 | 0
TX CHILDRENS | BE00108397 | 90187 | ORBITER | STRYKER CORP | TF 622 BC | 32978.93 | 2019-07-23 | 0
TX CHILDRENS | BE00108329 | 02109216 | ORBITER | STRYKER CORP | TF 622 BC | 32978.93 | 2019-07-23 | 0
TX CHILDRENS | BE00108493 | 02137463 | ORBITER | STRYKER CORP | TF 622 BC | 32978.93 | 2019-07-23 | 0
TX CHILDRENS | BE00107457 | 02168893 | ORBITER | STRYKER CORP | TP 622 T | 32978.93 | 2019-07-23 | 0
TX CHILDRENS | BE00108326 | 02109233 | ORBITER | STRYKER CORP | TF 622 BC | 32978.93 | 2019-07-23 | 0
TX CHILDRENS | BE00108537 | 02138904 | ORBITER | STRYKER CORP | TP 622 T | 32978.93 | 2019-07-23 | 0
TX CHILDRENS | BE00108538 | 02137469 | ORBITER | STRYKER CORP | TF 622 BC | 32978.93 | 2019-07-23 | 0
TX CHILDRENS | BE00108371 | 02109238 | ORBITER | STRYKER CORP | TF 622 BC | 32978.93 | 2019-07-23 | 0
TX CHILDRENS | BE00108369 | 02108935 | ORBITER | STRYKER CORP | TP 622 T | 32978.93 | 2019-07-23 | 0
TX CHILDRENS | BE00107502 | 02188834 | ORBITER | STRYKER CORP | TP 622 T | 32978.93 | 2019-07-23 | 0
TX CHILDRENS | BE00108439 | 90137 | ORBITER | STRYKER CORP | TF 622 BC | 32978.93 | 2019-07-23 | 0
TX CHILDRENS | BE00107499 | 02184925 | ORBITER | STRYKER CORP | TP 622 T | 32978.93 | 2019-07-23 | 0
TX CHILDRENS | BE00109360 | 02205319 | ORBITER | STRYKER CORP | TF 622 BC | 32978.93 | 2019-07-23 | 0
TX CHILDRENS | BE00108438 | 90174 | ORBITER | STRYKER CORP | TP 622 T | 32978.93 | 2019-07-23 | 0
TX CHILDRENS | BE00109330 | 02205313 | ORBITER | STRYKER CORP | TF 622 BC | 32978.93 | 2019-07-23 | 0
TX CHILDRENS | BE00107493 | 02188831 | ORBITER | STRYKER CORP | TP 622 T | 32978.93 | 2019-07-23 | 0
TX CHILDRENS | BE00108360 | 02108936 | ORBITER | STRYKER CORP | TP 622 T | 32978.93 | 2019-07-23 | 0
TX CHILDRENS | BE00109354 | 02205314 | ORBITER | STRYKER CORP | TF 622 BC | 32978.93 | 2019-07-23 | 0
TX CHILDRENS | BE00107518 | 02168905 | ORBITER | STRYKER CORP | TF 622 BC | 32978.93 | 2019-07-23 | 0
TX CHILDRENS | BE00108711 | Y90243 | ORBITER | STRYKER CORP | TP 622 | 32978.93 | 2019-07-23 | 0
TX CHILDRENS | BE00108318 | 02108925 | ORBITER | STRYKER CORP | TP 622 T | 32978.93 | 2019-07-23 | 0
TX CHILDRENS | BE00109137 | 02127492 | ORBITER | STRYKER CORP | TF 622 BC | 32978.93 | 2019-07-23 | 0
TX CHILDRENS | BE00109139 | 02144165 | ORBITER | STRYKER CORP | TP 622 T | 32978.93 | 2019-07-23 | 0
TX CHILDRENS | BE00107541 | 02168885 | ORBITER | STRYKER CORP | TP 622 T | 32978.93 | 2019-07-23 | 0
TX CHILDRENS | BE00108382 | 90185 | ORBITER | STRYKER CORP | TF 622 BC | 32978.93 | 2019-07-23 | 0
TX CHILDRENS | BE00108546 | 02138903 | ORBITER | STRYKER CORP | TP 622 T | 32978.93 | 2019-07-23 | 0
TX CHILDRENS | BE00108502 | 02137453 | ORBITER | STRYKER CORP | TF 622 BC | 32978.93 | 2019-07-23 | 0
TX CHILDRENS | BE00107488 | 02188841 | ORBITER | STRYKER CORP | TF 622 BC | 32978.93 | 2019-07-23 | 0
TX CHILDRENS | BE00107559 | 02168889 | ORBITER | STRYKER CORP | TP 622 T | 32978.93 | 2019-07-23 | 0
TX CHILDRENS | BE00108406 | 90167 | ORBITER | STRYKER CORP | TP 622 T | 32978.93 | 2019-07-23 | 0
TX CHILDRENS | BE00108402 | 90177 | ORBITER | STRYKER CORP | TP 622 T | 32978.93 | 2019-07-23 | 0
TX CHILDRENS | BE00108426 | 90121 | ORBITER | STRYKER CORP | TP 622 T | 32978.93 | 2019-07-23 | 0
TX CHILDRENS | BE00108355 | 02109230 | ORBITER | STRYKER CORP | TF 622 BC | 32978.93 | 2019-07-23 | 0
TX CHILDRENS | BE00108354 | 02108931 | ORBITER | STRYKER CORP | TP 622 T | 32978.93 | 2019-07-23 | 0
TX CHILDRENS | BE00108448 | 90124 | ORBITER | STRYKER CORP | TP 622 T | 32978.93 | 2019-07-23 | 0
TX CHILDRENS | BE00107463 | 02184923 | ORBITER | STRYKER CORP | TP 622 T | 32978.93 | 2019-07-23 | 0
TX CHILDRENS | BE00107466 | 02168891 | ORBITER | STRYKER CORP | TP 622 T | 32978.93 | 2019-07-23 | 0
TX CHILDRENS | BE00108333 | 02108917 | ORBITER | STRYKER CORP | TP 622 T | 32978.93 | 2019-07-23 | 0
TX CHILDRENS | BE00108569 | 02144163 | ORBITER | STRYKER CORP | TP 622 T | 32978.93 | 2019-07-23 | 0
TX CHILDRENS | BE00108567 | 02127498 | ORBITER | STRYKER CORP | TF 622 BC | 32978.93 | 2019-07-23 | 0
TX CHILDRENS | BE00108429 | 90117 | ORBITER | STRYKER CORP | TP 622 T | 32978.93 | 2019-07-23 | 0
TX CHILDRENS | BE00108532 | 02137473 | ORBITER | STRYKER CORP | TF 622 BC | 32978.93 | 2019-07-23 | 0
TX CHILDRENS | BE00108572 | 02127494 | ORBITER | STRYKER CORP | TF 622 BC | 32978.93 | 2019-07-23 | 0
TX CHILDRENS | BE00109347 | 02205303 | ORBITER | STRYKER CORP | TP 622 T | 32978.93 | 2019-07-23 | 0
TX CHILDRENS | BE00108359 | 02109222 | ORBITER | STRYKER CORP | TF 622 BC | 32978.93 | 2019-07-23 | 0
TX CHILDRENS | BE00109348 | 02205309 | ORBITER | STRYKER CORP | TF 622 BC | 32978.93 | 2019-07-23 | 0
TX CHILDRENS | BE00108529 | 02138890 | ORBITER | STRYKER CORP | TP 622 T | 32978.93 | 2019-07-23 | 0
TX CHILDRENS | BE00108387 | 90119 | ORBITER | STRYKER CORP | TF 622 BC | 32978.93 | 2019-07-23 | 0
TX CHILDRENS | BE00108411 | 90183 | ORBITER | STRYKER CORP | TF 622 BC | 32978.93 | 2019-07-23 | 0
TX CHILDRENS | BE00108378 | 02127495 | ORBITER | STRYKER CORP | TF 622 BC | 32978.93 | 2019-07-23 | 0
TX CHILDRENS | BE00109136 | 02144164 | ORBITER | STRYKER CORP | TP 622 T | 32978.93 | 2019-07-23 | 0
TX CHILDRENS | BE00107562 | 02168900 | ORBITER | STRYKER CORP | TP 622 T | 32978.93 | 2019-07-23 | 0
TX CHILDRENS | BE00108517 | 02138891 | ORBITER | STRYKER CORP | TP 622 T | 32978.93 | 2019-07-23 | 0
TX CHILDRENS | BE00107482 | 02188838 | ORBITER | STRYKER CORP | TF 622 BC | 32978.93 | 2019-07-23 | 0
TX CHILDRENS | BE00108444 | 90170 | ORBITER | STRYKER CORP | TP 622 T | 32978.93 | 2019-07-23 | 0
TX CHILDRENS | BE00108352 | 02109229 | ORBITER | STRYKER CORP | TF 622 BC | 32978.93 | 2019-07-23 | 0
TX CHILDRENS | BE00107532 | 02168895 | ORBITER | STRYKER CORP | TP 622 T | 32978.93 | 2019-07-23 | 0
TX CHILDRENS | BE00108498 | 02137452 | ORBITER | STRYKER CORP | TF 622 BC | 32978.93 | 2019-07-23 | 0
TX CHILDRENS | BE00109342 | 02205312 | ORBITER | STRYKER CORP | TF 622 BC | 32978.93 | 2019-07-23 | 0
TX CHILDRENS | BE00108436 | 90138 | ORBITER | STRYKER CORP | TF 622 BC | 32978.93 | 2019-07-23 | 0
TX CHILDRENS | BE00108558 | 02138900 | ORBITER | STRYKER CORP | TP 622 T | 32978.93 | 2019-07-23 | 0
TX CHILDRENS | BE00108300 | 02127502 | ORBITER | STRYKER CORP | TF 622 BC | 32978.93 | 2019-07-23 | 0
TX CHILDRENS | BE00108560 | 02137464 | ORBITER | STRYKER CORP | TF 622 BC | 32978.93 | 2019-07-23 | 0
TX CHILDRENS | BE00107478 | 02184927 | ORBITER | STRYKER CORP | TP 622 T | 32978.93 | 2019-07-23 | 0
TX CHILDRENS | BE00107547 | 02168886 | ORBITER | STRYKER CORP | TP 622 T | 32978.93 | 2019-07-23 | 0
TX CHILDRENS | BE00108391 | 90120 | ORBITER | STRYKER CORP | TP 622 T | 32978.93 | 2019-07-23 | 0
TX CHILDRENS | BE00116140 | 02862132 | ORBITER | STRYKER CORP | SPS-3-B | 32978.93 | 2021-12-29 | 0
TX CHILDRENS | BE00107523 | 02184922 | ORBITER | STRYKER CORP | TP 622 T | 32978.93 | 2019-07-23 | 0
TX CHILDRENS | BE00108301 | 02144159 | ORBITER | STRYKER CORP | TP 622 T | 32978.93 | 2019-07-23 | 0
TX CHILDRENS | BE00108390 | 90189 | ORBITER | STRYKER CORP | TF 622 BC | 32978.93 | 2019-07-23 | 0
TX CHILDRENS | BE00108394 | 90131 | ORBITER | STRYKER CORP | TF 622 BC | 32978.93 | 2019-07-23 | 0
TX CHILDRENS | BE00108511 | 02137454 | ORBITER | STRYKER CORP | TF 622 BC | 32978.93 | 2019-07-23 | 0
TX CHILDRENS | BE00108414 | 90125 | ORBITER | STRYKER CORP | TP 622 T | 32978.93 | 2019-07-23 | 0
TX CHILDRENS | BE00108415 | 90129 | ORBITER | STRYKER CORP | TF 622 BC | 32978.93 | 2019-07-23 | 0
TX CHILDRENS | BE00108561 | 02138901 | ORBITER | STRYKER CORP | TP 622 T | 32978.93 | 2019-07-23 | 0
TX CHILDRENS | BE00107544 | 02168884 | ORBITER | STRYKER CORP | TP 622 T | 32978.93 | 2019-07-23 | 0
TX CHILDRENS | BE00107545 | 02168912 | ORBITER | STRYKER CORP | TF 622 BC | 32978.93 | 2019-07-23 | 0
TX CHILDRENS | BE00108541 | 02137471 | ORBITER | STRYKER CORP | TF 622 BC | 32978.93 | 2019-07-23 | 0
TX CHILDRENS | BE00107484 | 02184926 | ORBITER | STRYKER CORP | TP 622 T | 32978.93 | 2019-07-23 | 0
TX CHILDRENS | BE00109339 | 02205317 | ORBITER | STRYKER CORP | TF 622 BC | 32978.93 | 2019-07-23 | 0
TX CHILDRENS | BE00108564 | 02108898 | ORBITER | STRYKER CORP | TP 622 T | 32978.93 | 2019-07-23 | 0
TX CHILDRENS | BE00108375 | 02108928 | ORBITER | STRYKER CORP | TP 622 T | 32978.93 | 2019-07-23 | 0
TX CHILDRENS | BE00102456 | 2834755 | ORBITER | STRYKER CORP | SPC-3-C | 32978.93 | 2021-03-02 | 0
TX CHILDRENS | BE00107473 | 02168904 | ORBITER | STRYKER CORP | TF 622 BC | 32978.93 | 2019-07-23 | 0
TX CHILDRENS | BE00108528 | 02137474 | ORBITER | STRYKER CORP | TF 622 BC | 32978.93 | 2019-07-23 | 0
TX CHILDRENS | BE00107512 | 02188836 | ORBITER | STRYKER CORP | TF 622 BC | 32978.93 | 2019-07-23 | 0
TX CHILDRENS | BE00107487 | 02184919 | ORBITER | STRYKER CORP | TP 622 T | 32978.93 | 2019-07-23 | 0
TX CHILDRENS | BE00107560 | 02168906 | ORBITER | STRYKER CORP | TF 622 BC | 32978.93 | 2019-07-23 | 0
TX CHILDRENS | BE00108427 | 90133 | ORBITER | STRYKER CORP | TF 622 BC | 32978.93 | 2019-07-23 | 0
TX CHILDRENS | BE00108501 | 02138880 | ORBITER | STRYKER CORP | TP 622 T | 32978.93 | 2019-07-23 | 0
TX CHILDRENS | BE00108447 | 90179 | ORBITER | STRYKER CORP | TF 622 BC | 32978.93 | 2019-07-23 | 0
TX CHILDRENS | BE00108526 | 02137460 | ORBITER | STRYKER CORP | TF 622 BC | 32978.93 | 2019-07-23 | 0
TX CHILDRENS | BE00108405 | 90184 | ORBITER | STRYKER CORP | TF 622 BC | 32978.93 | 2019-07-23 | 0
TX CHILDRENS | BE00108549 | 02138897 | ORBITER | STRYKER CORP | TP 622 T | 32978.93 | 2019-07-23 | 0
TX CHILDRENS | BE00108505 | 02137450 | ORBITER | STRYKER CORP | TF 622 BC | 32978.93 | 2019-07-23 | 0
TX CHILDRENS | BE00108335 | 02109227 | ORBITER | STRYKER CORP | TF 622 BC | 32978.93 | 2019-07-23 | 0
TX CHILDRENS | BE00109351 | 02205311 | ORBITER | STRYKER CORP | TF 622 BC | 32978.93 | 2019-07-23 | 0
TX CHILDRENS | BE00108316 | 02109231 | ORBITER | STRYKER CORP | TF 622 BC | 32978.93 | 2019-07-23 | 0
TX CHILDRENS | BE00116137 | 02862134 | ORBITER | STRYKER CORP | SPS-3-B | 32978.93 | 2021-12-29 | 0
TX CHILDRENS | BE00108710 | Y90238 | ORBITER | STRYKER CORP | TP 622 | 32978.93 | 2019-07-23 | 0
TX CHILDRENS | BE00107496 | 02188833 | ORBITER | STRYKER CORP | TP 622 T | 32978.93 | 2019-07-23 | 0
TX CHILDRENS | BE00107469 | 02184920 | ORBITER | STRYKER CORP | TP 622 T | 32978.93 | 2019-07-23 | 0
TX CHILDRENS | BE00108338 | 02109235 | ORBITER | STRYKER CORP | TF 622 BC | 32978.93 | 2019-07-23 | 0
TX CHILDRENS | BE00108435 | 90173 | ORBITER | STRYKER CORP | TP 622 T | 32978.93 | 2019-07-23 | 0
TX CHILDRENS | BE00107515 | 02168903 | ORBITER | STRYKER CORP | TF 622 BC | 32978.93 | 2019-07-23 | 0
TX CHILDRENS | BE00107536 | 02168916 | ORBITER | STRYKER CORP | TF 622 BC | 32978.93 | 2019-07-23 | 0
TX CHILDRENS | BE00107467 | 02184931 | ORBITER | STRYKER CORP | TF 622 BC | 32978.93 | 2019-07-23 | 0
TX CHILDRENS | BE00107533 | 02168918 | ORBITER | STRYKER CORP | TF 622 BC | 32978.93 | 2019-07-23 | 0
TX CHILDRENS | BE00108568 | 02127499 | ORBITER | STRYKER CORP | TF 622 BC | 32978.93 | 2019-07-23 | 0
TX CHILDRENS | BE00108381 | 90172 | ORBITER | STRYKER CORP | TP 622 T | 32978.93 | 2019-07-23 | 0
TX CHILDRENS | BE00108450 | 02137457 | ORBITER | STRYKER CORP | TF 622 BC | 32978.93 | 2019-07-23 | 0
TX CHILDRENS | BE00109345 | 02205318 | ORBITER | STRYKER CORP | TF 622 BC | 32978.93 | 2019-07-23 | 0
TX CHILDRENS | BE00107556 | 02168887 | ORBITER | STRYKER CORP | TP 622 T | 32978.93 | 2019-07-23 | 0
TX CHILDRENS | BE00107491 | 02188840 | ORBITER | STRYKER CORP | TF 622 BC | 32978.93 | 2019-07-23 | 0
TX CHILDRENS | BE00108424 | 90180 | ORBITER | STRYKER CORP | TF 622 BC | 32978.93 | 2019-07-23 | 0
TX CHILDRENS | BE00109329 | 02205302 | ORBITER | STRYKER CORP | TP 622 T | 32978.93 | 2019-07-23 | 0
TX CHILDRENS | BE00108342 | 02108932 | ORBITER | STRYKER CORP | TP 622 T | 32978.93 | 2019-07-23 | 0
TX CHILDRENS | BE00108296 | 02144156 | ORBITER | STRYKER CORP | TP 622 T | 32978.93 | 2019-07-23 | 0
TX CHILDRENS | BE00107494 | 02184936 | ORBITER | STRYKER CORP | TF 622 BC | 32978.93 | 2019-07-23 | 0
TX CHILDRENS | BE00109353 | 02205298 | ORBITER | STRYKER CORP | TP 622 T | 32978.93 | 2019-07-23 | 0
TX CHILDRENS | BE00108385 | 90171 | ORBITER | STRYKER CORP | TP 622 T | 32978.93 | 2019-07-23 | 0
TX CHILDRENS | BE00108303 | 02127501 | ORBITER | STRYKER CORP | TF 622 BC | 32978.93 | 2019-07-23 | 0
TX CHILDRENS | BE00108330 | 02108922 | ORBITER | STRYKER CORP | TP 622 T | 32978.93 | 2019-07-23 | 0
TX CHILDRENS | BE00108420 | 90118 | ORBITER | STRYKER CORP | TP 622 T | 32978.93 | 2019-07-23 | 0
TX CHILDRENS | BE00107485 | 02184930 | ORBITER | STRYKER CORP | TF 622 BC | 32978.93 | 2019-07-23 | 0
TX CHILDRENS | BE00109341 | 02205301 | ORBITER | STRYKER CORP | TP 622 T | 32978.93 | 2019-07-23 | 0
TX CHILDRENS | BE00107503 | 02188839 | ORBITER | STRYKER CORP | TF 622 BC | 32978.93 | 2019-01-01 | 0
TX CHILDRENS | BE00109332 | 02205306 | ORBITER | STRYKER CORP | TP 622 T | 32978.93 | 2019-07-23 | 0
TX CHILDRENS | BE00109333 | 02205315 | ORBITER | STRYKER CORP | TF 622 BC | 32978.93 | 2019-07-23 | 0
TX CHILDRENS | BE00108522 | 02138883 | ORBITER | STRYKER CORP | TP 622 T | 32978.93 | 2019-07-23 | 0
TX CHILDRENS | BE00109363 | 02205316 | ORBITER | STRYKER CORP | TF 622 BC | 32978.93 | 2019-07-23 | 0
TX CHILDRENS | BE00108306 | 02127496 | ORBITER | STRYKER CORP | TF 622 BC | 32978.93 | 2019-07-23 | 0
TX CHILDRENS | BE00108400 | 90175 | ORBITER | STRYKER CORP | TP 622 T | 32978.93 | 2019-07-23 | 0
TX CHILDRENS | BE00108396 | 90176 | ORBITER | STRYKER CORP | TP 622 T | 32978.93 | 2019-07-23 | 0
TX CHILDRENS | BE00108323 | 02109224 | ORBITER | STRYKER CORP | TF 622 BC | 32978.93 | 2019-07-23 | 0
TX CHILDRENS | BE00108388 | 90188 | ORBITER | STRYKER CORP | TP 622 T | 32978.93 | 2019-07-23 | 0
TX CHILDRENS | BE00108430 | 90181 | ORBITER | STRYKER CORP | TF 622 BC | 32978.93 | 2019-07-23 | 0
TX CHILDRENS | BE00108507 | 02138885 | ORBITER | STRYKER CORP | TP 622 T | 32978.93 | 2019-07-23 | 0
TX CHILDRENS | BE00108363 | 02108937 | ORBITER | STRYKER CORP | TP 622 T | 32978.93 | 2019-07-23 | 0
TX CHILDRENS | BE00108432 | 90126 | ORBITER | STRYKER CORP | TP 622 T | 32978.93 | 2019-07-23 | 0
TX CHILDRENS | BE00108531 | 02138892 | ORBITER | STRYKER CORP | TP 622 T | 32978.93 | 2019-07-23 | 0
TX CHILDRENS | BE00107497 | 02184935 | ORBITER | STRYKER CORP | TF 622 BC | 32978.93 | 2019-07-23 | 0
TX CHILDRENS | BE00108324 | 02108916 | ORBITER | STRYKER CORP | TP 622 T | 32978.93 | 2019-07-23 | 0
TX CHILDRENS | BE00108717 | Y90246 | ORBITER | STRYKER CORP | TP 622 | 32978.93 | 2019-07-23 | 0
TX CHILDRENS | BE00107521 | 02208189 | ORBITER | STRYKER CORP | TF 622 BC | 32978.93 | 2019-07-23 | 0
TX CHILDRENS | BE00108718 | Y90240 | ORBITER | STRYKER CORP | TP 622 | 32978.93 | 2019-07-23 | 0
TX CHILDRENS | BE00116138 | 02862136 | ORBITER | STRYKER CORP | SPS-3-B | 32978.93 | 2021-12-29 | 0
TX CHILDRENS | BE00116135 | 02862140 | ORBITER | STRYKER CORP | SPS-3-B | 32978.93 | 2021-12-29 | 0
TX CHILDRENS | BE00107563 | 02168909 | ORBITER | STRYKER CORP | TF 622 BC | 32978.93 | 2019-07-23 | 0
TX CHILDRENS | BE00108374 | 02109235 | ORBITER | STRYKER CORP | TF 622 BC | 32978.93 | 2019-07-23 | 0
TX CHILDRENS | BE00107506 | 02188837 | ORBITER | STRYKER CORP | TF 622 BC | 32978.93 | 2019-07-23 | 0
TX CHILDRENS | BE00108377 | 02109234 | ORBITER | STRYKER CORP | TF 622 BC | 32978.93 | 2019-07-23 | 0
TX CHILDRENS | BE00107509 | 02184937 | ORBITER | STRYKER CORP | TF 622 BC | 32978.93 | 2019-07-23 | 0
TX CHILDRENS | BE00108565 | 02137461 | ORBITER | STRYKER CORP | TF 622 BC | 32978.93 | 2019-07-23 | 0
TX CHILDRENS | BE00107461 | 02184932 | ORBITER | STRYKER CORP | TF 622 BC | 32978.93 | 2019-07-23 | 0
TX CHILDRENS | BE00108327 | 02108918 | ORBITER | STRYKER CORP | TP 622 T | 32978.93 | 2019-07-23 | 0
TX CHILDRENS | BE00107481 | 02188832 | ORBITER | STRYKER CORP | TP 622 T | 32978.93 | 2019-07-23 | 0
TX CHILDRENS | BE00107550 | 02168898 | ORBITER | STRYKER CORP | TP 622 T | 32978.93 | 2019-07-23 | 0
TX CHILDRENS | BE00102457 | 2834750 | ORBITER | STRYKER CORP | SPC-3-C | 32978.93 | 2021-03-02 | 0
TX CHILDRENS | BE00107529 | 02168897 | ORBITER | STRYKER CORP | TP 622 T | 32978.93 | 2019-07-23 | 0
TX CHILDRENS | BE00108704 | Y90244 | ORBITER | STRYKER CORP | TP 622 | 32978.93 | 2019-07-23 | 0
TX CHILDRENS | BE00108451 | 02138888 | ORBITER | STRYKER CORP | TP 622 T | 32978.93 | 2019-07-23 | 0
TX CHILDRENS | BE00108523 | 02137476 | ORBITER | STRYKER CORP | TF 622 BC | 32978.93 | 2019-07-23 | 0
TX CHILDRENS | BE00108379 | 02144162 | ORBITER | STRYKER CORP | TP 622 T | 32978.93 | 2019-07-23 | 0
TX CHILDRENS | BE00109129 | 02144160 | ORBITER | STRYKER CORP | TP 622 T | 32978.93 | 2019-07-23 | 0
TX CHILDRENS | BE00102436 | 2834751 | ORBITER | STRYKER CORP | SPC-3-C | 32978.93 | 2021-02-18 | 0
TX CHILDRENS | BE00107464 | 02184933 | ORBITER | STRYKER CORP | TF 622 BC | 32978.93 | 2019-07-23 | 0
TX CHILDRENS | BE00109130 | 02127493 | ORBITER | STRYKER CORP | TF 622 BC | 32978.93 | 2019-07-23 | 0
TX CHILDRENS | BE00108309 | 02108921 | ORBITER | STRYKER CORP | TP 622 T | 32978.93 | 2019-07-23 | 0
TX CHILDRENS | BE00108403 | 90135 | ORBITER | STRYKER CORP | TF 622 BC | 32978.93 | 2019-07-23 | 0
TX CHILDRENS | BE00108543 | 02137468 | ORBITER | STRYKER CORP | TF 622 BC | 32978.93 | 2019-07-23 | 0
TX CHILDRENS | BE00108412 | 90168 | ORBITER | STRYKER CORP | TP 622 T | 32978.93 | 2019-07-23 | 0
TX CHILDRENS | BE00108408 | 90169 | ORBITER | STRYKER CORP | TP 622 T | 32978.93 | 2019-07-23 | 0
TX CHILDRENS | BE00108313 | 02109223 | ORBITER | STRYKER CORP | TF 622 BC | 32978.93 | 2019-07-23 | 0
TX CHILDRENS | BE00108554 | 02137467 | ORBITER | STRYKER CORP | TF 622 BC | 32978.93 | 2019-07-23 | 0
TX CHILDRENS | BE00108341 | 02108919 | ORBITER | STRYKER CORP | TP 622 T | 32978.93 | 2019-07-23 | 0
TX CHILDRENS | BE00108555 | 02138895 | ORBITER | STRYKER CORP | TP 622 T | 32978.93 | 2019-07-23 | 0
TX CHILDRENS | BE00107517 | 02168896 | ORBITER | STRYKER CORP | TP 622 T | 32978.93 | 2019-07-23 | 0
TX CHILDRENS | BE00109133 | 02144155 | ORBITER | STRYKER CORP | TP 622 T | 32978.93 | 2019-07-23 | 0
TX CHILDRENS | BE00108311 | 02109219 | ORBITER | STRYKER CORP | TF 622 BC | 32978.93 | 2019-07-23 | 0
TX CHILDRENS | BE00108332 | 02109217 | ORBITER | STRYKER CORP | TF 622 BC | 32978.93 | 2019-07-23 | 0
TX CHILDRENS | BE00108547 | 02137466 | ORBITER | STRYKER CORP | TF 622 BC | 32978.93 | 2019-07-23 | 0
TX CHILDRENS | BE00107538 | 02168888 | ORBITER | STRYKER CORP | TP 622 T | 32978.93 | 2019-07-23 | 0
TX CHILDRENS | BE00108705 | Y90239 | ORBITER | STRYKER CORP | TP 622 | 32978.93 | 2019-07-23 | 0
TX CHILDRENS | BE00107542 | 02168910 | ORBITER | STRYKER CORP | TF 622 BC | 32978.93 | 2019-07-23 | 0
TX CHILDRENS | BE00108336 | 02108920 | ORBITER | STRYKER CORP | TP 622 T | 32978.93 | 2019-07-23 | 0
TX CHILDRENS | BE00108445 | 90178 | ORBITER | STRYKER CORP | TF 622 BC | 32978.93 | 2019-07-23 | 0
TX CHILDRENS | BE00108346 | 02108929 | ORBITER | STRYKER CORP | TP 622 T | 32978.93 | 2019-07-23 | 0
TX CHILDRENS | BE00109356 | 02205297 | ORBITER | STRYKER CORP | TP 622 T | 32978.93 | 2019-07-23 | 0
TX CHILDRENS | BE00109335 | 02205299 | ORBITER | STRYKER CORP | TP 622 T | 32978.93 | 2019-07-23 | 0
TX CHILDRENS | BE00108345 | 02109228 | ORBITER | STRYKER CORP | TF 622 BC | 32978.93 | 2019-07-23 | 0
TX CHILDRENS | BE00109336 | 02205320 | ORBITER | STRYKER CORP | TF 622 BC | 32978.93 | 2019-07-23 | 0
TX CHILDRENS | BE00108676 | Y90199 | ORBITER | STRYKER CORP | TP 622 | 32978.93 | 2019-07-23 | 0
TX CHILDRENS | BE00108499 | 02138887 | ORBITER | STRYKER CORP | TP 622 T | 32978.93 | 2019-07-23 | 0
TX CHILDRENS | BE00108495 | 02137455 | ORBITER | STRYKER CORP | TF 622 BC | 32978.93 | 2019-07-23 | 0
TX CHILDRENS | BE00108307 | 02144157 | ORBITER | STRYKER CORP | TP 622 T | 32978.93 | 2019-07-23 | 0
TX CHILDRENS | BE00108372 | 02108933 | ORBITER | STRYKER CORP | TP 622 T | 32978.93 | 2019-07-23 | 0
TX CHILDRENS | BE00107548 | 02168908 | ORBITER | STRYKER CORP | TF 622 BC | 32978.93 | 2019-07-23 | 0
TX CHILDRENS | BE00107475 | 02184929 | ORBITER | STRYKER CORP | TP 622 T | 32978.93 | 2019-07-23 | 0
TX CHILDRENS | BE00107524 | 02184938 | ORBITER | STRYKER CORP | TF 622 BC | 32978.93 | 2019-07-23 | 0
TX CHILDRENS | BE00108366 | 02108938 | ORBITER | STRYKER CORP | TP 622 T | 32978.93 | 2019-07-23 | 0
TX CHILDRENS | BE00108534 | 02137475 | ORBITER | STRYKER CORP | TF 622 BC | 32978.93 | 2019-07-23 | 0
TX CHILDRENS | BE00108514 | 02137456 | ORBITER | STRYKER CORP | TF 622 BC | 32978.93 | 2019-07-23 | 0
TX CHILDRENS | BE00108557 | 02137470 | ORBITER | STRYKER CORP | TF 622 BC | 32978.93 | 2019-07-23 | 0
TX CHILDRENS | BE00108321 | 02108923 | ORBITER | STRYKER CORP | TP 622 T | 32978.93 | 2019-07-23 | 0
TX CHILDRENS | BE00108489 | 02137459 | ORBITER | STRYKER CORP | TF 622 BC | 32978.93 | 2019-07-23 | 0
TX CHILDRENS | BE00108417 | 90128 | ORBITER | STRYKER CORP | TF 622 BC | 32978.93 | 2019-07-23 | 0
TX CHILDRENS | BE00109140 | 02127500 | ORBITER | STRYKER CORP | TF 622 BC | 32978.93 | 2019-07-23 | 0
TX CHILDRENS | BE00108433 | 90132 | ORBITER | STRYKER CORP | TF 622 BC | 32978.93 | 2019-07-23 | 0
TX CHILDRENS | BE00108508 | 02137458 | ORBITER | STRYKER CORP | TF 622 BC | 32978.93 | 2019-07-23 | 0
TX CHILDRENS | BE00107539 | 02168915 | ORBITER | STRYKER CORP | TF 622 BC | 32978.93 | 2019-07-23 | 0
TX CHILDRENS | BE00107472 | 02184918 | ORBITER | STRYKER CORP | TP 622 T | 32978.93 | 2019-07-23 | 0
TX CHILDRENS | BE00107520 | 02208188 | ORBITER | STRYKER CORP | TP 622 T | 32978.93 | 2019-07-23 | 0
TX CHILDRENS | BE00108362 | 02109218 | ORBITER | STRYKER CORP | TF 622 BC | 32978.93 | 2019-07-23 | 0
TX CHILDRENS | BE00108384 | 90186 | ORBITER | STRYKER CORP | TF 622 BC | 32978.93 | 2019-07-23 | 0
TX CHILDRENS | BE00108339 | 02109232 | ORBITER | STRYKER CORP | TF 622 BC | 32978.93 | 2019-07-23 | 0
TX CHILDRENS | BE00109350 | 02205305 | ORBITER | STRYKER CORP | TP 622 T | 32978.93 | 2019-07-23 | 0
TX CHILDRENS | BE00107553 | 02168892 | ORBITER | STRYKER CORP | TP 622 T | 32978.93 | 2019-07-23 | 0
TX CHILDRENS | BE00108399 | 90134 | ORBITER | STRYKER CORP | TF 622 BC | 32978.93 | 2019-07-23 | 0
TX CHILDRENS | BE00108304 | 02144158 | ORBITER | STRYKER CORP | TP 622 T | 32978.93 | 2019-07-23 | 0
TX CHILDRENS | BE00107551 | 02168911 | ORBITER | STRYKER CORP | TF 622 BC | 32978.93 | 2019-07-23 | 0
TX CHILDRENS | BE00109362 | 02205308 | ORBITER | STRYKER CORP | TP 622 T | 32978.93 | 2019-07-23 | 0
TX CHILDRENS | BE00108442 | 90127 | ORBITER | STRYKER CORP | TP 622 T | 32978.93 | 2019-07-23 | 0
TX CHILDRENS | BE00108441 | 90182 | ORBITER | STRYKER CORP | TF 622 BC | 32978.93 | 2019-07-23 | 0
TX CHILDRENS | BE00108496 | 02138896 | ORBITER | STRYKER CORP | TP 622 T | 32978.93 | 2019-07-23 | 0
TX CHILDRENS | BE00108423 | 90122 | ORBITER | STRYKER CORP | TP 622 T | 32978.93 | 2019-07-23 | 0
TX CHILDRENS | BE00108544 | 02138902 | ORBITER | STRYKER CORP | TP 622 T | 32978.93 | 2019-07-23 | 0
TX CHILDRENS | BE00108540 | 02138899 | ORBITER | STRYKER CORP | TP 622 T | 32978.93 | 2019-07-23 | 0
TX CHILDRENS | BE00108418 | 90123 | ORBITER | STRYKER CORP | TP 622 T | 32978.93 | 2019-07-23 | 0
TX CHILDRENS | BE00108409 | 90136 | ORBITER | STRYKER CORP | TF 622 BC | 32978.93 | 2019-07-23 | 0
TX CHILDRENS | BE00108703 | Y90237 | ORBITER | STRYKER CORP | TP 622 | 32978.93 | 2019-07-23 | 0
TX CHILDRENS | BE00109344 | 02205304 | ORBITER | STRYKER CORP | TP 622 T | 32978.93 | 2019-07-23 | 0
TX CHILDRENS | BE00107557 | 02168907 | ORBITER | STRYKER CORP | TF 622 BC | 32978.93 | 2019-07-23 | 0
TX CHILDRENS | BE00107535 | 02168899 | ORBITER | STRYKER CORP | TP 622 T | 32978.93 | 2019-07-23 | 0
TX CHILDRENS | BE00107490 | 02188830 | ORBITER | STRYKER CORP | TP 622 T | 32978.93 | 2019-07-23 | 0
TX CHILDRENS | BE00107514 | 02168890 | ORBITER | STRYKER CORP | TP 622 T | 32978.93 | 2019-07-23 | 0
TX CHILDRENS | BE00109357 | 02205310 | ORBITER | STRYKER CORP | TF 622 BC | 32978.93 | 2019-07-23 | 0
TX CHILDRENS | BE00108344 | 02109226 | ORBITER | STRYKER CORP | TF 622 BC | 32978.93 | 2019-07-23 | 0
TX CHILDRENS | BE00108516 | 02137462 | ORBITER | STRYKER CORP | TF 622 BC | 32978.93 | 2019-07-23 | 0
TX CHILDRENS | BE00108320 | 02109220 | ORBITER | STRYKER CORP | TF 622 BC | 32978.93 | 2019-07-23 | 0
TX CHILDRENS | BE00107479 | 02184941 | ORBITER | STRYKER CORP | TF 622 BC | 32978.93 | 2019-07-23 | 0
TX CHILDRENS | BE00107476 | 02184934 | ORBITER | STRYKER CORP | TF 622 BC | 32978.93 | 2019-07-23 | 0
TX CHILDRENS | BE00109359 | 02205307 | ORBITER | STRYKER CORP | TP 622 T | 32978.93 | 2019-07-23 | 0
TX CHILDRENS | BE00107527 | 02168902 | ORBITER | STRYKER CORP | TF 622 BC | 32978.93 | 2019-07-23 | 0
TX CHILDRENS | BE00108535 | 02138882 | ORBITER | STRYKER CORP | TP 622 T | 32978.93 | 2019-07-23 | 0
TX CHILDRENS | BE00107554 | 02168913 | ORBITER | STRYKER CORP | TF 622 BC | 32978.93 | 2019-07-23 | 0
TX CHILDRENS | BE00108563 | 02137472 | ORBITER | STRYKER CORP | TF 622 BC | 32978.93 | 2019-07-23 | 0
TX CHILDRENS | BE00107530 | 02168914 | ORBITER | STRYKER CORP | TF 622 BC | 32978.93 | 2019-07-23 | 0
TX CHILDRENS | BE00107505 | 02184924 | ORBITER | STRYKER CORP | TP 622 T | 32978.93 | 2019-07-23 | 0
TX CHILDRENS | BE00108393 | 90166 | ORBITER | STRYKER CORP | TP 622 T | 32978.93 | 2019-07-23 | 0
TX CHILDRENS | BE00107460 | 02168894 | ORBITER | STRYKER CORP | TP 622 T | 32978.93 | 2019-07-23 | 0
TX CHILDRENS | BE00108348 | 02108927 | ORBITER | STRYKER CORP | TP 622 T | 32978.93 | 2019-07-23 | 0
TX CHILDRENS | BE00108349 | 02109221 | ORBITER | STRYKER CORP | TF 622 BC | 32978.93 | 2019-07-23 | 0
TX CHILDRENS | BE00109338 | 02205300 | ORBITER | STRYKER CORP | TP 622 T | 32978.93 | 2019-07-23 | 0
TX CHILDRENS | BE00108490 | 02138886 | ORBITER | STRYKER CORP | TP 622 T | 32978.93 | 2019-07-23 | 0
TX CHILDRENS | BE00108513 | 02138879 | ORBITER | STRYKER CORP | TP 622 T | 32978.93 | 2019-07-23 | 0
TX CHILDRENS | BE00107500 | 02168917 | ORBITER | STRYKER CORP | TF 622 BC | 32978.93 | 2019-07-23 | 0
TX CHILDRENS | BE00108368 | 02109236 | ORBITER | STRYKER CORP | TF 622 BC | 32978.93 | 2019-07-23 | 0
TX CHILDRENS | BE00108315 | 02108926 | ORBITER | STRYKER CORP | TP 622 T | 32978.93 | 2019-07-23 | 0
TX CHILDRENS | BE00107470 | 02184940 | ORBITER | STRYKER CORP | TF 622 BC | 32978.93 | 2019-07-23 | 0
TX CHILDRENS | BE00116134 | 02862138 | ORBITER | STRYKER CORP | SPS-3-B | 32978.93 | 2021-12-29 | 0
TX CHILDRENS | BE00108492 | 02138889 | ORBITER | STRYKER CORP | TP 622 T | 32978.93 | 2019-07-23 | 0
TX CHILDRENS | BE00108510 | 02138884 | ORBITER | STRYKER CORP | TP 622 T | 32978.93 | 2019-07-23 | 0
TX CHILDRENS | BE00108365 | 02109237 | ORBITER | STRYKER CORP | TF 622 BC | 32978.93 | 2019-07-23 | 0
TX CHILDRENS | BE00108552 | 02138894 | ORBITER | STRYKER CORP | TP 622 T | 32978.93 | 2019-07-23 | 0
TX CHILDRENS | BE00107526 | 02184921 | ORBITER | STRYKER CORP | TP 622 T | 32978.93 | 2019-07-23 | 0
TX CHILDRENS | BE00102435 | 2834754 | ORBITER | STRYKER CORP | SPC-3-C | 32978.93 | 2022-02-17 | 0
TX CHILDRENS | BE00108551 | 02137465 | ORBITER | STRYKER CORP | TF 622 BC | 32978.93 | 2019-07-23 | 0
TX CHILDRENS | BE00108571 | 02144161 | ORBITER | STRYKER CORP | TP 622 T | 32978.93 | 2019-07-23 | 0
TX CHILDRENS | BE00108504 | 02138881 | ORBITER | STRYKER CORP | TP 622 T | 32978.93 | 2019-07-23 | 0
TX CHILDRENS | BE00107511 | 02188835 | ORBITER | STRYKER CORP | TP 622 T | 32978.93 | 2019-07-23 | 0
TX CHILDRENS | BE00108525 | 02138905 | ORBITER | STRYKER CORP | TP 622 T | 32978.93 | 2019-07-23 | 0
TX CHILDRENS | BE00108519 | 02138893 | ORBITER | STRYKER CORP | TP 622 T | 32978.93 | 2019-07-23 | 0
TX CHILDRENS | BE00108520 | 02137451 | ORBITER | STRYKER CORP | TF 622 BC | 32978.93 | 2019-07-23 | 0
TX CHILDRENS | BE00107508 | 02184928 | ORBITER | STRYKER CORP | TP 622 T | 32978.93 | 2019-07-23 | 0
TX CHILDRENS | BE00088481 | 103057811 | ORBITER | Trumpf Medical Systems Inc Do Not Use | 7000-2600 | 32940 | 2018-04-25 | 0
TX CHILDRENS | BE00088483 | 103057809 | ORBITER | Trumpf Medical Systems Inc Do Not Use | 7000-2600 | 32940 | 2018-04-25 | 0
TX CHILDRENS | BE00088487 | 103057810 | ORBITER | Trumpf Medical Systems Inc Do Not Use | 7000-2600 | 32940 | 2018-04-25 | 0
TX CHILDRENS | BE00088485 | 103057808 | ORBITER | Trumpf Medical Systems Inc Do Not Use | 7000-2600 | 32940 | 2018-04-25 | 0
TX CHILDRENS | BE00034422 | 14DGV003 | ELECTROSURG CUT & COAG DEVICE | CONMED CORP | 60-7550-120 | 32906.76 | 2015-05-13 | 0
TX CHILDRENS | BE00115023 | 8Q6W7B3 | EEG ACQUISITION STATION (PORTABLE) | DELL MARKETING LP | OPTIPLEX XE3 | 32900.61 | 2022-04-04 | 0
TX CHILDRENS | BE00115020 | 8Q8X7B3 | EEG ACQUISITION STATION (PORTABLE) | DELL MARKETING LP | OPTIPLEX XE3 | 32900.61 | 2022-04-04 | 0
TX CHILDRENS | BE00115022 | 8PX08B3 | EEG ACQUISITION STATION (PORTABLE) | DELL MARKETING LP | OPTIPLEX XE3 | 32900.61 | 2022-04-04 | 0
TX CHILDRENS | BE00115021 | 8PYY7B3 | EEG ACQUISITION STATION (PORTABLE) | DELL MARKETING LP | OPTIPLEX XE3 | 32900.61 | 2022-04-04 | 0
TX CHILDRENS | BE00115024 | 8PZW7B3 | EEG ACQUISITION STATION (PORTABLE) | DELL MARKETING LP | OPTIPLEX XE3 | 32900.61 | 2022-04-04 | 0
TX CHILDRENS | BE00060005 | SDY13356535GA | CENTRAL STATION, MONITORING | GE Medical Systems Information Tech Inc | CIC PRO MP100 | 32845 | 2014-10-09 | 0
TX CHILDRENS | BE00123495 | GTR230023 | WATER PURIFIER | GETINGE USA SALES LLC | LRG9600AB | 32817.99 | 2025-03-20 | 0
TX CHILDRENS | KN216108 | 010770404 | STERILIZER, STEAM | AMSCO MEDICAL | SV-120 CENTURY | 32806 | 2005-08-23 | 0
TX CHILDRENS | BE00058859 | SDY12171953GA | CENTRAL STATION, MONITORING | GE Medical Systems Information Tech Inc | CIC | 32745 | 2014-06-02 | 0
TX CHILDRENS | BE00058860 | SDY12171957GA | CENTRAL STATION, MONITORING | GE Medical Systems Information Tech Inc | CIC | 32745 | 2014-06-02 | 0
TX CHILDRENS | BE00057332 | SDY12111653GA | CENTRAL STATION, MONITORING | GE Medical Systems Information Tech Inc | CIC PRO | 32745 | 2012-06-18 | 0
TX CHILDRENS | BE00058862 | SDY12171965GA | CENTRAL STATION, MONITORING | GE Medical Systems Information Tech Inc | CIC | 32745 | 2014-06-02 | 0
TX CHILDRENS | BE00058858 | SDY12171952GA | CENTRAL STATION, MONITORING | GE Medical Systems Information Tech Inc | CIC | 32745 | 2014-06-02 | 0
TX CHILDRENS | BE00058857 | SDY12171951GA | CENTRAL STATION, MONITORING | GE Medical Systems Information Tech Inc | CIC | 32745 | 2014-06-02 | 0
TX CHILDRENS | BE00060665 | SDY14021005GA | CENTRAL STATION, MONITORING | GE Medical Systems Information Tech Inc | CIC PRO | 32745 | 2015-02-16 | 0
TX CHILDRENS | BE00058855 | SDY12171935GA | CENTRAL STATION, MONITORING | GE Medical Systems Information Tech Inc | CIC | 32745 | 2014-06-02 | 0
TX CHILDRENS | BE00010678 | SDY09372391GA | CENTRAL STATION, MONITORING | GE Medical Systems Information Tech Inc | CIC | 32745 | 2011-02-11 | 0
TX CHILDRENS | BE00058853 | SDY12171927GA | CENTRAL STATION, MONITORING | GE Medical Systems Information Tech Inc | CIC | 32745 | 2014-06-02 | 0
TX CHILDRENS | BE00058861 | SDY12171958GA | CENTRAL STATION, MONITORING | GE Medical Systems Information Tech Inc | CIC | 32745 | 2014-06-02 | 0
TX CHILDRENS | BE00064470 | SDY15074378GA | CENTRAL STATION, MONITORING | GE Medical Systems Information Tech Inc | CIC | 32745 | 2016-07-01 | 0
TX CHILDRENS | BE00058856 | SDY12171942GA | CENTRAL STATION, MONITORING | GE Medical Systems Information Tech Inc | CIC | 32745 | 2014-06-02 | 0
TX CHILDRENS | BE00058854 | SDY12171934GA | CENTRAL STATION, MONITORING | GE Medical Systems Information Tech Inc | CIC | 32745 | 2014-06-02 | 0
TX CHILDRENS | BE00123322 | 11163088 | CV BYPASS HEAT EXCHANGER | CARDIOQUIP LP | MCH-1000(MC) | 32728 | 2026-02-02 | 0
TX CHILDRENS | BE00123321 | 11163089 | CV BYPASS HEAT EXCHANGER | CARDIOQUIP LP | MCH-1000(MC) | 32728 | 2026-02-02 | 0
TX CHILDRENS | BE00106339 | MTC1718120 | ELECTROSURG CUT & COAG DEVICE | MEDTRONIC, INC. | 40-405-1R | 32700 | 2019-04-19 | 0
TX CHILDRENS | BE00101871 | MTC1837037 | ELECTROSURG CUT & COAG DEVICE | MEDTRONIC, INC. | 40-405-1 | 32700 | 2019-12-16 | 0
TX CHILDRENS | BE00108616 | MTC1520005 | ELECTROSURG CUT & COAG DEVICE | MEDTRONIC, INC. | 40-405-1R | 32700 | 2019-04-19 | 0
TX CHILDRENS | BE00125625 | MDT-2613 | ULTRASONIC DOPPLER FOR PULSE | DWL USA INC | DOPPLER-BOXX | 32672.4 | 2024-12-22 | 0
TX CHILDRENS | BE00125627 | MDT-2606 | ULTRASONIC DOPPLER FOR PULSE | DWL USA INC | DOPPLER-BOXX | 32672.4 | 2024-12-22 | 0
TX CHILDRENS | BE00125626 | MDT-2607 | ULTRASONIC DOPPLER FOR PULSE | DWL USA INC | DOPPLER-BOXX | 32672.4 | 2024-12-22 | 0
TX CHILDRENS | BE00115473 | 20210030 | EXERCISE EQUIP, POWERED | Lode BV Medical Technology | EXCALIBUR SPORT | 32659 | 2022-06-23 | 0
TX CHILDRENS | BE00114184 | 250000548 | METABOLIC ANALYZER | MEDICAL GRAPHICS CORPORATION | ULTIMA CPX | 32646.5 | 2021-10-12 | 0
TX CHILDRENS | BE00121942 | 4890 | VENTILATOR CONTINUOUS | Hamilton Medical Inc | MR1 | 32571 | 2024-11-10 | 0
TX CHILDRENS | BE00121943 | 4892 | VENTILATOR CONTINUOUS | Hamilton Medical Inc | MR1 | 32571 | 2024-11-10 | 0
TX CHILDRENS | BE00121941 | 4889 | VENTILATOR CONTINUOUS | Hamilton Medical Inc | MR1 | 32571 | 2024-11-10 | 0
TX CHILDRENS | BE00121940 | 4894 | VENTILATOR CONTINUOUS | Hamilton Medical Inc | MR1 | 32571 | 2024-11-10 | 0
TX CHILDRENS | BE00121938 | 4891 | VENTILATOR CONTINUOUS | Hamilton Medical Inc | MR1 | 32571 | 2024-11-10 | 0
TX CHILDRENS | KN229269 | HDGK52203 | INCUBATOR, NEONATAL | DATEX-OHMEDA INC | OMNIBED | 32528.5 | 2007-12-01 | 0
TX CHILDRENS | KN229585 | HDGK52197 | INCUBATOR, NEONATAL | DATEX-OHMEDA INC | OMNIBED | 32528.5 | 2007-12-01 | 0
TX CHILDRENS | KN229581 | HDGK52196 | INCUBATOR, NEONATAL | DATEX-OHMEDA INC | OMNIBED | 32528.5 | 2007-12-01 | 0
TX CHILDRENS | KN229582 | HDGK52082 | INCUBATOR, NEONATAL | DATEX-OHMEDA INC | OMNIBED | 32528.5 | 2007-12-01 | 0
TX CHILDRENS | KN229270 | HDGK52243 | INCUBATOR, NEONATAL | DATEX-OHMEDA INC | OMNIBED | 32528.5 | 2007-12-01 | 0
TX CHILDRENS | KN229578 | HDGK52247 | INCUBATOR, NEONATAL | DATEX-OHMEDA INC | OMNIBED | 32528.5 | 2007-12-01 | 0
TX CHILDRENS | KN229589 | HDGK52244 | INCUBATOR, NEONATAL | DATEX-OHMEDA INC | OMNIBED | 32528.5 | 2007-12-01 | 0
TX CHILDRENS | KN229586 | HDGK52260 | INCUBATOR, NEONATAL | DATEX-OHMEDA INC | OMNIBED | 32528.5 | 2007-12-01 | 0
TX CHILDRENS | KN229271 | HDGK52083 | INCUBATOR, NEONATAL | DATEX-OHMEDA INC | OMNIBED | 32528.5 | 2007-12-01 | 0
TX CHILDRENS | KN229587 | HDGK52078 | INCUBATOR, NEONATAL | DATEX-OHMEDA INC | OMNIBED | 32528.5 | 2007-12-01 | 0
TX CHILDRENS | KN229583 | HDGK52198 | INCUBATOR, NEONATAL | DATEX-OHMEDA INC | OMNIBED | 32528.5 | 2007-12-01 | 0
TX CHILDRENS | KN229268 | HDGK52254 | INCUBATOR, NEONATAL | DATEX-OHMEDA INC | OMNIBED | 32528.5 | 2007-12-01 | 0
TX CHILDRENS | KN229592 | HDGK52272 | INCUBATOR, NEONATAL | DATEX-OHMEDA INC | OMNIBED | 32528.5 | 2007-12-01 | 0
TX CHILDRENS | KN229588 | HDGK52248 | INCUBATOR, NEONATAL | DATEX-OHMEDA INC | OMNIBED | 32528.5 | 2007-12-01 | 0
TX CHILDRENS | KN229584 | HDGK52204 | INCUBATOR, NEONATAL | DATEX-OHMEDA INC | OMNIBED | 32528.5 | 2007-12-01 | 0
TX CHILDRENS | KN229580 | HDGK52250 | INCUBATOR, NEONATAL | DATEX-OHMEDA INC | OMNIBED | 32528.5 | 2007-12-01 | 0
TX CHILDRENS | KN229591 | HDGK52193 | INCUBATOR, NEONATAL | DATEX-OHMEDA INC | OMNIBED | 32528.5 | 2007-12-01 | 0
TX CHILDRENS | KN229579 | HDGK52199 | INCUBATOR, NEONATAL | DATEX-OHMEDA INC | OMNIBED | 32528.5 | 2007-12-01 | 0
TX CHILDRENS | KN229590 | HDGK52257 | INCUBATOR, NEONATAL | DATEX-OHMEDA INC | OMNIBED | 32528.5 | 2007-12-01 | 0
TX CHILDRENS | KN229593 | HDGK52253 | INCUBATOR, NEONATAL | DATEX-OHMEDA INC | OMNIBED | 32528.5 | 2007-12-01 | 0
TX CHILDRENS | BE00104192 | 204206 | INJECTOR, DYE | BAYER CORPORATION | STELLANT | 32525 | 2019-11-01 | 0
TX CHILDRENS | BE00014007 | 0414710128 | SURGICAL LIGHT | STERIS Corporation | HARMONY LED 585 | 32510.83 | 2012-03-20 | 0
TX CHILDRENS | BE00013875 | 0402111069 | SURGICAL LIGHT | STERIS Corporation | HARMONY LED 585 | 32510.83 | 2012-03-20 | 0
TX CHILDRENS | BE00013855 | 0402111070 | SURGICAL LIGHT | STERIS Corporation | HARMONY LED 585 | 32510.83 | 2012-03-20 | 0
TX CHILDRENS | BE00012935 | 0416210045 | SURGICAL LIGHT | STERIS Corporation | HARMONY LED 585 | 32510.83 | 2012-03-20 | 0
TX CHILDRENS | BE00013861 | ARTE0154 | SURGICAL LIGHT | STERIS Corporation | HARMONY LC 500 | 32510.83 | 2012-03-20 | 0
TX CHILDRENS | BE00012963 | 0416110040 | SURGICAL LIGHT | STERIS Corporation | HARMONY LED 585 | 32510.83 | 2012-03-20 | 0
TX CHILDRENS | BE00119825 | 0402611044 | SURGICAL LIGHT | STERIS Corporation | HARMONY LED 585 | 32510.83 | 2023-10-19 | 0
TX CHILDRENS | BE00012933 | 0415410008 | SURGICAL LIGHT | STERIS Corporation | HARMONY LED 585 | 32510.83 | 2012-03-20 | 0
TX CHILDRENS | BE00014005 | 0416610145 | SURGICAL LIGHT | STERIS Corporation | HARMONY LED 585 | 32510.83 | 2012-03-20 | 0
TX CHILDRENS | BE00014008 | 0416610144 | SURGICAL LIGHT | STERIS Corporation | HARMONY LED 585 | 32510.83 | 2012-03-20 | 0
TX CHILDRENS | BE00013876 | 0402011033 | SURGICAL LIGHT | STERIS Corporation | HARMONY LED 585 | 32510.83 | 2012-03-20 | 0
TX CHILDRENS | BE00013856 | 040201131 | SURGICAL LIGHT | STERIS Corporation | HARMONY LED 585 | 32510.83 | 2012-03-20 | 0
TX CHILDRENS | BE00119842 | 0402611047 | SURGICAL LIGHT | STERIS Corporation | HARMONY LED 585 | 32510.83 | 2023-10-19 | 0
TX CHILDRENS | BE00013862 | ARTE0162 | SURGICAL LIGHT | STERIS Corporation | HARMONY LC 500 | 32510.83 | 2012-03-20 | 0
TX CHILDRENS | BE00014006 | 0414110023 | SURGICAL LIGHT | STERIS Corporation | HARMONY LED 585 | 32510.83 | 2012-03-20 | 0
TX CHILDRENS | BE00012956 | 0416110042 | SURGICAL LIGHT | STERIS Corporation | HARMONY LED 585 | 32510.83 | 2012-03-20 | 0
TX CHILDRENS | KN226893 | HDGL51233 | INCUBATOR, NEONATAL | DATEX-OHMEDA INC | OMNIBED | 32506.65 | 2008-10-17 | 0
TX CHILDRENS | KN226901 | HDGL51234 | INCUBATOR, NEONATAL | DATEX-OHMEDA INC | OMNIBED | 32506.65 | 2008-10-17 | 0
TX CHILDRENS | KN226896 | HDGL51353 | INCUBATOR, NEONATAL | DATEX-OHMEDA INC | OMNIBED | 32506.65 | 2008-10-17 | 0
TX CHILDRENS | KN226892 | HDGL51237 | INCUBATOR, NEONATAL | DATEX-OHMEDA INC | OMNIBED | 32506.65 | 2008-10-17 | 0
TX CHILDRENS | KN226895 | HDGL51244 | INCUBATOR, NEONATAL | DATEX-OHMEDA INC | OMNIBED | 32506.65 | 2008-10-17 | 0
TX CHILDRENS | KN226900 | HDGL51351 | INCUBATOR, NEONATAL | DATEX-OHMEDA INC | OMNIBED | 32506.65 | 2008-10-17 | 0
TX CHILDRENS | KN226904 | HDGL51239 | INCUBATOR, NEONATAL | DATEX-OHMEDA INC | OMNIBED | 32506.65 | 2008-10-17 | 0
TX CHILDRENS | KN226891 | HDGL51352 | INCUBATOR, NEONATAL | DATEX-OHMEDA INC | OMNIBED | 32506.65 | 2008-10-17 | 0
TX CHILDRENS | KN226898 | HDGL51236 | INCUBATOR, NEONATAL | DATEX-OHMEDA INC | OMNIBED | 32506.65 | 2008-10-17 | 0
TX CHILDRENS | KN226899 | HDGL51229 | INCUBATOR, NEONATAL | DATEX-OHMEDA INC | OMNIBED | 32506.65 | 2008-10-17 | 0
TX CHILDRENS | KN226903 | HDGL51242 | INCUBATOR, NEONATAL | DATEX-OHMEDA INC | OMNIBED | 32506.65 | 2008-10-17 | 0
TX CHILDRENS | KN226902 | HDGL51243 | INCUBATOR, NEONATAL | DATEX-OHMEDA INC | OMNIBED | 32506.65 | 2008-10-17 | 0
TX CHILDRENS | KN226897 | HDGL51231 | INCUBATOR, NEONATAL | DATEX-OHMEDA INC | OMNIBED | 32506.65 | 2008-10-17 | 0
TX CHILDRENS | KN226894 | HDGL51241 | INCUBATOR, NEONATAL | DATEX-OHMEDA INC | OMNIBED | 32506.65 | 2008-10-17 | 0
TX CHILDRENS | BE00111298 | 733BR2695 | TRANSILLUMINATOR | BIO RAD LABORATORIES INC | CHEMIDOC | 32500 | 2019-09-24 | 0
TX CHILDRENS | BE00060533 | 90431062 | CV BYPASS HEART-LUNG MACHINE | JOSTRA / MAQUET | 70105.1712 | 32500 | 2014-11-04 | 0
TX CHILDRENS | BE00056620 | 0419611146 | TABLE, SURGICAL, AC POWERED | STERIS Corporation | 3085 SP | 32500 | 2013-02-13 | 0
TX CHILDRENS | BE00130493 | 1922730009 | ELECTROSURG CUT & COAG DEVICE | STRYKER CORP | 6700-313-500 | 32450 | 2026-06-22 | 0
TX CHILDRENS | BE00108963 | 200830 | ELECTROSURG CUT & COAG DEVICE | STRYKER CORP | 6700-313-500 | 32450 | 2019-05-07 | 0
TX CHILDRENS | BE00127326 | 201006 | ELECTROSURG CUT & COAG DEVICE | STRYKER CORP | 6700-313-500 | 32450 | 2019-05-07 | 0
TX CHILDRENS | BE00104073 | 250000315 | METABOLIC ANALYZER | MEDICAL GRAPHICS CORPORATION | 800810-001 | 32446.5 | 2019-10-15 | 0
TX CHILDRENS | BE00111371 | 200448 | ELECTROSURG CUT & COAG DEVICE | STRYKER CORP | 6700-313-500 | 32408 | 2019-06-12 | 0
TX CHILDRENS | BE00035520 | 971587 | MICROSCOPE ACCESSORIES | HAMAMATSU CORPORATION | C10600 | 32396 | 2013-09-20 | 0
TX CHILDRENS | BE00057478 | ASDD 0117 | ANESTHESIA GAS MACHINE | DRAEGER MEDICAL INC | FABIUS TIRO | 32356.46 | 2013-06-13 | 0
TX CHILDRENS | BE00087204 | 04SI83310 | TABLE, OPTICAL | NEWPORT CORPORATION | RS2000 | 32334.85 | 2017-07-31 | 0
TX CHILDRENS | BE00010501 | 9F16467 | MICROSCOPE | OLYMPUS AMERICA INC | BX41TF | 32248.88 | 2010-11-10 | 0
TX CHILDRENS | BE00060202 | 3D45051 | MICROSCOPE | OLYMPUS AMERICA INC | BX43 | 32248 | 2014-06-11 | 0
TX CHILDRENS | BE00103137 | 250000222 | METABOLIC ANALYZER | MEDICAL GRAPHICS CORPORATION | 800810-001 | 32226.5 | 2019-01-23 | 0
TX CHILDRENS | BE00121990 | 3F50784 | MICROSCOPE | OLYMPUS AMERICA INC | IX73 | 32223.9 | 2024-12-27 | 0
TX CHILDRENS | BE00060179 | ASEJ 0020 | ANESTHESIA GAS MACHINE | DRAEGER MEDICAL INC | FABIUS TIRO | 32214 | 2013-06-13 | 0
TX CHILDRENS | BE00033549 | RG090284M | ELECTROENCEPHALOGRAPH | NICOLET VASCULAR | NICONE | 32105.85 | 2012-08-02 | 0
TX CHILDRENS | BE00117023 | 921X2306 | ELECTRO-KINETIC TRANSFECTION SYS | LONZA WALKERSVILLE INC | 4D-NUCLEOFECTOR 96-WELL UNIT | 32100 | 2022-03-22 | 0
TX CHILDRENS | BE00102369 | 31072058 | STERILIZER, STEAM | STERIS Corporation | 16 | 32084 | 2022-02-04 | 0
TX CHILDRENS | BE00058668 | FN456V1 | COMPUTER & PERIPHERALS | MERGE HEALTHCARE | T3500 | 32075.34 | 2014-05-07 | 0
TX CHILDRENS | BE00058667 | FNFH6V1 | COMPUTER & PERIPHERALS | MERGE HEALTHCARE | T3500 | 32075.34 | 2014-05-07 | 0
TX CHILDRENS | BE00058666 | FN55V1 | COMPUTER & PERIPHERALS | MERGE HEALTHCARE | T3500 | 32075.34 | 2013-05-08 | 0
TX CHILDRENS | BE00057415 | SDY13014218GA | CENTRAL STATION, MONITORING | GE Medical Systems Information Tech Inc | CIC PRO | 32068.28 | 2014-03-30 | 0
TX CHILDRENS | BE00124484 | 122036 | INJECTOR, DYE | BAYER CORPORATION | STELLANT | 32000 | 2025-01-13 | 0
TX CHILDRENS | BE00086561 | MTC1604014 | ELECTROSURG CUT & COAG DEVICE | MEDTRONIC, INC. | 40-405-1 | 32000 | 2017-10-27 | 0
TX CHILDRENS | KN231537 | 07E07723 | STERILIZER, STEAM | GETINGE USA SALES LLC | 433HC | 32000 | 2009-07-25 | 0
TX CHILDRENS | BE00103624 | 203439 | INJECTOR, DYE | BAYER CORPORATION | STELLANT D | 32000 | 2018-06-06 | 0
TX CHILDRENS | BE00124485 | 121742 | INJECTOR, DYE | BAYER CORPORATION | STELLANT | 32000 | 2025-01-13 | 0
TX CHILDRENS | BE00126624 | MTC2346132 | ELECTROSURG CUT & COAG DEVICE | MEDTRONIC, INC. | 40-405-1 | 32000 | 2025-06-30 | 0
TX CHILDRENS | BE00116528 | MTC2146004 | ELECTROSURG CUT & COAG DEVICE | MEDTRONIC, INC. | 40-405-1 | 32000 | 2023-01-03 | 0
TX CHILDRENS | BE00087869 | SNF16290014SA | CENTRAL STATION, MONITORING | GE Medical Systems Information Tech Inc | CIC MAS 700 | 31996 | 2018-02-07 | 0
TX CHILDRENS | BE00087870 | SNF16520004SA | CENTRAL STATION, MONITORING | GE Medical Systems Information Tech Inc | CIC MAS 700 | 31996 | 2018-02-07 | 0
TX CHILDRENS | BE00087873 | SNF16520007SA | CENTRAL STATION, MONITORING | GE Medical Systems Information Tech Inc | CIC MAS 700 | 31996 | 2018-02-07 | 0
TX CHILDRENS | BE00087874 | SNF16520008SA | CENTRAL STATION, MONITORING | GE Medical Systems Information Tech Inc | CIC MAS 700 | 31996 | 2018-02-07 | 0
TX CHILDRENS | BE00087871 | SNF16520005SA | CENTRAL STATION, MONITORING | GE Medical Systems Information Tech Inc | CIC MAS 700 | 31996 | 2018-02-07 | 0
TX CHILDRENS | BE00087872 | SNF16520006SA | CENTRAL STATION, MONITORING | GE Medical Systems Information Tech Inc | CIC MAS 700 | 31996 | 2018-02-07 | 0
TX CHILDRENS | BE00087868 | SNF16290004SA | CENTRAL STATION, MONITORING | GE Medical Systems Information Tech Inc | CIC MAS 700 | 31996 | 2018-02-07 | 0
TX CHILDRENS | BE00118452 | 016862197750 | EEG HEADBOX | NATUS MEDICAL INCORPORATED | EMU40EX | 31995 | 2023-11-03 | 0
TX CHILDRENS | BE00118449 | 016862187278 | EEG HEADBOX | NATUS MEDICAL INCORPORATED | EMU40EX | 31995 | 2023-11-03 | 0
TX CHILDRENS | BE00118422 | 016862197613 | EEG HEADBOX | NATUS MEDICAL INCORPORATED | EMU40EX | 31995 | 2023-11-03 | 0
TX CHILDRENS | BE00118447 | 016862187269 | EEG HEADBOX | NATUS MEDICAL INCORPORATED | EMU40EX | 31995 | 2023-11-03 | 0
TX CHILDRENS | BE00013203 | 785 BR05384 | DNA THERMAL CYCLER | BIO RAD LABORATORIES INC | CFX96 | 31995 | 2012-02-07 | 0
TX CHILDRENS | BE00118428 | 016862187305 | EEG HEADBOX | NATUS MEDICAL INCORPORATED | EMU40EX | 31995 | 2023-11-03 | 0
TX CHILDRENS | BE00013204 | 785 BR05396 | DNA THERMAL CYCLER | BIO RAD LABORATORIES INC | CFX96 | 31995 | 2012-02-07 | 0
TX CHILDRENS | BE00118431 | 016862187276 | EEG HEADBOX | NATUS MEDICAL INCORPORATED | EMU40EX | 31995 | 2023-11-03 | 0
TX CHILDRENS | BE00119366 | 016862197878 | EEG HEADBOX | NATUS MEDICAL INCORPORATED | EMU40EX | 31995 | 2023-05-10 | 0
TX CHILDRENS | BE00118448 | 016862187270 | EEG HEADBOX | NATUS MEDICAL INCORPORATED | EMU40EX | 31995 | 2023-11-03 | 0
TX CHILDRENS | BE00118451 | 016862187268 | EEG HEADBOX | NATUS MEDICAL INCORPORATED | EMU40EX | 31995 | 2023-11-03 | 0
TX CHILDRENS | BE00118437 | 016862197648 | EEG HEADBOX | NATUS MEDICAL INCORPORATED | EMU40EX | 31995 | 2023-11-03 | 0
TX CHILDRENS | BE00118440 | 016862197626 | EEG HEADBOX | NATUS MEDICAL INCORPORATED | EMU40EX | 31995 | 2023-11-03 | 0
TX CHILDRENS | BE00118413 | 016862197617 | EEG HEADBOX | NATUS MEDICAL INCORPORATED | EMU40EX | 31995 | 2023-11-03 | 0
TX CHILDRENS | BE00118434 | 016862187283 | EEG HEADBOX | NATUS MEDICAL INCORPORATED | EMU40EX | 31995 | 2023-11-03 | 0
TX CHILDRENS | BE00118419 | 016862197618 | EEG HEADBOX | NATUS MEDICAL INCORPORATED | EMU40EX | 31995 | 2023-11-03 | 0
TX CHILDRENS | BE00118425 | 016862197647 | EEG HEADBOX | NATUS MEDICAL INCORPORATED | EMU40EX | 31995 | 2023-11-03 | 0
TX CHILDRENS | BE00118416 | 016862197615 | EEG HEADBOX | NATUS MEDICAL INCORPORATED | EMU40EX | 31995 | 2023-11-03 | 0
TX CHILDRENS | BE00084841 | 860-11219 | ANALYZER HUMPHREY FIELD | CARL ZEISS MEDITEC USA INC | 860 | 31950 | 2017-04-06 | 0
TX CHILDRENS | KN203834 | 414210 | MICROSCOPE | NIKON INSTRUMENT INC | ECLIPSE TE300 | 31920.39 | 2000-11-21 | 0
TX CHILDRENS | BE00086600 | PP5029M1608 | CASSETTE LABELER | THERMO FISHER SCIENTIFIC ASHEVILLE LLC | PRINTMATE AS | 31900 | 2017-11-08 | 0
TX CHILDRENS | BE00101872 | PP5027M1608 | CASSETTE LABELER | THERMO FISHER SCIENTIFIC ASHEVILLE LLC | PRINTMATE AS | 31900 | 2018-11-19 | 0
TX CHILDRENS | BE00086598 | PP5031M1608 | CASSETTE LABELER | THERMO FISHER SCIENTIFIC ASHEVILLE LLC | PRINTMATE AS | 31900 | 2017-11-08 | 0
TX CHILDRENS | BE00086597 | PP5051M1608 | CASSETTE LABELER | THERMO FISHER SCIENTIFIC ASHEVILLE LLC | PRINTMATE AS | 31900 | 2017-11-08 | 0
TX CHILDRENS | BE00086599 | PP5030M1608 | CASSETTE LABELER | THERMO FISHER SCIENTIFIC ASHEVILLE LLC | PRINTMATE AS | 31900 | 2017-11-08 | 0
TX CHILDRENS | BE00108662 | PP5657M1707 | CASSETTE LABELER | THERMO FISHER SCIENTIFIC ASHEVILLE LLC | PRINTMATE AS | 31900 | 2019-04-16 | 0
TX CHILDRENS | BE00086594 | PP5033M1608 | CASSETTE LABELER | THERMO FISHER SCIENTIFIC ASHEVILLE LLC | PRINTMATE AS | 31900 | 2017-11-08 | 0
TX CHILDRENS | BE00104267 | NCK-1516 | SPECULAR MICROSCOPE | KONAN MEDICAL USA INC | NSPC | 31825 | 2020-02-19 | 0
TX CHILDRENS | BE00115334 | VP8808606 | ULTRASOUND, COLOR FLOW | GE Precision Healthcare LLC | VOLUSON P8 | 31812.33 | 2024-08-09 | 0
TX CHILDRENS | BE00115336 | VP8808594 | ULTRASOUND, COLOR FLOW | GE Precision Healthcare LLC | VOLUSON P8 | 31812.33 | 2024-08-09 | 0
TX CHILDRENS | BE00115333 | VP8808599 | ULTRASOUND, COLOR FLOW | GE Precision Healthcare LLC | VOLUSON P8 | 31812.33 | 2024-08-09 | 0
TX CHILDRENS | BE00115335 | VP8808493 | ULTRASOUND, COLOR FLOW | GE Precision Healthcare LLC | VOLUSON P8 | 31812.33 | 2024-08-09 | 0
TX CHILDRENS | BE00115332 | VP8808603 | ULTRASOUND, COLOR FLOW | GE Precision Healthcare LLC | VOLUSON P8 | 31812.33 | 2024-08-09 | 0
TX CHILDRENS | BE00115331 | VP8808604 | ULTRASOUND, COLOR FLOW | GE Precision Healthcare LLC | VOLUSON P8 | 31812.33 | 2024-08-09 | 0
TX CHILDRENS | BE00115329 | VP8808597 | ULTRASOUND, COLOR FLOW | GE Precision Healthcare LLC | VOLUSON P8 | 31812.33 | 2024-08-09 | 0
TX CHILDRENS | BE00115330 | VP8808602 | ULTRASOUND, COLOR FLOW | GE Precision Healthcare LLC | VOLUSON P8 | 31812.33 | 2024-08-09 | 0
TX CHILDRENS | BE00115337 | VP8808605 | ULTRASOUND, COLOR FLOW | GE Precision Healthcare LLC | VOLUSON P8 | 31812.33 | 2024-08-09 | 0
TX CHILDRENS | BE00035504 | 3834004500 | MICROSCOPE | CARL ZEISS MEDITEC USA INC | AXIO OBSERVER Z1 | 31798.21 | 2013-09-20 | 0
TX CHILDRENS | BE00119538 | VFD000798 | ULTRASOUND, COLOR FLOW | GE Precision Healthcare LLC | VENUE FIT | 31646.3 | 2024-12-10 | 0
TX CHILDRENS | BE00126839 | VFD000880 | ULTRASOUND, COLOR FLOW | GE Precision Healthcare LLC | VENUE FIT | 31646.3 | 2025-01-22 | 0
TX CHILDRENS | BE00115849 | 22774 | VENTILATOR CONTINUOUS | Hamilton Medical Inc | T1 | 31640 | 2023-02-02 | 0
TX CHILDRENS | BE00103395 | 203207 | INJECTOR, DYE | BAYER CORPORATION | STELLANT | 31525 | 2019-02-28 | 0
TX CHILDRENS | BE00113474 | 985322 | AUDITORY BRAINSTEM RESPONSE SYSTEM | INTERACOUSTICS | EP25 | 31510 | 2020-03-25 | 0
TX CHILDRENS | BE00104147 | 601A18090569 | PARTICLE MEASUREMENT SYSTEM | IZON SCIENCE US LIMITED | QNANO | 31500 | 2019-11-11 | 0
TX CHILDRENS | BE00121936 | 26722 | VENTILATOR CONTINUOUS | Hamilton Medical Inc | T1 | 31436.2 | 2024-11-10 | 0
TX CHILDRENS | BE00121937 | 26720 | VENTILATOR CONTINUOUS | Hamilton Medical Inc | T1 | 31436.2 | 2024-11-10 | 0
TX CHILDRENS | BE00121934 | 26721 | VENTILATOR CONTINUOUS | Hamilton Medical Inc | T1 | 31436.2 | 2024-11-10 | 0
TX CHILDRENS | BE00121944 | 26719 | VENTILATOR CONTINUOUS | Hamilton Medical Inc | T1 | 31436.2 | 2024-11-10 | 0
TX CHILDRENS | BE00121933 | 26698 | VENTILATOR CONTINUOUS | Hamilton Medical Inc | T1 | 31436.2 | 2024-11-10 | 0
TX CHILDRENS | BE00121935 | 26697 | VENTILATOR CONTINUOUS | Hamilton Medical Inc | T1 | 31436.2 | 2024-11-10 | 0
TX CHILDRENS | HTMFS-2214933 | 2214933 | PROBE, BRONC | OLYMPUS AMERICA INC | BF-P190 | 31400 | 2023-10-06 | 0
TX CHILDRENS | BE00109173 | 48E05359 | CV BYPASS HEART-LUNG MACHINE | SORIN GROUP USA INC | 48-40-00 | 31362 | 2019-06-21 | 0
TX CHILDRENS | KN222673 | TMA26145 | VENTILATOR CONTINUOUS | VIASYS (SENSORMEDICS) | 3100B | 31350 | 2004-10-02 | 0
TX CHILDRENS | BE00064348 | S15059261 | CRYOSTAT | MICROM (GMI INC.) | HM525 NX UV | 31300 | 2016-07-29 | 0
TX CHILDRENS | KN225521 | DG11084523 | SCINTILLATION COUNTER | PERKIN ELMER CORP. | TRI-CARB 2910TR | 31214.82 | 2009-12-13 | 0
TX CHILDRENS | BE00116741 | VP8810495 | ULTRASOUND, COLOR FLOW | GE Precision Healthcare LLC | VOLUSON P8 | 31213.55 | 2025-05-03 | 0
TX CHILDRENS | BE00116737 | VP8810492 | ULTRASOUND, COLOR FLOW | GE Precision Healthcare LLC | VOLUSON P8 | 31213.55 | 2025-05-03 | 0
TX CHILDRENS | BE00116735 | VP8810115 | ULTRASOUND, COLOR FLOW | GE Precision Healthcare LLC | VOLUSON P8 | 31213.55 | 2025-05-03 | 0
TX CHILDRENS | BE00116736 | VP8810477 | ULTRASOUND, COLOR FLOW | GE Precision Healthcare LLC | VOLUSON P8 | 31213.55 | 2025-05-03 | 0
TX CHILDRENS | BE00116743 | VP8810789 | ULTRASOUND, COLOR FLOW | GE Precision Healthcare LLC | VOLUSON P8 | 31213.55 | 2025-05-03 | 0
TX CHILDRENS | BE00116740 | VP8810470 | ULTRASOUND, COLOR FLOW | GE Precision Healthcare LLC | VOLUSON P8 | 31213.55 | 2025-05-03 | 0
TX CHILDRENS | BE00116738 | VP8810469 | ULTRASOUND, COLOR FLOW | GE Precision Healthcare LLC | VOLUSON P8 | 31213.55 | 2025-05-03 | 0
TX CHILDRENS | BE00116733 | VP8810147 | ULTRASOUND, COLOR FLOW | GE Precision Healthcare LLC | VOLUSON P8 | 31213.55 | 2025-05-03 | 0
TX CHILDRENS | BE00116734 | VP8810142 | ULTRASOUND, COLOR FLOW | GE Precision Healthcare LLC | VOLUSON P8 | 31213.55 | 2025-05-03 | 0
TX CHILDRENS | BE00116744 | VP8810788 | ULTRASOUND, COLOR FLOW | GE Precision Healthcare LLC | VOLUSON P8 | 31213.55 | 2025-05-03 | 0
TX CHILDRENS | BE00116739 | VP8810747 | ULTRASOUND, COLOR FLOW | GE Precision Healthcare LLC | VOLUSON P8 | 31213.55 | 2025-05-03 | 0
TX CHILDRENS | BE00058841 | 03CFOM | ULTRASOUND, COLOR FLOW | Fujifilm Sonosite Inc | M-TURBO | 31200 | 2013-05-21 | 0
TX CHILDRENS | BE00058755 | 03JOFR | ULTRASOUND, COLOR FLOW | Fujifilm Sonosite Inc | M-TURBO | 31200 | 2013-05-21 | 0
TX CHILDRENS | BE00058842 | 03CFOO | ULTRASOUND, COLOR FLOW | Fujifilm Sonosite Inc | M-TURBO | 31200 | 2013-05-21 | 0
TX CHILDRENS | BE00058665 | 5629WR1 | COMPUTER & PERIPHERALS | MERGE HEALTHCARE | T3500 | 31194 | 2013-04-01 | 0
TX CHILDRENS | KN211085 | 01-04-859 | SPECTROPHOTOMETER, MASS | PERKIN ELMER CORP. | MGA 1100 | 31000 | 2005-01-26 | 0
TX CHILDRENS | BE00119786 | 754R2818N040 | BLOOD GAS ANALYZER | RADIOMETER COPENHAGEN | ABL 835 FLEX | 31000 | 2024-08-15 | 0
TX CHILDRENS | BE00063504 | 1428222B | SCANNER | 3SHAPE | R700 | 31000 | 2015-12-29 | 0
TX CHILDRENS | BE00119787 | 754R2818N041 | BLOOD GAS ANALYZER | RADIOMETER COPENHAGEN | ABL 835 FLEX | 31000 | 2024-08-15 | 0
TX CHILDRENS | BE00060428 | 0525 | INFRARED IMAGER | LI-COR INC | 2800 | 30922.5 | 2015-01-26 | 0
TX CHILDRENS | BE00064211 | E14400010405 | CARDIAC OUTPUT MONITOR | PULSION MEDICAL SYSTEMS INC | PC4000 | 30892 | 2016-05-26 | 0
TX CHILDRENS | BE00109178 | 50E01835 | CV BYPASS BLD ROLLER PUMP | SORIN GROUP USA INC | 10-88-00 | 30867 | 2019-06-21 | 0
TX CHILDRENS | BE00085170 | 8G50331 | MICROSCOPE | OLYMPUS AMERICA INC | BX43F | 30781.37 | 2019-08-20 | 0
TX CHILDRENS | BE00065871 | 48E04007 | CV BYPASS HEART-LUNG MACHINE | SORIN GROUP USA INC | 48-40-00 | 30680 | 2016-10-18 | 0
TX CHILDRENS | BE00065849 | 48E04005 | CV BYPASS HEART-LUNG MACHINE | SORIN GROUP USA INC | 48-40-00 | 30680 | 2016-10-18 | 0
TX CHILDRENS | BE00065893 | 48E04004 | CV BYPASS HEART-LUNG MACHINE | SORIN GROUP USA INC | 48-40-00 | 30680 | 2016-10-18 | 0
TX CHILDRENS | BE00065915 | 48E04008 | CV BYPASS HEART-LUNG MACHINE | SORIN GROUP USA INC | 48-40-00 | 30680 | 2016-10-18 | 0
TX CHILDRENS | BE00119760 | E710283 | VIDEO SYSTEM CONTROLLER | PENTAX PRECISION INSTRUMENT CORP | EPK-i7010 | 30675 | 2015-12-29 | 0
TX CHILDRENS | BE00118444 | 2J9F3L3 | EEG ACQUISITION STATION (PORTABLE) | DELL MARKETING LP | OPTIPLEX XE3 | 30610 | 2023-11-03 | 0
TX CHILDRENS | BE00118430 | 1J9F3L3 | EEG ACQUISITION STATION (PORTABLE) | DELL MARKETING LP | OPTIPLEX XE3 | 30610 | 2023-11-03 | 0
TX CHILDRENS | BE00118415 | CJ9F3L3 | EEG ACQUISITION STATION (PORTABLE) | DELL MARKETING LP | OPTIPLEX XE3 | 30610 | 2023-11-03 | 0
TX CHILDRENS | BE00118450 | B2JF3L3 | EEG ACQUISITION STATION (PORTABLE) | DELL MARKETING LP | OPTIPLEX XE3 | 30610 | 2023-11-03 | 0
TX CHILDRENS | BE00118427 | 2P9F3L3 | EEG ACQUISITION STATION (PORTABLE) | DELL MARKETING LP | OPTIPLEX XE3 | 30610 | 2023-11-03 | 0
TX CHILDRENS | BE00118446 | 90JF3L3 | EEG ACQUISITION STATION (PORTABLE) | DELL MARKETING LP | OPTIPLEX XE3 | 30610 | 2023-11-03 | 0
TX CHILDRENS | BE00118433 | 4H6F3L3 | EEG ACQUISITION STATION (PORTABLE) | DELL MARKETING LP | OPTIPLEX XE3 | 30610 | 2023-11-03 | 0
TX CHILDRENS | BE00118436 | 3F6F3L3 | EEG ACQUISITION STATION (PORTABLE) | DELL MARKETING LP | OPTIPLEX XE3 | 30610 | 2023-11-03 | 0
TX CHILDRENS | BE00118443 | J0JF3L3 | EEG ACQUISITION STATION (PORTABLE) | DELL MARKETING LP | OPTIPLEX XE3 | 30610 | 2023-11-03 | 0
TX CHILDRENS | BE00118777 | FPXTD33 | EEG ACQUISITION STATION (PORTABLE) | DELL MARKETING LP | OPTIPLEX XE3 | 30610 | 2023-11-03 | 0
TX CHILDRENS | BE00118442 | FP9F3L3 | EEG ACQUISITION STATION (PORTABLE) | DELL MARKETING LP | OPTIPLEX XE3 | 30610 | 2023-11-03 | 0
TX CHILDRENS | BE00118445 | 7G6F3L3 | EEG ACQUISITION STATION (PORTABLE) | DELL MARKETING LP | OPTIPLEX XE3 | 30610 | 2023-11-03 | 0
TX CHILDRENS | BE00118421 | BP9F3L3 | EEG ACQUISITION STATION (PORTABLE) | DELL MARKETING LP | OPTIPLEX XE3 | 30610 | 2023-11-03 | 0
TX CHILDRENS | BE00118418 | FD6Q2L3 | EEG ACQUISITION STATION (PORTABLE) | DELL MARKETING LP | OPTIPLEX XE3 | 30610 | 2023-11-03 | 0
TX CHILDRENS | BE00118424 | J1JF3L3 | EEG ACQUISITION STATION (PORTABLE) | DELL MARKETING LP | OPTIPLEX XE3 | 30610 | 2023-11-03 | 0
TX CHILDRENS | BE00124397 | F100162 | ULTRASOUND, COLOR FLOW | GE Precision Healthcare LLC | VOLUSON EXPERT 18 | 30560.85 | 2025-03-05 | 0
TX CHILDRENS | BE00124395 | F100165 | ULTRASOUND, COLOR FLOW | GE Precision Healthcare LLC | VOLUSON EXPERT 18 | 30560.85 | 2025-03-05 | 0
TX CHILDRENS | BE00124396 | F100153 | ULTRASOUND, COLOR FLOW | GE Precision Healthcare LLC | VOLUSON EXPERT 18 | 30560.85 | 2025-03-05 | 0
TX CHILDRENS | THI002032 | 48E08840 | CV BYPASS HEART-LUNG MACHINE | LIVANOVA USA INC | S5 HEART LUNG CONSOLE | 30552 | 2023-07-27 | 0
TX CHILDRENS | BE00035109 | 1008 | ELECTROPHORESIS APPARATUS | SEBIA ELECTROPHORESIS INC | HYDRASYS 2 SCAN | 30550 | 2013-05-06 | 7980.05
TX CHILDRENS | BE00062751 | 37722-0914-3 | ANEROBIC CHAMBER AIRLOCK | ANAEROBE SYSTEMS | AS-580 | 30402 | 2015-10-06 | 3500
TX CHILDRENS | BE00123472 | B0023Z1255 | VIDEO SYSTEM CONTROLLER | PENTAX PRECISION INSTRUMENT CORP | EPK-i8020 | 30360 | 2025-01-16 | 0
TX CHILDRENS | BE00123471 | B0023Z1247 | VIDEO SYSTEM CONTROLLER | PENTAX PRECISION INSTRUMENT CORP | EPK-i8020 | 30360 | 2025-01-16 | 0
TX CHILDRENS | BE00111253 | PS01987 | MICROSCOPE | CARL ZEISS MEDITEC USA INC | MD/S5 | 30274.5 | 2019-06-24 | 0
TX CHILDRENS | BE00111254 | PS01986 | MICROSCOPE | CARL ZEISS MEDITEC USA INC | MD/S5 | 30274.5 | 2019-06-24 | 0
TX CHILDRENS | BE00117562 | 03360148 | ORBITER | STRYKER CORP | SPS-3-C | 30257.14 | 2023-07-06 | 0
TX CHILDRENS | BE00122735 | 20467119 | ORBITER | STRYKER CORP | SPS-3 | 30257.14 | 2024-12-16 | 0
TX CHILDRENS | BE00122758 | 20467991 | ORBITER | STRYKER CORP | SPS-3 | 30257.14 | 2024-12-16 | 0
TX CHILDRENS | BE00122741 | 20467994 | ORBITER | STRYKER CORP | SPS-3-C | 30257.14 | 2024-12-16 | 0
TX CHILDRENS | BE00122734 | 20467120 | ORBITER | STRYKER CORP | SPS-3-C | 30257.14 | 2024-12-16 | 0
TX CHILDRENS | BE00122730 | 20467121 | ORBITER | STRYKER CORP | SPS-3-C | 30257.14 | 2024-12-16 | 0
TX CHILDRENS | BE00122791 | 20467996 | ORBITER | STRYKER CORP | SPS-3-C | 30257.14 | 2024-12-16 | 0
TX CHILDRENS | BE00117558 | 03360147 | ORBITER | STRYKER CORP | SPS-3-C | 30257.14 | 2023-07-06 | 0
TX CHILDRENS | BE00122802 | 20467288 | ORBITER | STRYKER CORP | SPS-3-C | 30257.14 | 2024-12-16 | 0
TX CHILDRENS | BE00117554 | 03360159 | ORBITER | STRYKER CORP | SPS-3-C | 30257.14 | 2023-07-06 | 0
TX CHILDRENS | BE00122740 | 20468003 | ORBITER | STRYKER CORP | SPS-3 | 30257.14 | 2024-12-16 | 0
TX CHILDRENS | BE00122745 | 20468002 | ORBITER | STRYKER CORP | SPS-3 | 30257.14 | 2024-12-16 | 0
TX CHILDRENS | BE00122747 | 20467995 | ORBITER | STRYKER CORP | SPS-3-C | 30257.14 | 2024-12-16 | 0
TX CHILDRENS | BE00117565 | 03360158 | ORBITER | STRYKER CORP | SPS-3-C | 30257.14 | 2023-07-06 | 0
TX CHILDRENS | BE00122731 | 20467118 | ORBITER | STRYKER CORP | SPS-3 | 30257.14 | 2024-12-16 | 0
TX CHILDRENS | BE00117549 | 03360149 | ORBITER | STRYKER CORP | SPS-3-C | 30257.14 | 2023-07-06 | 0
TX CHILDRENS | BE00122794 | 20467716 | ORBITER | STRYKER CORP | SPS-3-C | 30257.14 | 2024-12-16 | 0
TX CHILDRENS | BE00122787 | 20467997 | ORBITER | STRYKER CORP | SPS-3-C | 30257.14 | 2024-12-16 | 0
TX CHILDRENS | BE00117561 | 03360157 | ORBITER | STRYKER CORP | SPS-3-C | 30257.14 | 2023-07-06 | 0
TX CHILDRENS | BE00122752 | 20468000 | ORBITER | STRYKER CORP | SPS-2-LSM3 | 30257.14 | 2024-12-16 | 0
TX CHILDRENS | BE00117566 | 03360150 | ORBITER | STRYKER CORP | SPS-3-C | 30257.14 | 2023-07-06 | 0
TX CHILDRENS | BE00117557 | 03360160 | ORBITER | STRYKER CORP | SPS-3-C | 30257.14 | 2023-07-06 | 0
TX CHILDRENS | BE00117550 | 03360161 | ORBITER | STRYKER CORP | SPS-3-C | 30257.14 | 2023-07-06 | 0
TX CHILDRENS | BE00122797 | 20467717 | ORBITER | STRYKER CORP | SPS-3-C | 30257.14 | 2024-12-16 | 0
TX CHILDRENS | BE00122742 | 20467990 | ORBITER | STRYKER CORP | SPS-3 | 30257.14 | 2024-12-16 | 0
TX CHILDRENS | BE00122800 | 20467287 | ORBITER | STRYKER CORP | SPS-3-C | 30257.14 | 2024-12-16 | 0
TX CHILDRENS | BE00122759 | 20468004 | ORBITER | STRYKER CORP | SPS-3-C | 30257.14 | 2024-12-16 | 0
TX CHILDRENS | BE00117553 | 03360151 | ORBITER | STRYKER CORP | SPS-3-C | 30257.14 | 2023-07-06 | 0
TX CHILDRENS | BE00122746 | 20467989 | ORBITER | STRYKER CORP | SPS-3 | 30257.14 | 2024-12-16 | 0
TX CHILDRENS | BE00100522 | 6015 | VENTILATOR CONTINUOUS | Hamilton Medical Inc | T1 | 30237.58 | 2018-04-25 | 0
TX CHILDRENS | BE00100521 | 5901 | VENTILATOR CONTINUOUS | Hamilton Medical Inc | T1 | 30237.58 | 2018-04-25 | 0
TX CHILDRENS | BE00101722 | 40100857 | ELECTROSURG CUT & COAG DEVICE | KARL STORZ ENDOSCOPY-AMERICA INC | UH 400U | 30166 | 2018-11-05 | 0
TX CHILDRENS | BE00102698 | 170402 | STEREOTAXIC INSTRUMENT | LEICA MICROSYSTEMS INC | ANGLE TWO | 30085.21 | 2018-11-02 | 0
TX CHILDRENS | BE00102696 | 170401 | STEREOTAXIC INSTRUMENT | LEICA MICROSYSTEMS INC | ANGLE TWO | 30085.21 | 2018-11-02 | 0
TX CHILDRENS | BE00104133 | 170403 | STEREOTAXIC INSTRUMENT | LEICA MICROSYSTEMS INC | ANGLE TWO | 30085.21 | 2018-11-02 | 0
TX CHILDRENS | KN214242 | 4348 | TEST EQUIPMENT,NON-PATIENT | VERATHON MEDICAL | ZERDINE PHANTOM | 30043.25 | 2002-11-14 | 0
TX CHILDRENS | BE00100552 | HLS-20110919-01 | SURGICAL CAMERA & ACCESSORIES | KARL STORZ ENDOSCOPY-AMERICA INC | NEO HLS | 30000 | 2017-05-03 | 0
TX CHILDRENS | KN229731 | PA0523 | HEMODIALYSIS SYSTEM ACCESSORY | GAMBRO INC. | PRISMAFLEX | 30000 | 2006-11-08 | 0
TX CHILDRENS | BE00033972 | 338-TS | VARIABLE WAVELENGTH DETECTOR | WYATT MEDICAL EQUIPMENT | WTREOS-06 | 30000 | 2011-09-07 | 0
TX CHILDRENS | BE00034569 | 2UA1321DLV | COMPUTER & PERIPHERALS | HEWLETT PACKARD | Z400 | 30000 | 2012-09-20 | 0
TX CHILDRENS | BE00084770 | 102908807 | SURGICAL LIGHT | Trumpf Medical Systems Inc Do Not Use | TRULIGHT 5500 | 30000 | 2023-01-05 | 0
TX CHILDRENS | BE00127509 | 66486 | WATER BATH | OR SOLUTIONS INC | ORS-2038D-J | 30000 | 2025-11-18 | 0
TX CHILDRENS | KN198610 | 70049702015 | CHAIR, EXAM | RELIANCE MEDICAL PRODUCTS, INC | 7000HF | 30000 | 1993-04-30 | 0
TX CHILDRENS | BE00130796 | 43343206 | INCUBATOR | THERMO FISHER SCIENTIFIC ASHEVILLE LLC | CYTOMAT 10 C | 30000 | 2025-08-12 | 0
TX CHILDRENS | BE00084787 | 102908808 | SURGICAL LIGHT | Trumpf Medical Systems Inc Do Not Use | TRULIGHT 5500 | 30000 | 2022-04-05 | 0
TX CHILDRENS | BE00127507 | 66479 | WATER BATH | OR SOLUTIONS INC | ORS-2038D-J | 30000 | 2025-11-18 | 0
TX CHILDRENS | BE00118373 | 5784 | ANALYZER | WERFEN USA LLC | ROTEM DELTA | 30000 | 2023-11-01 | 7200
TX CHILDRENS | BE00115128 | 101322 | INJECTOR, DYE | BAYER CORPORATION | STELLANT FLEX | 30000 | 2022-04-20 | 0
TX CHILDRENS | BE00112886 | CVC 0712050796 | AUDIO/VIDEO EQUIPMENT | RESONANCE TECHNOLOGY INC | CINEMAVISION | 30000 | 2019-11-10 | 0
TX CHILDRENS | BE00130797 | 43346271 | INCUBATOR | THERMO FISHER SCIENTIFIC ASHEVILLE LLC | CYTOMAT 10 C | 30000 | 2025-08-12 | 0
TX CHILDRENS | BE00127508 | 66484 | WATER BATH | OR SOLUTIONS INC | ORS-2038D-J | 30000 | 2025-11-18 | 0
TX CHILDRENS | BE00100548 | HLS-20111213-01 | SURGICAL CAMERA & ACCESSORIES | KARL STORZ ENDOSCOPY-AMERICA INC | NEO HLS | 30000 | 2017-05-03 | 0
TX CHILDRENS | BE00034568 | 2UA1321DLT | COMPUTER & PERIPHERALS | HEWLETT PACKARD | Z400 | 30000 | 2012-09-20 | 0
TX CHILDRENS | BE00034570 | 51DBKF1 | COMPUTER & PERIPHERALS | DELL MARKETING LP | 690 | 30000 | 2011-12-28 | 0
TX CHILDRENS | BE00084891 | RTS11493419GA | RF PHYSIOLOGICAL SIGNAL TX/RX | GE Medical Systems Information Tech Inc | APEX PRO | 30000 | 2017-07-31 | 0
TX CHILDRENS | BE00112887 | CVC 0712050795 | AUDIO/VIDEO EQUIPMENT | RESONANCE TECHNOLOGY INC | CINEMAVISION | 30000 | 2019-11-10 | 0
TX CHILDRENS | BE00100550 | HLS-20111202-06 | SURGICAL CAMERA & ACCESSORIES | KARL STORZ ENDOSCOPY-AMERICA INC | NEO HLS | 30000 | 2017-05-03 | 0
TX CHILDRENS | BE00122074 | 5968 | ANALYZER | WERFEN USA LLC | ROTEM DELTA | 30000 | 2025-03-20 | 7200
TX CHILDRENS | KN213177 | J1XK0947S | UNINTERRUPTABLE POWER SUPPLY | GE Medical Systems Information Tech Inc | IEB | 30000 | 2002-12-01 | 0
TX CHILDRENS | BE00127510 | 66488 | WATER BATH | OR SOLUTIONS INC | ORS-2038D-J | 30000 | 2025-11-18 | 0
TX CHILDRENS | BE00122073 | 5967 | ANALYZER | WERFEN USA LLC | ROTEM DELTA | 30000 | 2025-03-20 | 7200
TX CHILDRENS | BE00130789 | FX8 2301 4C 00913 | SAMPLING WORKSTATION | BROOKS | PRECISE FLEX | 30000 | 2025-08-12 | 0
TX CHILDRENS | BE00118374 | 5785 | ANALYZER | WERFEN USA LLC | ROTEM DELTA | 30000 | 2023-11-01 | 7200
TX CHILDRENS | THI002096 | 126400S70N | ULTRASOUND, COLOR FLOW | GE Precision Healthcare LLC | VIVID S70N | 30000 | 2025-06-18 | 0
TX CHILDRENS | KN229730 | PA0533 | HEMODIALYSIS SYSTEM ACCESSORY | GAMBRO INC. | PRISMAFLEX | 30000 | 2005-09-30 | 0
TX CHILDRENS | KN202683 | B402998007 | TABLE, SURGICAL, AC POWERED | AMSCO MEDICAL | 3085 SP | 30000 | 2001-12-31 | 0
TX CHILDRENS | KN228931 | 3464 | HEMODIALYSIS SYSTEM ACCESSORY | GAMBRO INC. | PRISMAFLEX | 30000 | 2009-04-07 | 0
TX CHILDRENS | BE00058700 | O407913012 | TABLE, SURGICAL, AC POWERED | STERIS Corporation | 3085 SP | 29999.68 | 2014-04-02 | 0
TX CHILDRENS | BE00058703 | O407713012 | TABLE, SURGICAL, AC POWERED | STERIS Corporation | 3085 SP | 29999.68 | 2014-04-02 | 0
TX CHILDRENS | BE00058699 | O407713009 | TABLE, SURGICAL, AC POWERED | STERIS Corporation | 3085 SP | 29999.68 | 2014-04-02 | 0
TX CHILDRENS | BE00058698 | O407713011 | TABLE, SURGICAL, AC POWERED | STERIS Corporation | 3085 SP | 29999.68 | 2014-04-02 | 0
TX CHILDRENS | BE00058704 | O407813088 | TABLE, SURGICAL, AC POWERED | STERIS Corporation | 3085 SP | 29999.68 | 2014-04-02 | 0
TX CHILDRENS | BE00058697 | O407913011 | TABLE, SURGICAL, AC POWERED | STERIS Corporation | 3085 SP | 29999.68 | 2014-04-02 | 0
TX CHILDRENS | BE00058702 | O407913013 | TABLE, SURGICAL, AC POWERED | STERIS Corporation | 3085 SP | 29999.68 | 2014-04-02 | 0
TX CHILDRENS | BE00058701 | O407713010 | TABLE, SURGICAL, AC POWERED | STERIS Corporation | 3085 SP | 29999.68 | 2014-04-02 | 0
TX CHILDRENS | BE00082144 | 732BR1177 | TRANSILLUMINATOR | BIO RAD LABORATORIES INC | CHEMIDOC | 29998 | 2017-02-17 | 0
TX CHILDRENS | BE00065807 | 2249 | SAMPLING WORKSTATION | GILSON MEDICAL ELEC. INC. | 268 | 29964.55 | 2016-10-18 | 0
TX CHILDRENS | BE00117030 | 2110004178 | MICROPLATE READER | TECAN GROUP Ltd. | SPARK | 29960.41 | 2022-03-22 | 0
TX CHILDRENS | BE00118705 | 2207003600004 | EMS TRANSPORT BED | STRYKER SALES CORPORATION | 6516 | 29950 | 2024-01-17 | 0
TX CHILDRENS | BE00033692 | 30439 | INJECTOR, DYE | BAYER CORPORATION | 3012014 | 29888 | 2012-10-23 | 0
TX CHILDRENS | KN202280 | 27717 | MICROSCOPE | CARL ZEISS MEDITEC USA INC | MC80DX | 29881.3 | 1999-12-17 | 0
TX CHILDRENS | BE00109669 | L20645650495 | AUTO SAMPLER | SHIMADZU SCIENTIFIC INSTRUMENT | SIL-30ACMP | 29879.98 | 2020-01-10 | 1078.91
TX CHILDRENS | KN224107 | 40313 | INJECTOR, DYE | BAYER CORPORATION | 3012011 | 29875 | 2006-05-30 | 0
TX CHILDRENS | BE00035215 | 3911003551 | MICROSCOPE | CARL ZEISS MEDITEC USA INC | DISCOVER V8 | 29867.91 | 2012-06-12 | 0
TX CHILDRENS | BE00110170 | 7289 | TISSUE PROCESSOR, AUTOMATED | LEICA MICROSYSTEMS INC | TP1020 | 29843.5 | 2020-03-07 | 0
TX CHILDRENS | KN7003330 | 15282 | ULTRASONIC DOPPLER FOR PULSE | SPENCER TECHNOLOGIES | ST3 | 29808.68 | 2010-09-30 | 0
TX CHILDRENS | BE00056774 | 85561 | AUTOMATED MEDICATION DISPENSER | OMNICELL INC | OMNI RX | 29801.19 | 2013-02-19 | 2754.17
TX CHILDRENS | BE00056759 | 85567 | AUTOMATED MEDICATION DISPENSER | OMNICELL INC | OMNI RX | 29801.19 | 2013-02-19 | 2754.17
TX CHILDRENS | BE00056752 | 85573 | AUTOMATED MEDICATION DISPENSER | OMNICELL INC | OMNI RX | 29801.19 | 2013-02-19 | 2754.17
TX CHILDRENS | BE00056754 | 85565 | AUTOMATED MEDICATION DISPENSER | OMNICELL INC | OMNI RX | 29801.19 | 2013-02-19 | 2754.17
TX CHILDRENS | BE00056757 | 85571 | AUTOMATED MEDICATION DISPENSER | OMNICELL INC | OMNI RX | 29801.19 | 2013-02-19 | 2754.17
TX CHILDRENS | BE00056760 | 86224 | AUTOMATED MEDICATION DISPENSER | OMNICELL INC | OMNI RX | 29801.19 | 2013-02-19 | 2754.17
TX CHILDRENS | BE00056748 | 85553 | AUTOMATED MEDICATION DISPENSER | OMNICELL INC | OMNI RX | 29801.19 | 2013-02-19 | 2754.17
TX CHILDRENS | BE00056772 | 85559 | AUTOMATED MEDICATION DISPENSER | OMNICELL INC | OMNI RX | 29801.19 | 2013-02-19 | 2754.17
TX CHILDRENS | BE00056753 | 85566 | AUTOMATED MEDICATION DISPENSER | OMNICELL INC | OMNI RX | 29801.19 | 2013-02-19 | 2754.17
TX CHILDRENS | BE00100301 | 60764679 202170 | INJECTOR, DYE | BAYER CORPORATION | SPECTRIS SOLARIS EP | 29782.5 | 2018-04-03 | 0
TX CHILDRENS | BE00100302 | 60764679 202222 | INJECTOR, DYE | BAYER CORPORATION | SPECTRIS SOLARIS EP | 29782.5 | 2018-04-03 | 0
TX CHILDRENS | BE00103170 | 51216 | SAMPLING WORKSTATION | Qiagen LLC | QIA CUBE | 29769.85 | 2019-01-22 | 26600
TX CHILDRENS | BE00035041 | 03PVHV | ULTRASOUND, COLOR FLOW | Fujifilm Sonosite Inc | S-ICU | 29739.05 | 2013-04-30 | 0
TX CHILDRENS | BE00035042 | 03PVHR | ULTRASOUND, COLOR FLOW | Fujifilm Sonosite Inc | S-ICU | 29739.05 | 2013-04-30 | 0
TX CHILDRENS | BE00056733 | MC1049C1106 | CASSETTE LABELER | TRIANGLE BIOMEDICAL SCI (TBS) | SHUR / MARK | 29739 | 2013-02-15 | 0
TX CHILDRENS | BE00115104 | 421393 | MICROSCOPE | LEICA MICROSYSTEMS INC | DM6000 B | 29615 | 2022-04-19 | 0
TX CHILDRENS | BE00127971 | 4099180 | SURGICAL LIGHT | STRYKER CORP | F 628 | 29595.61 | 2025-08-15 | 0
TX CHILDRENS | BE00127981 | 4038376 | SURGICAL LIGHT | STRYKER CORP | F 628 | 29595.61 | 2025-08-15 | 0
TX CHILDRENS | BE00127972 | 4049182 | SURGICAL LIGHT | STRYKER CORP | F 628 | 29595.61 | 2025-08-15 | 0
TX CHILDRENS | BE00103717 | DB-2339 | ULTRASONIC DOPPLER FOR PULSE | DWL USA INC | DOPPLER BOX X | 29570 | 2019-11-19 | 0
TX CHILDRENS | BE00103716 | DB-2336 | ULTRASONIC DOPPLER FOR PULSE | DWL USA INC | DOPPLER BOX X | 29570 | 2019-11-19 | 0
TX CHILDRENS | BE00103720 | DB-2338 | ULTRASONIC DOPPLER FOR PULSE | DWL USA INC | DOPPLER BOX X | 29570 | 2019-11-19 | 0
TX CHILDRENS | BE00103718 | DB-2335 | ULTRASONIC DOPPLER FOR PULSE | DWL USA INC | DOPPLER BOX X | 29570 | 2019-11-19 | 0
TX CHILDRENS | BE00103719 | DB-2337 | ULTRASONIC DOPPLER FOR PULSE | DWL USA INC | DOPPLER BOX X | 29570 | 2019-11-19 | 0
TX CHILDRENS | BE00065382 | ASHH-0138 | VENTILATOR CONTINUOUS | DRAEGER MEDICAL INC | V500 | 29524.75 | 2016-09-22 | 0
TX CHILDRENS | BE00065381 | ASHH-0137 | VENTILATOR CONTINUOUS | DRAEGER MEDICAL INC | V500 | 29524.75 | 2016-09-22 | 0
TX CHILDRENS | BE00034943 | TW1021N3389 | ROBOTIC PLATE HANDLER | BIO RAD LABORATORIES INC | CFX / TWISTER | 29500 | 2011-11-10 | 0
TX CHILDRENS | BE00011879 | TW0938N3294 | ROBOTIC PLATE HANDLER | BIO RAD LABORATORIES INC | CFX / TWISTER | 29500 | 2011-11-10 | 0
TX CHILDRENS | BE00122968 | PX203552 | HEMODIALYSIS SYSTEM ACCESSORY | BAXTER HEALTHCARE - RENAL DIV SERVICE | PRISMAX | 29500 | 2025-02-14 | 0
TX CHILDRENS | BE00122965 | PX203599 | HEMODIALYSIS SYSTEM ACCESSORY | BAXTER HEALTHCARE - RENAL DIV SERVICE | PRISMAX | 29500 | 2025-02-14 | 0
TX CHILDRENS | BE00086380 | ASKE-0128 | VENTILATOR CONTINUOUS | DRAEGER MEDICAL INC | V500 | 29487.07 | 2018-10-10 | 0
TX CHILDRENS | BE00086379 | ASKE-0127 | VENTILATOR CONTINUOUS | DRAEGER MEDICAL INC | V500 | 29487.07 | 2018-10-10 | 0
TX CHILDRENS | BE00125307 | CEW01375 | VENTILATOR CONTINUOUS | VIASYS (SENSORMEDICS) | 3100A | 29480.02 | 2025-11-11 | 0
TX CHILDRENS | BE00125306 | CEW01378 | VENTILATOR CONTINUOUS | VIASYS (SENSORMEDICS) | 3100A | 29480.02 | 2025-11-11 | 0
TX CHILDRENS | BE00038894 | 1A59358 | MICROSCOPE | OLYMPUS AMERICA INC | BX53F | 29458.88 | 2013-02-03 | 0
TX CHILDRENS | BE00113604 | 42586645 | CENTRIFUGE, REFRIGERATED | THERMO FISHER SCIENTIFIC ASHEVILLE LLC | SORVALL LYNX 6000 | 29443.82 | 2020-03-29 | 0
TX CHILDRENS | BE00124513 | CDW01217 | VENTILATOR CONTINUOUS | VIASYS (SENSORMEDICS) | 3100B | 29400 | 2024-10-29 | 0
TX CHILDRENS | BE00124516 | CDW01216 | VENTILATOR CONTINUOUS | VIASYS (SENSORMEDICS) | 3100B | 29400 | 2024-10-29 | 0
TX CHILDRENS | BE00117443 | ASRE-0011 | VENTILATOR CONTINUOUS | DRAEGER MEDICAL INC | V500 | 29361.11 | 2023-06-20 | 0
TX CHILDRENS | BE00117444 | ASRE-0010 | VENTILATOR CONTINUOUS | DRAEGER MEDICAL INC | V500 | 29361.11 | 2023-06-20 | 0
TX CHILDRENS | BE00033626 | IS11121104 | HPLC DEGASSER | BIOTAGE | ISOLERA | 29350 | 2013-08-16 | 0
TX CHILDRENS | KN226445 | 07H07961 | STERILIZER, STEAM | GETINGE USA SALES LLC | 433HC | 29277.2 | 2009-06-25 | 0
TX CHILDRENS | KN228107 | 07J08017 | STERILIZER, STEAM | GETINGE USA SALES LLC | 433HC | 29277.2 | 2009-06-25 | 0
TX CHILDRENS | BE00061103 | 702894 | MICROSCOPE | NIKON INSTRUMENT INC | ECLIPSE Ci-L | 29243.9 | 2015-08-05 | 0
TX CHILDRENS | BE00057753 | WK26Q8 | ULTRASOUND, COLOR FLOW | Fujifilm Sonosite Inc | M-TURBO | 29193 | 2015-02-11 | 0
TX CHILDRENS | BE00057754 | WK26QQ | ULTRASOUND, COLOR FLOW | Fujifilm Sonosite Inc | M-TURBO | 29193 | 2015-02-11 | 0
TX CHILDRENS | BE00057756 | WK26QG | ULTRASOUND, COLOR FLOW | Fujifilm Sonosite Inc | M-TURBO | 29193 | 2015-02-11 | 0
TX CHILDRENS | BE00057755 | WK21GP | ULTRASOUND, COLOR FLOW | Fujifilm Sonosite Inc | M-TURBO | 29193 | 2015-02-11 | 0
TX CHILDRENS | BE00084851 | ASJA-0187 | ANESTHESIA GAS MACHINE | DRAEGER MEDICAL INC | FABIUS TIRO | 29157.85 | 2017-08-03 | 0
TX CHILDRENS | BE00084852 | ASJA-0179 | ANESTHESIA GAS MACHINE | DRAEGER MEDICAL INC | FABIUS TIRO | 29157.85 | 2017-08-03 | 0
TX CHILDRENS | BE00127986 | 204710214 | ORBITER | STRYKER CORP | SPS-3-C | 29157.32 | 2025-08-15 | 0
TX CHILDRENS | BE00060525 | 1NR3-2218 | SURGICAL NERVE STIMULATOR /LOC | MEDTRONIC XOMED INC | NIM RESPONSE 3.0 | 29128 | 2014-12-01 | 0
TX CHILDRENS | BE00060524 | 1NR3-2217 | SURGICAL NERVE STIMULATOR /LOC | MEDTRONIC XOMED INC | NIM RESPONSE 3.0 | 29128 | 2014-12-01 | 0
TX CHILDRENS | BE00060424 | 1NR3-2208 | SURGICAL NERVE STIMULATOR /LOC | MEDTRONIC XOMED INC | NIM RESPONSE 3.0 | 29128 | 2007-01-09 | 0
TX CHILDRENS | BE00119994 | 733BR5007 | TRANSILLUMINATOR | BIO RAD LABORATORIES INC | CHEMIDOC | 29087.49 | 2025-05-12 | 0
TX CHILDRENS | KN224550 | SAT06290631GA | DIGITAL HOLTER SCANNER SYSTEM | GE Medical Systems Information Tech Inc | MARS PC | 29029.25 | 2007-08-15 | 0
TX CHILDRENS | BE00061876 | 111738 | AUTOMATED MEDICATION DISPENSER | OMNICELL INC | OMNI RX | 29015.7 | 2016-07-28 | 0
TX CHILDRENS | BE00113761 | TA03121802 | TISSUE BLOCK MANAGEMENT SYSTEM | THERMO FISHER SCIENTIFIC ASHEVILLE LLC | SYNTRI ARCOS | 29015.53 | 2020-07-01 | 0
TX CHILDRENS | BE00124460 | IR60105973 | INFUSION PUMP | IRADIMED CORPORATION | 3860+ | 29010 | 2024-10-23 | 0
TX CHILDRENS | BE00124464 | IR60105965 | INFUSION PUMP | IRADIMED CORPORATION | 3860+ | 29010 | 2024-10-23 | 0
TX CHILDRENS | BE00124466 | IR60105951 | INFUSION PUMP | IRADIMED CORPORATION | 3860+ | 29010 | 2024-10-23 | 0
TX CHILDRENS | BE00124462 | IR60105961 | INFUSION PUMP | IRADIMED CORPORATION | 3860+ | 29010 | 2024-10-23 | 0
TX CHILDRENS | BE00124458 | IR60105934 | INFUSION PUMP | IRADIMED CORPORATION | 3860+ | 29010 | 2024-10-23 | 0
TX CHILDRENS | BE00127266 | 230988 | PHOTOBIOMODULATION (PBM) - LASER/LED | THOR PHOTOMEDICINE INC | LX2 | 28995 | 2025-01-29 | 0
TX CHILDRENS | BE00064128 | ASHC-0021 | VENTILATOR CONTINUOUS | DRAEGER MEDICAL INC | V500 | 28979.63 | 2016-05-21 | 0
TX CHILDRENS | BE00064126 | ASHC-0017 | VENTILATOR CONTINUOUS | DRAEGER MEDICAL INC | V500 | 28979.63 | 2016-05-21 | 0
TX CHILDRENS | BE00064124 | ASHC-0019 | VENTILATOR CONTINUOUS | DRAEGER MEDICAL INC | V500 | 28979.63 | 2016-05-21 | 0
TX CHILDRENS | BE00064130 | ASHC-0016 | VENTILATOR CONTINUOUS | DRAEGER MEDICAL INC | V500 | 28979.63 | 2016-05-21 | 0
TX CHILDRENS | BE00064129 | ASHC-0020 | VENTILATOR CONTINUOUS | DRAEGER MEDICAL INC | V500 | 28979.63 | 2016-05-21 | 0
TX CHILDRENS | BE00064127 | ASHC-0023 | VENTILATOR CONTINUOUS | DRAEGER MEDICAL INC | V500 | 28979.63 | 2016-05-21 | 0
TX CHILDRENS | BE00064123 | ASHC-0022 | VENTILATOR CONTINUOUS | DRAEGER MEDICAL INC | V500 | 28979.63 | 2016-05-21 | 0
TX CHILDRENS | BE00064125 | ASHC-0018 | VENTILATOR CONTINUOUS | DRAEGER MEDICAL INC | V500 | 28979.63 | 2016-05-21 | 0
TX CHILDRENS | BE00104240 | 29018225-2471124 | LIQUID CHROMATOGRAPH | GLOBAL LIFE SCIENCES SOLUTIONS USA LLC | AKTA PURE 25 L1 | 28928.19 | 2020-02-25 | 0
TX CHILDRENS | BE00100796 | 59517 | WATER BATH | OR SOLUTIONS INC | ORS-2066R-H | 28900 | 2018-07-12 | 0
TX CHILDRENS | BE00102110 | 58296 | WATER BATH | OR SOLUTIONS INC | ORS-2038D | 28900 | 2018-04-01 | 0
TX CHILDRENS | BE00085398 | 59256 | WATER BATH | OR SOLUTIONS INC | ORS-2038D | 28900 | 2017-09-27 | 0
TX CHILDRENS | BE00062881 | 54799 | WATER BATH | OR SOLUTIONS INC | ORS-2057D | 28900 | 2015-10-28 | 0
TX CHILDRENS | BE00100184 | 59387 | WATER BATH | OR SOLUTIONS INC | ORS-2038D | 28900 | 2018-03-27 | 0
TX CHILDRENS | BE00061625 | 42591 | WATER BATH | OR SOLUTIONS INC | ORS-2038D | 28900 | 2015-09-04 | 0
TX CHILDRENS | BE00102111 | 59655 | WATER BATH | OR SOLUTIONS INC | ORS-2038D | 28900 | 2018-04-01 | 0
TX CHILDRENS | BE00113440 | 62927 | WATER BATH | OR SOLUTIONS INC | ORS-2038D | 28900 | 2026-03-09 | 0
TX CHILDRENS | BE00102112 | 59878 | WATER BATH | OR SOLUTIONS INC | ORS-2038D | 28900 | 2018-04-01 | 0
TX CHILDRENS | BE00106026 | 59997 | WATER BATH | OR SOLUTIONS INC | PL ORS-2038D | 28900 | 2019-02-21 | 0
TX CHILDRENS | BE00141708 | 67512 | WATER BATH | OR SOLUTIONS INC | ORS-2066R-K | 28900 | 2026-08-27 | 0
TX CHILDRENS | BE00124066 | 65982 | WATER BATH | OR SOLUTIONS INC | ORS-2066R-K | 28900 | 2024-12-22 | 0
TX CHILDRENS | BE00082992 | 57148 | WATER BATH | OR SOLUTIONS INC | ORS-2038D | 28900 | 2017-06-20 | 0
TX CHILDRENS | BE00106020 | 59993 | WATER BATH | OR SOLUTIONS INC | PL ORS-2038D | 28900 | 2019-02-21 | 0
TX CHILDRENS | BE00124068 | 65004 | WATER BATH | OR SOLUTIONS INC | ORS-2066R-K | 28900 | 2024-12-22 | 0
TX CHILDRENS | BE00082799 | 58528 | WATER BATH | OR SOLUTIONS INC | ORS-2038D-H | 28900 | 2016-05-16 | 0
TX CHILDRENS | BE00061631 | 56701 | WATER BATH | OR SOLUTIONS INC | ORS-2038D | 28900 | 2015-09-04 | 0
TX CHILDRENS | BE00141679 | 67662 | WATER BATH | OR SOLUTIONS INC | ORS-2038D | 28900 | 2026-03-09 | 0
TX CHILDRENS | BE00065810 | 58082 | WATER BATH | OR SOLUTIONS INC | ORS-2038D | 28900 | 2016-10-20 | 0
TX CHILDRENS | BE00110429 | 59096 | WATER BATH | OR SOLUTIONS INC | ORS-2066R-H | 28900 | 2020-05-07 | 0
TX CHILDRENS | BE00058815 | 55670 | WATER BATH | OR SOLUTIONS INC | ORS-2038D | 28900 | 2014-05-05 | 0
TX CHILDRENS | BE00106022 | 60001 | WATER BATH | OR SOLUTIONS INC | PL ORS-2038D | 28900 | 2019-02-21 | 0
TX CHILDRENS | BE00102156 | 59374 | WATER BATH | OR SOLUTIONS INC | ORS-2038D | 28900 | 2019-10-01 | 0
TX CHILDRENS | BE00061628 | 55130 | WATER BATH | OR SOLUTIONS INC | ORS-2038D | 28900 | 2015-09-04 | 0
TX CHILDRENS | BE00106024 | 60005 | WATER BATH | OR SOLUTIONS INC | PL ORS-2038D | 28900 | 2019-02-21 | 0
TX CHILDRENS | BE00128663 | 66372 | WATER BATH | OR SOLUTIONS INC | ORS-2038D | 28900 | 2021-03-01 | 0
TX CHILDRENS | BE00117916 | 64842 | WATER BATH | OR SOLUTIONS INC | ORS-2066R-K | 28900 | 2023-09-14 | 0
TX CHILDRENS | BE00110427 | 59107 | WATER BATH | OR SOLUTIONS INC | ORS-2066R-H | 28900 | 2020-05-07 | 0
TX CHILDRENS | BE00124064 | 66003 | WATER BATH | OR SOLUTIONS INC | ORS-2066R-K | 28900 | 2024-12-22 | 0
TX CHILDRENS | BE00124067 | 65979 | WATER BATH | OR SOLUTIONS INC | ORS-2066R-K | 28900 | 2024-12-22 | 0
TX CHILDRENS | BE00110428 | 60631 | WATER BATH | OR SOLUTIONS INC | ORS-2066R-H | 28900 | 2020-05-07 | 0
TX CHILDRENS | BE00106025 | 60022 | WATER BATH | OR SOLUTIONS INC | PL ORS-2038D | 28900 | 2019-02-21 | 0
TX CHILDRENS | BE00124065 | 66011 | WATER BATH | OR SOLUTIONS INC | ORS-2066R-K | 28900 | 2024-12-22 | 0
TX CHILDRENS | BE00106021 | 59994 | WATER BATH | OR SOLUTIONS INC | PL ORS-2038D | 28900 | 2019-02-21 | 0
TX CHILDRENS | BE00106023 | 60004 | WATER BATH | OR SOLUTIONS INC | PL ORS-2038D | 28900 | 2019-02-21 | 0
TX CHILDRENS | BE00086695 | 60481 | WATER BATH | OR SOLUTIONS INC | ORS-2038D | 28900 | 2022-03-21 | 0
TX CHILDRENS | BE00109174 | 10E54867 | CV BYPASS BLD ROLLER PUMP | SORIN GROUP USA INC | 10-85-00 | 28885 | 2019-06-21 | 0
TX CHILDRENS | KN217056 | 00Y-0157 | INFRARED IMAGER | LI-COR INC | 9150 | 28879.25 | 2009-04-24 | 0
TX CHILDRENS | BE00010279 | AKW02803 | VENTILATOR CONTINUOUS | VIASYS (SENSORMEDICS) | 3100B | 28842 | 2010-11-29 | 0
TX CHILDRENS | BE00010264 | AKW02802 | VENTILATOR CONTINUOUS | VIASYS (SENSORMEDICS) | 3100B | 28842 | 2010-11-29 | 0
TX CHILDRENS | BE00010278 | AKW02801 | VENTILATOR CONTINUOUS | VIASYS (SENSORMEDICS) | 3100B | 28842 | 2010-11-29 | 0
TX CHILDRENS | BE00114505 | ASNM-0168 | VENTILATOR CONTINUOUS | DRAEGER MEDICAL INC | V500 | 28777.28 | 2021-12-14 | 0
TX CHILDRENS | BE00114506 | ASNM-0169 | VENTILATOR CONTINUOUS | DRAEGER MEDICAL INC | V500 | 28777.28 | 2021-12-14 | 0
TX CHILDRENS | BE00061857 | ASDH-0030 | VENTILATOR CONTINUOUS | DRAEGER MEDICAL INC | V500 | 28773.08 | 2016-06-02 | 0
TX CHILDRENS | BE00061858 | ASDH-0031 | VENTILATOR CONTINUOUS | DRAEGER MEDICAL INC | V500 | 28773.08 | 2016-06-02 | 0
TX CHILDRENS | KN189641 | ABQU 01301 | ANESTHESIA GAS MACHINE | DATEX-OHMEDA INC | MOD II PLUS | 28734.75 | 1993-01-15 | 0
TX CHILDRENS | BE00100900 | FR 0207 | IMAGER (FLUORESCENCE, CHEMILUMINESCENCE) | PROTEINSIMPLE | FLUORCHEM R | 28687 | 2018-08-22 | 0
TX CHILDRENS | BE00103820 | 76440123 | IMAGER (FLUORESCENCE, CHEMILUMINESCENCE) | GLOBAL LIFE SCIENCES SOLUTIONS USA LLC | AMERSHAM IMAGER 600 | 28681.71 | 2020-09-12 | 0
TX CHILDRENS | BE00128634 | AR24H085663 | DEFIBRILLATOR DC | ZOLL Medical Corporation | X SERIES | 28601.04 | 2028-09-15 | 0
TX CHILDRENS | BE00141678 | 00000008755 | CRYOSTAT | LEICA MICROSYSTEMS INC | CM1860 UV | 28591.55 | 2026-08-24 | 0
TX CHILDRENS | BE00129637 | CNX08762409EP | CRYOSTAT | EPREDIA | HM525 NX UV | 28571.57 | 2026-02-09 | 0
TX CHILDRENS | BE00126768 | (21)NI101033 | VENTILATOR CONTINUOUS | NOXBOX LTD | NOXBOX | 28571.43 | 2020-04-09 | 0
TX CHILDRENS | BE00126937 | NI101799 | VENTILATOR CONTINUOUS | NOXBOX LTD | NOXBOX | 28571.43 | 2025-10-03 | 0
TX CHILDRENS | BE00128982 | (21)NI102475 | VENTILATOR CONTINUOUS | NOXBOX LTD | NOXBOX | 28571.43 | 2023-09-26 | 0
TX CHILDRENS | BE00126938 | NI101468 | VENTILATOR CONTINUOUS | NOXBOX LTD | NOXBOX | 28571.43 | 2025-10-03 | 0
TX CHILDRENS | BE00062750 | 37722-0914-2 | ANEROBIC CHAMBER AIRLOCK | ANAEROBE SYSTEMS | AS-580 | 28452 | 2015-10-06 | 3500
TX CHILDRENS | BE00081673 | 180313 | ELECTROSURG CUT & COAG DEVICE | CODMAN & SHURTLEFF (J & J) | 80-1788R | 28423 | 2017-02-02 | 0
TX CHILDRENS | BE00125916 | AF-10453 | TREADMILL AND ACCESSORIES | Lifeward CA Inc | FIT | 28405 | 2025-01-31 | 0
TX CHILDRENS | BE00108959 | BHW01343 | VENTILATOR CONTINUOUS | VIASYS (SENSORMEDICS) | 3100B | 28377.95 | 2019-04-24 | 0
TX CHILDRENS | BE00108960 | BHW01339 | VENTILATOR CONTINUOUS | VIASYS (SENSORMEDICS) | 3100B | 28377.95 | 2019-04-24 | 0
TX CHILDRENS | HTMFS-2613224 | 2613224 | PROBE, BRONC | OLYMPUS AMERICA INC | BF-H190 | 28375 | 2023-02-13 | 0
TX CHILDRENS | BE00100379 | 7633888 | SURGICAL VIDEO HEAD-CAM CONTRL | OLYMPUS AMERICA INC | CV-190 | 28300 | 2018-04-16 | 0
TX CHILDRENS | BE00126386 | S23010093EP | CRYOSTAT | EPREDIA | HM525 NX UV | 28283.04 | 2024-08-22 | 43622
TX CHILDRENS | BE00103596 | 204072 | INJECTOR, DYE | BAYER CORPORATION | MARK 7 ARTERION | 28275 | 2019-06-05 | 0
TX CHILDRENS | BE00115127 | 301612 | INJECTOR, DYE | BAYER CORPORATION | MARK 7 ARTERION | 28275 | 2022-04-20 | 0
TX CHILDRENS | BE00103597 | 203943 | INJECTOR, DYE | BAYER CORPORATION | MARK 7 ARTERION | 28275 | 2019-06-05 | 0
TX CHILDRENS | BE00115125 | 301588 | INJECTOR, DYE | BAYER CORPORATION | MARK 7 ARTERION | 28275 | 2022-04-20 | 0
TX CHILDRENS | BE00115126 | 301634 | INJECTOR, DYE | BAYER CORPORATION | MARK 7 ARTERION | 28275 | 2022-04-20 | 0
TX CHILDRENS | BE00065892 | 10E53631 | CV BYPASS BLD ROLLER PUMP | SORIN GROUP USA INC | 10-85-00 | 28257 | 2016-10-18 | 0
TX CHILDRENS | BE00065870 | 10E53630 | CV BYPASS BLD ROLLER PUMP | SORIN GROUP USA INC | 10-85-00 | 28257 | 2016-10-18 | 0
TX CHILDRENS | BE00065914 | 10E53629 | CV BYPASS BLD ROLLER PUMP | SORIN GROUP USA INC | 10-85-00 | 28257 | 2016-10-18 | 0
TX CHILDRENS | BE00065936 | 10E53632 | CV BYPASS BLD ROLLER PUMP | SORIN GROUP USA INC | 10-85-00 | 28257 | 2016-10-18 | 0
TX CHILDRENS | BE00088491 | 1610022 | SURGICAL CAMERA & ACCESSORIES | Trumpf Medical Systems Inc Do Not Use | HD2000 | 28250 | 2018-04-25 | 0
TX CHILDRENS | BE00088492 | 1609010 | SURGICAL CAMERA & ACCESSORIES | Trumpf Medical Systems Inc Do Not Use | HD2000 | 28250 | 2018-04-25 | 0
TX CHILDRENS | BE00083507 | 1603024 | SURGICAL CAMERA & ACCESSORIES | Trumpf Medical Systems Inc Do Not Use | HD2000 | 28250 | 2023-10-06 | 0
TX CHILDRENS | BE00088494 | 1605011 | SURGICAL CAMERA & ACCESSORIES | Trumpf Medical Systems Inc Do Not Use | HD2000 | 28250 | 2018-04-25 | 0
TX CHILDRENS | BE00084785 | 1603025 | SURGICAL CAMERA & ACCESSORIES | Trumpf Medical Systems Inc Do Not Use | HD2000 | 28250 | 2023-10-06 | 0
TX CHILDRENS | BE00088493 | 1610009 | SURGICAL CAMERA & ACCESSORIES | Trumpf Medical Systems Inc Do Not Use | HD2000 | 28250 | 2018-04-25 | 0
TX CHILDRENS | BE00129625 | 241110218 | LYOPHILIZER | Labconco Corp | FREEZONE 4.5L | 28248.13 | 2026-12-04 | 0
TX CHILDRENS | BE00118392 | 24168 | VENTILATOR CONTINUOUS | Hamilton Medical Inc | T1 | 28200.76 | 2023-11-06 | 0
TX CHILDRENS | BE00118394 | 24185 | VENTILATOR CONTINUOUS | Hamilton Medical Inc | T1 | 28200.76 | 2023-11-06 | 0
TX CHILDRENS | BE00118397 | 24164 | VENTILATOR CONTINUOUS | Hamilton Medical Inc | T1 | 28200.76 | 2023-11-06 | 0
TX CHILDRENS | BE00118395 | 24182 | VENTILATOR CONTINUOUS | Hamilton Medical Inc | T1 | 28200.76 | 2023-11-06 | 0
TX CHILDRENS | BE00118389 | 24176 | VENTILATOR CONTINUOUS | Hamilton Medical Inc | T1 | 28200.76 | 2023-11-06 | 0
TX CHILDRENS | BE00118393 | 24186 | VENTILATOR CONTINUOUS | Hamilton Medical Inc | T1 | 28200.76 | 2023-11-06 | 0
TX CHILDRENS | BE00118390 | 24192 | VENTILATOR CONTINUOUS | Hamilton Medical Inc | T1 | 28200.76 | 2023-11-06 | 0
TX CHILDRENS | BE00118391 | 24184 | VENTILATOR CONTINUOUS | Hamilton Medical Inc | T1 | 28200.76 | 2023-11-06 | 0
TX CHILDRENS | BE00118396 | 24183 | VENTILATOR CONTINUOUS | Hamilton Medical Inc | T1 | 28200.76 | 2023-11-06 | 0
TX CHILDRENS | BE00087713 | (21)BGW01406 | VENTILATOR CONTINUOUS | VIASYS (SENSORMEDICS) | 3100B | 28166.76 | 2018-01-17 | 0
TX CHILDRENS | BE00087711 | (21)BGW01405 | VENTILATOR CONTINUOUS | VIASYS (SENSORMEDICS) | 3100B | 28166.76 | 2018-01-17 | 0
TX CHILDRENS | BE00087712 | (21)BGW01408 | VENTILATOR CONTINUOUS | VIASYS (SENSORMEDICS) | 3100B | 28166.76 | 2018-01-17 | 0
TX CHILDRENS | HTMFS-H110212 | H110212 | PROBE, ENDO | PENTAX PRECISION INSTRUMENT CORP | EC-2990LI | 28140.81 | 2023-02-13 | 0
TX CHILDRENS | HTMFS-A110885 | A110885 | PROBE, ENDO | PENTAX PRECISION INSTRUMENT CORP | EC34-I10 | 28140.81 | 2023-02-13 | 0
TX CHILDRENS | HTMFS-A110890 | A110890 | PROBE, ENDO | PENTAX PRECISION INSTRUMENT CORP | EC34-I10 | 28140.81 | 2023-02-13 | 0
TX CHILDRENS | HTMFS-A110886 | A110886 | PROBE, ENDO | PENTAX PRECISION INSTRUMENT CORP | EC34-I10L | 28140.81 | 2023-02-13 | 0
TX CHILDRENS | HTMFS-H110211 | H110211 | PROBE, ENDO | PENTAX PRECISION INSTRUMENT CORP | EC-2990LI | 28140.81 | 2023-02-13 | 0
TX CHILDRENS | BE00086613 | 201432 | INJECTOR, DYE | BAYER CORPORATION | STELLANT | 28140 | 2017-11-13 | 0
TX CHILDRENS | KN216710 | 08060741 | DNA THERMAL CYCLER | STRATAGENE INC | MX3005P | 28095 | 2006-10-10 | 0
TX CHILDRENS | BE00065493 | 4766308454 | WORKSTATION, EEG, REVIEW | BLACKROCK NEUROMED LLC | BLACKROCK WORKSTATION | 28078 | 2016-08-31 | 0
TX CHILDRENS | BE00065491 | 17827002470 | WORKSTATION, EEG, REVIEW | BLACKROCK NEUROMED LLC | BLACKROCK WORKSTATION | 28078 | 2016-08-31 | 0
TX CHILDRENS | BE00065492 | 35278212710 | WORKSTATION, EEG, REVIEW | BLACKROCK NEUROMED LLC | BLACKROCK WORKSTATION | 28078 | 2016-08-31 | 0
TX CHILDRENS | BE00111831 | 006562N2980 | EEG HEADBOX | NATUS MEDICAL INCORPORATED | EMU40EX | 28078 | 2020-01-28 | 0
TX CHILDRENS | BE00063841 | 102234026 | SURGICAL LIGHT | Trumpf Medical Systems Inc Do Not Use | TRULIGHT 5520 | 28072 | 2016-03-18 | 0
TX CHILDRENS | BE00063838 | 102115612 | SURGICAL LIGHT | Trumpf Medical Systems Inc Do Not Use | TRULIGHT 5520 | 28072 | 2016-03-18 | 0
TX CHILDRENS | BE00065257 | 102348752 | SURGICAL LIGHT | Trumpf Medical Systems Inc Do Not Use | TRULIGHT 5520 | 28072 | 2016-03-22 | 0
TX CHILDRENS | BE00063832 | 102227649 | SURGICAL LIGHT | Trumpf Medical Systems Inc Do Not Use | TRULIGHT 5520 | 28072 | 2016-03-18 | 0
TX CHILDRENS | BE00065258 | 102335313 | SURGICAL LIGHT | Trumpf Medical Systems Inc Do Not Use | TRULIGHT 5520 | 28072 | 2016-03-22 | 0
TX CHILDRENS | BE00065261 | 102510212 | SURGICAL LIGHT | Trumpf Medical Systems Inc Do Not Use | TRULIGHT 5520 | 28072 | 2016-03-22 | 0
TX CHILDRENS | BE00082429 | 102631183 | SURGICAL LIGHT | Trumpf Medical Systems Inc Do Not Use | TRULIGHT 5520 | 28072 | 2016-03-22 | 0
TX CHILDRENS | BE00063837 | 102258113 | SURGICAL LIGHT | Trumpf Medical Systems Inc Do Not Use | TRULIGHT 5520 | 28072 | 2016-03-18 | 0
TX CHILDRENS | BE00063840 | 102234023 | SURGICAL LIGHT | Trumpf Medical Systems Inc Do Not Use | TRULIGHT 5520 | 28072 | 2016-03-18 | 0
TX CHILDRENS | BE00082428 | 102631179 | SURGICAL LIGHT | Trumpf Medical Systems Inc Do Not Use | TRULIGHT 5520 | 28072 | 2016-03-22 | 0
TX CHILDRENS | BE00063835 | 102348751 | SURGICAL LIGHT | Trumpf Medical Systems Inc Do Not Use | TRULIGHT 5520 | 28072 | 2016-03-18 | 0
TX CHILDRENS | BE00063831 | 102227652 | SURGICAL LIGHT | Trumpf Medical Systems Inc Do Not Use | TRULIGHT 5520 | 28072 | 2016-03-18 | 0
TX CHILDRENS | BE00065260 | 102510209 | SURGICAL LIGHT | Trumpf Medical Systems Inc Do Not Use | TRULIGHT 5520 | 28072 | 2016-03-22 | 0
TX CHILDRENS | BE00063834 | 102349117 | SURGICAL LIGHT | Trumpf Medical Systems Inc Do Not Use | TRULIGHT 5520 | 28072 | 2016-03-18 | 0
TX CHILDRENS | BE00082391 | 102568363 | SURGICAL LIGHT | Trumpf Medical Systems Inc Do Not Use | TRULIGHT 5520 | 28072 | 2016-03-22 | 0
TX CHILDRENS | BE00082392 | 102568368 | SURGICAL LIGHT | Trumpf Medical Systems Inc Do Not Use | TRULIGHT 5520 | 28072 | 2016-03-22 | 0
TX CHILDRENS | KN191182 | 2053 | BLOOD PROCESSOR | COBE LABORATORIES | 2991 | 28065 | 1993-06-11 | 0
TX CHILDRENS | BE00061107 | 702855 | MICROSCOPE | NIKON INSTRUMENT INC | ECLIPSE Ci-L | 28038.6 | 2015-08-05 | 0
TX CHILDRENS | KN190167 | 34463-4484 | INCUBATOR CO2 | FORMA SCIENTIFIC | 3158 | 28000 | 1992-08-21 | 0
TX CHILDRENS | KN181735 | 0419786008 | TABLE, MECHANICAL | AMSCO MEDICAL | 2080X | 28000 | 2001-12-31 | 0
TX CHILDRENS | KN214280 | TMA19891 | VENTILATOR CONTINUOUS | VIASYS (SENSORMEDICS) | 3100B | 28000 | 2003-06-21 | 0
TX CHILDRENS | KN190168 | 342961377 | INCUBATOR CO2 | FORMA SCIENTIFIC | 3154 | 28000 | 1992-08-21 | 0
TX CHILDRENS | BE00113069 | CT70361807 | COVER SLIPPER | THERMO FISHER SCIENTIFIC ASHEVILLE LLC | CTM6 | 28000 | 2020-12-22 | 0
TX CHILDRENS | KN214295 | TMA19897 | VENTILATOR CONTINUOUS | VIASYS (SENSORMEDICS) | 3100B | 28000 | 2003-06-21 | 0
TX CHILDRENS | BE00110414 | MAGPX19043721 | ANALYZER | LUMINEX CORPORATION | MAGPIX | 27995 | 2020-05-15 | 0
TX CHILDRENS | KN224859 | 0551089 | DNA THERMAL CYCLER | STRATAGENE INC | MX3005P | 27995 | 2007-02-01 | 0
TX CHILDRENS | BE00087459 | 732BR2111 | TRANSILLUMINATOR | BIO RAD LABORATORIES INC | CHEMIDOC | 27995 | 2018-04-19 | 0
TX CHILDRENS | BE00125065 | 662250823 | TREADMILL AND ACCESSORIES | WOODWAY USA INC | 4FRONT | 27990 | 2024-12-22 | 0
TX CHILDRENS | BE00086986 | 10160249 | CV BYPASS HEAT EXCHANGER | CARDIOQUIP LP | MCH-1000(i) | 27970 | 2018-01-16 | 0
TX CHILDRENS | BE00086987 | 10160250 | CV BYPASS HEAT EXCHANGER | CARDIOQUIP LP | MCH-1000(i) | 27970 | 2018-01-16 | 0
TX CHILDRENS | BE00086988 | 10160251 | CV BYPASS HEAT EXCHANGER | CARDIOQUIP LP | MCH-1000(i) | 27970 | 2018-01-16 | 0
TX CHILDRENS | BE00109161 | 10160967 | CV BYPASS HEAT EXCHANGER | CARDIOQUIP LP | MCH-1000(i) | 27970 | 2019-06-17 | 0
TX CHILDRENS | BE00086985 | 10160248 | CV BYPASS HEAT EXCHANGER | CARDIOQUIP LP | MCH-1000(i) | 27970 | 2018-01-16 | 0
TX CHILDRENS | BE00057135 | A00049 | CAMERA, DISSECTION | DIAGNOSTIC INSTRUMENTS INC. | PATHSTAND 40 | 27959.45 | 2013-04-09 | 0
TX CHILDRENS | BE00116659 | IR60105295 | INFUSION PUMP | IRADIMED CORPORATION | 3860+ | 27950 | 2023-06-12 | 0
TX CHILDRENS | BE00116656 | IR60105293 | INFUSION PUMP | IRADIMED CORPORATION | 3860+ | 27950 | 2023-06-12 | 0
TX CHILDRENS | BE00104063 | ASLJ-0153 | VENTILATOR CONTINUOUS | DRAEGER MEDICAL INC | V500 | 27930.41 | 2019-09-19 | 0
TX CHILDRENS | BE00104060 | ASLJ-0150 | VENTILATOR CONTINUOUS | DRAEGER MEDICAL INC | V500 | 27930.41 | 2019-09-19 | 0
TX CHILDRENS | BE00104068 | ASLJ-0151 | VENTILATOR CONTINUOUS | DRAEGER MEDICAL INC | V500 | 27930.41 | 2019-09-19 | 0
TX CHILDRENS | BE00104059 | ASLJ-0149 | VENTILATOR CONTINUOUS | DRAEGER MEDICAL INC | V500 | 27930.41 | 2019-09-19 | 0
TX CHILDRENS | BE00104069 | ASLJ-0140 | VENTILATOR CONTINUOUS | DRAEGER MEDICAL INC | V500 | 27930.41 | 2019-09-19 | 0
TX CHILDRENS | BE00104061 | ASLJ-0139 | VENTILATOR CONTINUOUS | DRAEGER MEDICAL INC | V500 | 27930.41 | 2019-09-19 | 0
TX CHILDRENS | BE00104070 | ASLJ-0136 | VENTILATOR CONTINUOUS | DRAEGER MEDICAL INC | V500 | 27930.41 | 2019-09-19 | 0
TX CHILDRENS | BE00104066 | ASLJ-0142 | VENTILATOR CONTINUOUS | DRAEGER MEDICAL INC | V500 | 27930.41 | 2019-09-19 | 0
TX CHILDRENS | BE00104064 | ASLJ-0138 | VENTILATOR CONTINUOUS | DRAEGER MEDICAL INC | V500 | 27930.41 | 2019-09-19 | 0
TX CHILDRENS | BE00104057 | ASLJ-0148 | VENTILATOR CONTINUOUS | DRAEGER MEDICAL INC | V500 | 27930.41 | 2019-09-19 | 0
TX CHILDRENS | BE00104071 | ASLJ-0143 | VENTILATOR CONTINUOUS | DRAEGER MEDICAL INC | V500 | 27930.41 | 2019-09-19 | 0
TX CHILDRENS | BE00104058 | ASLJ-0147 | VENTILATOR CONTINUOUS | DRAEGER MEDICAL INC | V500 | 27930.41 | 2019-09-19 | 0
TX CHILDRENS | BE00104065 | ASLJ-0137 | VENTILATOR CONTINUOUS | DRAEGER MEDICAL INC | V500 | 27930.41 | 2019-09-19 | 0
TX CHILDRENS | BE00104067 | ASLJ-0141 | VENTILATOR CONTINUOUS | DRAEGER MEDICAL INC | V500 | 27930.41 | 2019-09-19 | 0
TX CHILDRENS | BE00104062 | ASLJ-0152 | VENTILATOR CONTINUOUS | DRAEGER MEDICAL INC | V500 | 27930.41 | 2019-09-19 | 0
TX CHILDRENS | BE00086459 | BGW01414 | VENTILATOR CONTINUOUS | VIASYS (SENSORMEDICS) | 3100B | 27914.04 | 2018-10-10 | 0
TX CHILDRENS | BE00062982 | ASFL-0063 | VENTILATOR CONTINUOUS | DRAEGER MEDICAL INC | V500 | 27892 | 2015-11-10 | 0
TX CHILDRENS | BE00062984 | ASFL-0061 | VENTILATOR CONTINUOUS | DRAEGER MEDICAL INC | V500 | 27892 | 2015-11-10 | 0
TX CHILDRENS | BE00062985 | ASFL-0060 | VENTILATOR CONTINUOUS | DRAEGER MEDICAL INC | V500 | 27892 | 2015-11-10 | 0
TX CHILDRENS | BE00062981 | ASFL-0064 | VENTILATOR CONTINUOUS | DRAEGER MEDICAL INC | V500 | 27892 | 2015-11-10 | 0
TX CHILDRENS | BE00062983 | ASFL-0062 | VENTILATOR CONTINUOUS | DRAEGER MEDICAL INC | V500 | 27892 | 2015-11-10 | 0
TX CHILDRENS | BE00060838 | ASEN-0004 | VENTILATOR CONTINUOUS | DRAEGER MEDICAL INC | V500 | 27877.08 | 2015-01-20 | 0
TX CHILDRENS | BE00060839 | ASEN-0006 | VENTILATOR CONTINUOUS | DRAEGER MEDICAL INC | V500 | 27877.08 | 2015-01-20 | 0
TX CHILDRENS | BE00060840 | ASEN-0005 | VENTILATOR CONTINUOUS | DRAEGER MEDICAL INC | V500 | 27877.08 | 2015-01-30 | 0
TX CHILDRENS | BE00060837 | ASEN-0003 | VENTILATOR CONTINUOUS | DRAEGER MEDICAL INC | V500 | 27877.08 | 2015-01-20 | 0
TX CHILDRENS | BE00036633 | 1D086420 | MICROSCOPE | OLYMPUS AMERICA INC | BX43F | 27868.28 | 2012-10-26 | 0
TX CHILDRENS | BE00036755 | 0G93649 | MICROSCOPE | OLYMPUS AMERICA INC | BX43F | 27868.28 | 2012-11-10 | 0
TX CHILDRENS | BE00036756 | 0M15159 | MICROSCOPE | OLYMPUS AMERICA INC | BX43F | 27868.28 | 2012-11-10 | 0
TX CHILDRENS | BE00112988 | 6048194WX0 | ULTRASOUND, COLOR FLOW | GE Precision Healthcare LLC | LOGIQ E | 27842.3 | 2020-11-18 | 0
TX CHILDRENS | BE00112986 | 6047999WX0 | ULTRASOUND, COLOR FLOW | GE Precision Healthcare LLC | LOGIQ E | 27842.3 | 2020-11-18 | 0
TX CHILDRENS | BE00112985 | 6048006WX0 | ULTRASOUND, COLOR FLOW | GE Precision Healthcare LLC | LOGIQ E | 27842.3 | 2020-11-18 | 0
TX CHILDRENS | BE00112987 | 6047986WX0 | ULTRASOUND, COLOR FLOW | GE Precision Healthcare LLC | LOGIQ E | 27842.3 | 2020-11-18 | 0
TX CHILDRENS | BE00038495 | T1H24387EX | ELECTROSURG CUT & COAG DEVICE | U.S. SURGICAL | FORCE TRIAD | 27805.24 | 2013-03-21 | 0
TX CHILDRENS | KN232064 | AJW01728 | VENTILATOR CONTINUOUS | VIASYS (SENSORMEDICS) | 3100A | 27800 | 2009-09-22 | 0
TX CHILDRENS | KN232063 | AJW01727 | VENTILATOR CONTINUOUS | VIASYS (SENSORMEDICS) | 3100A | 27800 | 2009-09-22 | 0
TX CHILDRENS | KN232062 | AJW01726 | VENTILATOR CONTINUOUS | VIASYS (SENSORMEDICS) | 3100A | 27800 | 2009-09-22 | 0
TX CHILDRENS | KN232061 | AJW01724 | VENTILATOR CONTINUOUS | VIASYS (SENSORMEDICS) | 3100A | 27800 | 2009-09-22 | 0
TX CHILDRENS | KN232065 | AJW01729 | VENTILATOR CONTINUOUS | VIASYS (SENSORMEDICS) | 3100A | 27800 | 2009-09-22 | 0
TX CHILDRENS | BE00114512 | 210219E | MICROPLATE READER | BIO-TEK INSTRUMENTS INC | SYNERGY H1 | 27650 | 2022-04-08 | 0
TX CHILDRENS | KN224943 | AFW01290 | VENTILATOR CONTINUOUS | VIASYS (SENSORMEDICS) | 3100B | 27600 | 2007-03-10 | 0
TX CHILDRENS | BE00102773 | ASKM-0134 | VENTILATOR CONTINUOUS | DRAEGER MEDICAL INC | V500 | 27593.97 | 2018-12-12 | 0
TX CHILDRENS | BE00102771 | ASKM-0132 | VENTILATOR CONTINUOUS | DRAEGER MEDICAL INC | V500 | 27593.97 | 2018-12-12 | 0
TX CHILDRENS | BE00102763 | ASKM-0124 | VENTILATOR CONTINUOUS | DRAEGER MEDICAL INC | V500 | 27593.97 | 2018-12-12 | 0
TX CHILDRENS | BE00102775 | ASKM-0136 | VENTILATOR CONTINUOUS | DRAEGER MEDICAL INC | V500 | 27593.97 | 2018-12-12 | 0
TX CHILDRENS | BE00102769 | ASKM-0130 | VENTILATOR CONTINUOUS | DRAEGER MEDICAL INC | V500 | 27593.97 | 2018-12-12 | 0
TX CHILDRENS | BE00102770 | ASKM-0131 | VENTILATOR CONTINUOUS | DRAEGER MEDICAL INC | V500 | 27593.97 | 2018-12-12 | 0
TX CHILDRENS | BE00102774 | ASKM-0135 | VENTILATOR CONTINUOUS | DRAEGER MEDICAL INC | V500 | 27593.97 | 2018-12-12 | 0
TX CHILDRENS | BE00102768 | ASKM-0129 | VENTILATOR CONTINUOUS | DRAEGER MEDICAL INC | V500 | 27593.97 | 2018-12-12 | 0
TX CHILDRENS | BE00102767 | ASKM-0128 | VENTILATOR CONTINUOUS | DRAEGER MEDICAL INC | V500 | 27593.97 | 2018-12-12 | 0
TX CHILDRENS | BE00102766 | ASKM-0127 | VENTILATOR CONTINUOUS | DRAEGER MEDICAL INC | V500 | 27593.97 | 2018-12-12 | 0
TX CHILDRENS | BE00102776 | ASKM-0137 | VENTILATOR CONTINUOUS | DRAEGER MEDICAL INC | V500 | 27593.97 | 2018-12-12 | 0
TX CHILDRENS | BE00102764 | ASKM-0125 | VENTILATOR CONTINUOUS | DRAEGER MEDICAL INC | V500 | 27593.97 | 2018-12-12 | 0
TX CHILDRENS | BE00102762 | ASKM-0123 | VENTILATOR CONTINUOUS | DRAEGER MEDICAL INC | V500 | 27593.97 | 2018-12-12 | 0
TX CHILDRENS | BE00102772 | ASKM-0133 | VENTILATOR CONTINUOUS | DRAEGER MEDICAL INC | V500 | 27593.97 | 2018-12-12 | 0
TX CHILDRENS | BE00102765 | ASKM-0126 | VENTILATOR CONTINUOUS | DRAEGER MEDICAL INC | V500 | 27593.97 | 2018-12-12 | 0
TX CHILDRENS | BE00058828 | 41464476 | CENTRIFUGE, REFRIGERATED | THERMO FISHER SCIENTIFIC ASHEVILLE LLC | SORVALL LYNX 4000 | 27563.84 | 2014-05-09 | 0
TX CHILDRENS | BE00103806 | 13926080658 | EEG HEADBOX | NATUS MEDICAL INCORPORATED | EMU40EX | 27527 | 2019-08-07 | 0
TX CHILDRENS | BE00086993 | CT025186 | DNA THERMAL CYCLER | BIO RAD LABORATORIES INC | C1000 TOUCH | 27500 | 2018-01-17 | 0
TX CHILDRENS | BE00012668 | TOK19113E | ELECTROSURG CUT & COAG DEVICE | U.S. SURGICAL | FORCE TRIAD | 27487 | 2011-04-07 | 0
TX CHILDRENS | BE00108654 | 2043180 | INCUBATOR | HELMER LABS INC | PC4200i | 27466.74 | 2019-07-31 | 0
TX CHILDRENS | BE00108666 | 140543 | AUTOMATED SUPPLY DISPENSER | OMNICELL INC | SUP-FRM-103 | 27420 | 2019-04-11 | 2754.17
TX CHILDRENS | BE00108667 | 140547 | AUTOMATED SUPPLY DISPENSER | OMNICELL INC | SUP-FRM-103 | 27420 | 2019-04-11 | 2754.17
TX CHILDRENS | BE00108665 | 136311 | AUTOMATED SUPPLY DISPENSER | OMNICELL INC | SUP-FRM-103 | 27420 | 2019-04-11 | 2754.17
TX CHILDRENS | BE00108263 | 140546 | AUTOMATED SUPPLY DISPENSER | OMNICELL INC | SUP-FRM-103 | 27420 | 2019-04-11 | 2754.17
TX CHILDRENS | BE00108696 | 140062 | AUTOMATED MEDICATION DISPENSER | OMNICELL INC | MED-FRM-101 | 27391.6 | 2019-09-30 | 2754.17
TX CHILDRENS | BE00118180 | 196996 | AUTOMATED MEDICATION DISPENSER | OMNICELL INC | MED-FRM-101 | 27391.6 | 2022-12-01 | 0
TX CHILDRENS | KN208595 | 3G21339 | MICROSCOPE | OLYMPUS AMERICA INC | BX41TF | 27280.65 | 2004-10-08 | 0
TX CHILDRENS | BE00087971 | 6F45675 | MICROSCOPE | OLYMPUS AMERICA INC | BX43F | 27237.07 | 2018-01-30 | 0
TX CHILDRENS | BE00087970 | 6F45671 | MICROSCOPE | OLYMPUS AMERICA INC | BX43F | 27237.07 | 2018-01-30 | 0
TX CHILDRENS | BE00124519 | CDW01507 | VENTILATOR CONTINUOUS | VIASYS (SENSORMEDICS) | 3100A | 27204.8 | 2024-10-29 | 0
TX CHILDRENS | BE00124517 | CDW01508 | VENTILATOR CONTINUOUS | VIASYS (SENSORMEDICS) | 3100A | 27204.8 | 2024-10-29 | 0
TX CHILDRENS | KN226203 | KSB07357 | WASHER, SCOPE, ULTRASONIC | GETINGE USA SALES LLC | KS24600C00A | 27177.41 | 2008-07-07 | 0
TX CHILDRENS | HTMFS-2600999 | 2600999 | PROBE, BRONC | OLYMPUS AMERICA INC | BF-Q190 | 27175 | 2023-02-13 | 0
TX CHILDRENS | BE00104011 | 244307 | MICROSCOPE | NIKON INSTRUMENT INC | ECLIPSE Ts2-FL | 27134.85 | 2019-08-23 | 0
TX CHILDRENS | BE00141561 | GTR220104 | WATER PURIFIER | GETINGE USA SALES LLC | LRG9600AB | 27114.87 | 2026-05-12 | 0
TX CHILDRENS | KN232676 | 9E09234 | MICROSCOPE | OLYMPUS AMERICA INC | BX41TF | 27069.18 | 2010-08-02 | 0
TX CHILDRENS | BE00116619 | 2022025354 | BLOOD & PLASMA WARMING DEVICE | Belmont Instrument LLC | RI-2 | 27019 | 2023-03-14 | 0
TX CHILDRENS | BE00116998 | 2022025370 | BLOOD & PLASMA WARMING DEVICE | Belmont Instrument LLC | RI-2 | 27019 | 2023-03-14 | 0
TX CHILDRENS | BE00117000 | 2022025374 | BLOOD & PLASMA WARMING DEVICE | Belmont Instrument LLC | RI-2 | 27019 | 2023-03-14 | 0
TX CHILDRENS | BE00116995 | 2022025367 | BLOOD & PLASMA WARMING DEVICE | Belmont Instrument LLC | RI-2 | 27019 | 2023-03-14 | 0
TX CHILDRENS | BE00116997 | 2022025369 | BLOOD & PLASMA WARMING DEVICE | Belmont Instrument LLC | RI-2 | 27019 | 2023-03-14 | 0
TX CHILDRENS | BE00117001 | 2022025379 | BLOOD & PLASMA WARMING DEVICE | Belmont Instrument LLC | RI-2 | 27019 | 2023-03-14 | 0
TX CHILDRENS | BE00116991 | 2022025359 | BLOOD & PLASMA WARMING DEVICE | Belmont Instrument LLC | RI-2 | 27019 | 2023-03-14 | 0
TX CHILDRENS | BE00116992 | 2022025361 | BLOOD & PLASMA WARMING DEVICE | Belmont Instrument LLC | RI-2 | 27019 | 2023-03-14 | 0
TX CHILDRENS | BE00116993 | 2022025362 | BLOOD & PLASMA WARMING DEVICE | Belmont Instrument LLC | RI-2 | 27019 | 2023-03-14 | 0
TX CHILDRENS | BE00116990 | 2022025356 | BLOOD & PLASMA WARMING DEVICE | Belmont Instrument LLC | RI-2 | 27019 | 2023-03-14 | 0
TX CHILDRENS | BE00116988 | 2022025349 | BLOOD & PLASMA WARMING DEVICE | Belmont Instrument LLC | RI-2 | 27019 | 2023-03-14 | 0
TX CHILDRENS | BE00116996 | 2022025368 | BLOOD & PLASMA WARMING DEVICE | Belmont Instrument LLC | RI-2 | 27019 | 2023-03-14 | 0
TX CHILDRENS | BE00117002 | 2022025380 | BLOOD & PLASMA WARMING DEVICE | Belmont Instrument LLC | RI-2 | 27019 | 2023-03-14 | 0
TX CHILDRENS | BE00116999 | 2022025371 | BLOOD & PLASMA WARMING DEVICE | Belmont Instrument LLC | RI-2 | 27019 | 2023-03-14 | 0
TX CHILDRENS | BE00116994 | 2022025364 | BLOOD & PLASMA WARMING DEVICE | Belmont Instrument LLC | RI-2 | 27019 | 2023-03-14 | 0
TX CHILDRENS | BE00116987 | 2022025334 | BLOOD & PLASMA WARMING DEVICE | Belmont Instrument LLC | RI-2 | 27019 | 2023-03-14 | 0
TX CHILDRENS | BE00056744 | 84241 | AUTOMATED MEDICATION DISPENSER | OMNICELL INC | OMNI RX | 27008.35 | 2013-02-19 | 0
TX CHILDRENS | BE00056775 | 85491 | AUTOMATED MEDICATION DISPENSER | OMNICELL INC | OMNI RX | 27008.35 | 2013-02-19 | 0
TX CHILDRENS | BE00056764 | 85492 | AUTOMATED MEDICATION DISPENSER | OMNICELL INC | OMNI RX | 27008.35 | 2013-02-19 | 0
TX CHILDRENS | BE00056756 | 85488 | AUTOMATED MEDICATION DISPENSER | OMNICELL INC | OMNI RX | 27008.35 | 2013-02-19 | 0
TX CHILDRENS | BE00056769 | 85489 | AUTOMATED MEDICATION DISPENSER | OMNICELL INC | OMNI RX | 27008.35 | 2013-02-19 | 0
TX CHILDRENS | BE00114500 | 147988 | AUTOMATED MEDICATION DISPENSER | OMNICELL INC | MED-FRM-101 | 27000 | 2021-01-07 | 0
TX CHILDRENS | BE00082810 | 102694003 | SURGICAL LIGHT | Trumpf Medical Systems Inc Do Not Use | TRULIGHT 5520 | 27000 | 2017-05-24 | 0
TX CHILDRENS | BE00082806 | 102671064 | SURGICAL LIGHT | Trumpf Medical Systems Inc Do Not Use | TRULIGHT 5520 | 27000 | 2017-05-24 | 0
TX CHILDRENS | BE00086947 | 363703442 | MICROPLATE READER | MOLECULAR DEVICES LLC | SPECTRAMAX i3x | 27000 | 2018-01-04 | 0
TX CHILDRENS | BE00114499 | 149082 | AUTOMATED MEDICATION DISPENSER | OMNICELL INC | MED-FRM-101 | 27000 | 2021-01-07 | 2754.17
TX CHILDRENS | BE00111229 | ASMC-0127 | VENTILATOR CONTINUOUS | DRAEGER MEDICAL INC | V500 | 26951.97 | 2020-04-30 | 0
TX CHILDRENS | BE00111233 | ASMC-0131 | VENTILATOR CONTINUOUS | DRAEGER MEDICAL INC | V500 | 26951.97 | 2020-04-30 | 0
TX CHILDRENS | BE00111236 | ASMC-0134 | VENTILATOR CONTINUOUS | DRAEGER MEDICAL INC | V500 | 26951.97 | 2020-04-30 | 0
TX CHILDRENS | BE00111240 | ASMC-0138 | VENTILATOR CONTINUOUS | DRAEGER MEDICAL INC | V500 | 26951.97 | 2020-04-30 | 0
TX CHILDRENS | BE00111234 | ASMC-0132 | VENTILATOR CONTINUOUS | DRAEGER MEDICAL INC | V500 | 26951.97 | 2020-04-30 | 0
TX CHILDRENS | BE00111238 | ASMC-0136 | VENTILATOR CONTINUOUS | DRAEGER MEDICAL INC | V500 | 26951.97 | 2020-04-30 | 0
TX CHILDRENS | BE00111228 | ASMD-0014 | VENTILATOR CONTINUOUS | DRAEGER MEDICAL INC | V500 | 26951.97 | 2020-04-30 | 0
TX CHILDRENS | BE00111230 | ASMC-0128 | VENTILATOR CONTINUOUS | DRAEGER MEDICAL INC | V500 | 26951.97 | 2020-04-30 | 0
TX CHILDRENS | BE00111232 | ASMC-0130 | VENTILATOR CONTINUOUS | DRAEGER MEDICAL INC | V500 | 26951.97 | 2020-04-30 | 0
TX CHILDRENS | BE00111239 | ASMC-0137 | VENTILATOR CONTINUOUS | DRAEGER MEDICAL INC | V500 | 26951.97 | 2020-04-30 | 0
TX CHILDRENS | BE00111235 | ASMC-0133 | VENTILATOR CONTINUOUS | DRAEGER MEDICAL INC | V500 | 26951.97 | 2020-04-30 | 0
TX CHILDRENS | BE00111227 | ASMD-0013 | VENTILATOR CONTINUOUS | DRAEGER MEDICAL INC | V500 | 26951.97 | 2020-04-30 | 0
TX CHILDRENS | BE00111237 | ASMC-0135 | VENTILATOR CONTINUOUS | DRAEGER MEDICAL INC | V500 | 26951.97 | 2020-04-30 | 0
TX CHILDRENS | BE00111231 | ASMC-0129 | VENTILATOR CONTINUOUS | DRAEGER MEDICAL INC | V500 | 26951.97 | 2020-04-30 | 0
TX CHILDRENS | BE00111293 | 1803185 | MICROPLATE READER | BIO-TEK INSTRUMENTS INC | SYNERGY H1 | 26950 | 2019-07-01 | 0
TX CHILDRENS | BE00057263 | 101292310 | SURGICAL LIGHT | Trumpf Medical Systems Inc Do Not Use | ILED 5K | 26940 | 2012-07-13 | 0
TX CHILDRENS | BE00057253 | 101292315 | SURGICAL LIGHT | Trumpf Medical Systems Inc Do Not Use | ILED 5K | 26940 | 2012-07-13 | 0
TX CHILDRENS | BE00057267 | 101292314 | SURGICAL LIGHT | Trumpf Medical Systems Inc Do Not Use | ILED 5K | 26940 | 2012-07-13 | 0
TX CHILDRENS | BE00057257 | 101219358 | SURGICAL LIGHT | Trumpf Medical Systems Inc Do Not Use | ILED 5K | 26940 | 2012-07-13 | 0
TX CHILDRENS | BE00057246 | 101292313 | SURGICAL LIGHT | Trumpf Medical Systems Inc Do Not Use | ILED 5K | 26940 | 2012-07-13 | 0
TX CHILDRENS | BE00130286 | MORPH10483 | URODYNAMICS MEASUREMENT SYSTEM | THE PROMETHEUS GROUP | MORPHEUS | 26932.5 | 2026-03-18 | 0
TX CHILDRENS | BE00013843 | HDHP50915 | INCUBATOR, NEONATAL | DATEX-OHMEDA INC | GIRAFFE INCUBATOR | 26880.75 | 2011-11-28 | 0
TX CHILDRENS | BE00112976 | S21030197EP | CRYOSTAT | THERMO FISHER SCIENTIFIC ASHEVILLE LLC | HM525 NX UV | 26872.25 | 2022-06-30 | 0
TX CHILDRENS | BE00102665 | 870529009 | SURGICAL INSTRUMENT, PEN DRIVE/CONSOLE | DePUY / SYNTHES | PIEZOELECTRIC SYSTEM | 26857.87 | 2018-11-20 | 0
TX CHILDRENS | BE00057250 | 101310287 | SURGICAL LIGHT | Trumpf Medical Systems Inc Do Not Use | ILED 5K | 26840 | 2012-07-13 | 0
TX CHILDRENS | BE00102732 | S17081693 | CRYOSTAT | THERMO FISHER SCIENTIFIC ASHEVILLE LLC | HM525 NX UV | 26839.75 | 2019-01-07 | 0
TX CHILDRENS | BE00108663 | S18010094 | CRYOSTAT | THERMO FISHER SCIENTIFIC ASHEVILLE LLC | HM525 NX UV | 26839.75 | 2019-01-07 | 0
TX CHILDRENS | BE00113527 | ASNC-0042 | VENTILATOR CONTINUOUS | DRAEGER MEDICAL INC | VN500 | 26770.09 | 2021-04-02 | 0
TX CHILDRENS | BE00113528 | ASNC-0043 | VENTILATOR CONTINUOUS | DRAEGER MEDICAL INC | VN500 | 26770.09 | 2021-04-02 | 0
TX CHILDRENS | BE00113529 | ASNC-0044 | VENTILATOR CONTINUOUS | DRAEGER MEDICAL INC | VN500 | 26770.09 | 2021-04-02 | 0
TX CHILDRENS | BE00113530 | ASNC-0061 | VENTILATOR CONTINUOUS | DRAEGER MEDICAL INC | VN500 | 26770.09 | 2021-04-02 | 0
TX CHILDRENS | BE00113531 | ASNC-0041 | VENTILATOR CONTINUOUS | DRAEGER MEDICAL INC | VN500 | 26770.09 | 2021-04-02 | 0
TX CHILDRENS | BE00065168 | 1150602610 | INTRACRANIAL PRESSURE MONITOR | INTEGRA LIFESCIENCES CORP | CAMINO | 26741.22 | 2016-08-30 | 0
TX CHILDRENS | BE00065170 | 1150602620 | INTRACRANIAL PRESSURE MONITOR | INTEGRA LIFESCIENCES CORP | CAMINO | 26741.22 | 2016-08-30 | 0
TX CHILDRENS | BE00065167 | 1150602602 | INTRACRANIAL PRESSURE MONITOR | INTEGRA LIFESCIENCES CORP | CAMINO | 26741.22 | 2016-08-30 | 0
TX CHILDRENS | BE00065169 | 1150602611 | INTRACRANIAL PRESSURE MONITOR | INTEGRA LIFESCIENCES CORP | CAMINO | 26741.22 | 2016-08-30 | 0
TX CHILDRENS | BE00089043 | S16099830 | CRYOSTAT | THERMO FISHER SCIENTIFIC ASHEVILLE LLC | HM525 NX UV | 26668.25 | 2018-04-02 | 0
TX CHILDRENS | KN225843 | 9943-0408-003 | PACEMAKER, EXTERNAL | FISCHER MEDICAL TECHNOLOGIES | DTU-215B | 26630 | 2010-02-16 | 0
TX CHILDRENS | BE00089305 | 3575-0716-0262 | ULTRASOUND, COLOR FLOW | SONOMED INC | VuMAX B | 26626.5 | 2017-12-15 | 0
TX CHILDRENS | BE00061585 | 1213/07.2014 | CRYOSTAT | LEICA MICROSYSTEMS INC | CM1860 | 26564 | 2015-08-13 | 0
TX CHILDRENS | BE00059436 | ASEL-0034 | VENTILATOR CONTINUOUS | DRAEGER MEDICAL INC | V500 | 26516.56 | 2015-04-07 | 0
TX CHILDRENS | BE00059435 | ASEL-0037 | VENTILATOR CONTINUOUS | DRAEGER MEDICAL INC | V500 | 26516.56 | 2015-04-07 | 0
TX CHILDRENS | BE00059437 | ASEL-0036 | VENTILATOR CONTINUOUS | DRAEGER MEDICAL INC | V500 | 26516.56 | 2015-04-07 | 0
TX CHILDRENS | BE00059434 | ASEL-0038 | VENTILATOR CONTINUOUS | DRAEGER MEDICAL INC | V500 | 26516.56 | 2015-04-07 | 0
TX CHILDRENS | BE00059433 | ASEL-0035 | VENTILATOR CONTINUOUS | DRAEGER MEDICAL INC | V500 | 26516.56 | 2015-04-07 | 0
TX CHILDRENS | BE00127969 | 204710213 | ORBITER | STRYKER CORP | SPS-3-C | 26506.4 | 2025-08-15 | 0
TX CHILDRENS | BE00127970 | 204710211 | ORBITER | STRYKER CORP | SPS-3-C | 26506.4 | 2025-08-15 | 0
TX CHILDRENS | KN7003119 | 2E08849 | MICROSCOPE | OLYMPUS AMERICA INC | BX51TF | 26500 | 2008-06-05 | 0
TX CHILDRENS | BE00120467 | 11398 | CRYOSTAT | LEICA MICROSYSTEMS INC | CM1950 | 26487.33 | 2024-06-12 | 0
TX CHILDRENS | BE00082143 | 115116 | AUTOMATED MEDICATION DISPENSER | OMNICELL INC | OMNI RX | 26476.5 | 2016-02-16 | 0
TX CHILDRENS | THI001990 | 45009180015 | ANESTHESIA GAS MACHINE | PENLON , INC.(DIV OF BEAR MED) | INTEGRA SL | 26461 | 2020-05-12 | 0
TX CHILDRENS | BE00108945 | 13926070421 | EEG HEADBOX | NATUS MEDICAL INCORPORATED | EMU40EX | 26458 | 2019-05-23 | 0
TX CHILDRENS | BE00108951 | 13926070427 | EEG HEADBOX | NATUS MEDICAL INCORPORATED | EMU40EX | 26458 | 2019-05-23 | 0
TX CHILDRENS | BE00109366 | 13926080738 | EEG HEADBOX | NATUS MEDICAL INCORPORATED | EMU40EX | 26458 | 2019-05-23 | 0
TX CHILDRENS | BE00119407 | 01392613075 | EEG HEADBOX | NATUS MEDICAL INCORPORATED | EMU40EX | 26458 | 2024-03-16 | 0
TX CHILDRENS | BE00109367 | 13926070544 | EEG HEADBOX | NATUS MEDICAL INCORPORATED | EMU40EX | 26458 | 2019-05-23 | 0
TX CHILDRENS | BE00109806 | 13926120929 | EEG HEADBOX | NATUS MEDICAL INCORPORATED | EMU40EX | 26458 | 2019-05-23 | 0
TX CHILDRENS | BE00108933 | 13926070418 | EEG HEADBOX | NATUS MEDICAL INCORPORATED | EMU40EX | 26458 | 2019-05-23 | 0
TX CHILDRENS | BE00108925 | 13926070416 | EEG HEADBOX | NATUS MEDICAL INCORPORATED | EMU40EX | 26458 | 2019-05-23 | 0
TX CHILDRENS | BE00108943 | 13926070399 | EEG HEADBOX | NATUS MEDICAL INCORPORATED | EMU40EX | 26458 | 2019-05-23 | 0
TX CHILDRENS | BE00108931 | 13926070412 | EEG HEADBOX | NATUS MEDICAL INCORPORATED | EMU40EX | 26458 | 2019-05-23 | 0
TX CHILDRENS | BE00108937 | 13926070370 | EEG HEADBOX | NATUS MEDICAL INCORPORATED | EMU40EX | 26458 | 2019-05-23 | 0
TX CHILDRENS | BE00108939 | 13926070426 | EEG HEADBOX | NATUS MEDICAL INCORPORATED | EMU40EX | 26458 | 2019-05-23 | 0
TX CHILDRENS | BE00108949 | 13926070396 | EEG HEADBOX | NATUS MEDICAL INCORPORATED | EMU40EX | 26458 | 2019-05-23 | 0
TX CHILDRENS | BE00108947 | 13926070408 | EEG HEADBOX | NATUS MEDICAL INCORPORATED | EMU40EX | 26458 | 2019-05-23 | 0
TX CHILDRENS | BE00033292 | 861400-03V00092 | PRES. PLETHYSMOGRAPH(BODY-BOX) | JAEGER MEDICAL INSTRUMENTS | MS-BODY TP MM | 26444 | 2011-04-01 | 0
TX CHILDRENS | BE00113819 | CAW01271 | VENTILATOR CONTINUOUS | VIASYS (SENSORMEDICS) | 3100A | 26440.3 | 2021-09-22 | 0
TX CHILDRENS | THI002039 | 60E13537 | CV BYPASS CENTRIFUGAL PUMP | LIVANOVA USA INC | CP5 PUMP | 26438.74 | 2023-07-27 | 0
TX CHILDRENS | BE00087201 | 14048142065 | MICROTOME | LEICA MICROSYSTEMS INC | VT1200 | 26248.1 | 2018-06-07 | 0
TX CHILDRENS | BE00103604 | 04CLN8 | ULTRASOUND, COLOR FLOW | Fujifilm Sonosite Inc | SII | 26240.4 | 2023-04-22 | 0
TX CHILDRENS | BE00127978 | 204710210 | ORBITER | STRYKER CORP | SPS-3-C | 26231.17 | 2025-08-15 | 0
TX CHILDRENS | BE00127985 | 204710212 | ORBITER | STRYKER CORP | SPS-3-C | 26231.17 | 2025-08-15 | 0
TX CHILDRENS | BE00061810 | BFW01001 | VENTILATOR CONTINUOUS | VIASYS (SENSORMEDICS) | 3100A | 26220 | 2016-03-02 | 0
TX CHILDRENS | BE00061811 | BEW01223 | VENTILATOR CONTINUOUS | VIASYS (SENSORMEDICS) | 3100B | 26220 | 2016-03-02 | 0
TX CHILDRENS | BE00010277 | AKW01864 | VENTILATOR CONTINUOUS | VIASYS (SENSORMEDICS) | 3100A | 26220 | 2010-11-29 | 0
TX CHILDRENS | BE00061875 | 15B007458M | AUDITORY BRAINSTEM RESPONSE SYSTEM | BIO-LOGIC SYSTEMS INC. | 580-NAVPR2 | 26195 | 2016-07-20 | 0
TX CHILDRENS | BE00113705 | J5996 | MRI PHANTOM | SIDAC AUTOMATED SYSTEMS INC | CF 1000MR | 26143 | 2020-12-16 | 0
TX CHILDRENS | BE00062678 | 100737 | INJECTOR, DYE | BAYER CORPORATION | SPECTRIS SOLARIS EP | 26109 | 2016-01-18 | 0
TX CHILDRENS | BE00085336 | 2750010237 | DNA THERMAL CYCLER | APPLIED BIOSYSTEMS | 7500 | 26065.86 | 2017-10-02 | 28908.4
TX CHILDRENS | BE00065787 | ASHK-0049 | VENTILATOR CONTINUOUS | DRAEGER MEDICAL INC | V500 | 26051.49 | 2016-10-07 | 0
TX CHILDRENS | BE00065790 | ASHK-0052 | VENTILATOR CONTINUOUS | DRAEGER MEDICAL INC | V500 | 26051.49 | 2016-10-07 | 0
TX CHILDRENS | BE00065791 | ASHK-0059 | VENTILATOR CONTINUOUS | DRAEGER MEDICAL INC | V500 | 26051.49 | 2016-10-07 | 0
TX CHILDRENS | BE00065789 | ASHK-0051 | VENTILATOR CONTINUOUS | DRAEGER MEDICAL INC | V500 | 26051.49 | 2016-10-07 | 0
TX CHILDRENS | BE00065788 | ASHK-0050 | VENTILATOR CONTINUOUS | DRAEGER MEDICAL INC | V500 | 26051.49 | 2016-10-07 | 0
TX CHILDRENS | BE00065786 | ASHK-0048 | VENTILATOR CONTINUOUS | DRAEGER MEDICAL INC | V500 | 26051.49 | 2016-10-07 | 0
TX CHILDRENS | BE00065785 | ASHK-0047 | VENTILATOR CONTINUOUS | DRAEGER MEDICAL INC | V500 | 26051.49 | 2016-10-07 | 0
TX CHILDRENS | BE00034736 | L2034495562 | AUTO SAMPLER | SHIMADZU SCIENTIFIC INSTRUMENT | SIL-20AHT | 26050 | 2013-01-12 | 0
TX CHILDRENS | BE00065975 | 415784 | MICROSCOPE | LEICA MICROSYSTEMS INC | DM IL | 26006 | 2016-11-09 | 0
TX CHILDRENS | BE00063733 | 8094797 | AUTO SAMPLER | THERMO FISHER SCIENTIFIC ASHEVILLE LLC | WPS-3000TRL RS | 26000 | 2016-02-15 | 34392.85
TX CHILDRENS | KN194977 | 9403514 | CENTRIFUGE, REFRIGERATED | SORVALL (BIOMED PRODUCTS DEPT) | RC5C+ | 26000 | 1996-01-26 | 0
TX CHILDRENS | KN194976 | 948151 | CENTRIFUGE, REFRIGERATED | SORVALL (BIOMED PRODUCTS DEPT) | RC3C+ | 26000 | 1996-01-26 | 0
TX CHILDRENS | KN192366 | 9100228 | CENTRIFUGE, REFRIGERATED | SORVALL (BIOMED PRODUCTS DEPT) | RC5B | 26000 | 1993-08-14 | 0
TX CHILDRENS | BE00104286 | R2574N006 | BLOOD GAS ANALYZER | RADIOMETER COPENHAGEN | ABL 835 FLEX | 26000 | 2019-12-17 | 10400.6
TX CHILDRENS | BE00063735 | 8093449 | AUTO SAMPLER | THERMO FISHER SCIENTIFIC ASHEVILLE LLC | WPS-3000TRL RS | 26000 | 2016-02-15 | 34392.85
TX CHILDRENS | KN218081 | 0504C537-06 | CASSETTE LABELER | TRIANGLE BIOMEDICAL SCI (TBS) | E22.01MWC | 26000 | 2010-07-16 | 0
TX CHILDRENS | BE00104287 | R2574N008 | BLOOD GAS ANALYZER | RADIOMETER COPENHAGEN | ABL 835 FLEX | 26000 | 2019-12-17 | 10400.6
TX CHILDRENS | KN192766 | 9100284 | CENTRIFUGE, REFRIGERATED | SORVALL (BIOMED PRODUCTS DEPT) | RC3B | 26000 | 1993-08-14 | 0
TX CHILDRENS | BE00063302 | 750i-50159 | ANALYZER HUMPHREY FIELD | CARL ZEISS MEDITEC USA INC | 750i | 25950 | 2015-10-11 | 0
TX CHILDRENS | BE00128807 | 268554 | LASER - DIODE | INPER LLC | L8834 | 25950 | 2025-10-03 | 0
TX CHILDRENS | BE00059703 | 750i-41364 | ANALYZER HUMPHREY FIELD | CARL ZEISS MEDITEC USA INC | 750i | 25950 | 2014-07-31 | 0
TX CHILDRENS | BE00110538 | 3849010209 | MICROSCOPE | CARL ZEISS MEDITEC USA INC | AXIO VERT.A1 | 25901 | 2019-06-30 | 0
TX CHILDRENS | BE00082430 | 102676106 | ORBITER | Trumpf Medical Systems Inc Do Not Use | 7000-2600 | 25860.88 | 2016-03-22 | 0
TX CHILDRENS | BE00063836 | 102397476 | ORBITER | Trumpf Medical Systems Inc Do Not Use | 7000-2600 | 25860.88 | 2016-03-18 | 0
TX CHILDRENS | BE00063842 | 102452510 | ORBITER | Trumpf Medical Systems Inc Do Not Use | 7000-2600 | 25860.88 | 2016-03-18 | 0
TX CHILDRENS | BE00065262 | 102534734 | ORBITER | Trumpf Medical Systems Inc Do Not Use | 7000-2600 | 25860.88 | 2016-03-22 | 0
TX CHILDRENS | BE00082427 | 102603170 | ORBITER | Trumpf Medical Systems Inc Do Not Use | 7000-2600 | 25860.88 | 2016-03-22 | 0
TX CHILDRENS | BE00084792 | 102941221 | ORBITER | Trumpf Medical Systems Inc Do Not Use | 7000-2600 | 25860.88 | 2023-01-05 | 0
TX CHILDRENS | BE00065259 | 102523608 | ORBITER | Trumpf Medical Systems Inc Do Not Use | 7000-2600 | 25860.88 | 2016-03-22 | 0
TX CHILDRENS | BE00084778 | 102841210 | ORBITER | Trumpf Medical Systems Inc Do Not Use | 7000-2600 | 25860.88 | 2023-01-05 | 0
TX CHILDRENS | BE00063839 | 102425469 | ORBITER | Trumpf Medical Systems Inc Do Not Use | 7000-2600 | 25860.88 | 2016-03-18 | 0
TX CHILDRENS | BE00063833 | 102433610 | ORBITER | Trumpf Medical Systems Inc Do Not Use | 7000-2600 | 25860.88 | 2016-03-18 | 0
TX CHILDRENS | BE00108958 | (21)BHW01070 | VENTILATOR CONTINUOUS | VIASYS (SENSORMEDICS) | 3100A | 25840.31 | 2019-05-07 | 0
TX CHILDRENS | BE00108957 | (21)BHW01068 | VENTILATOR CONTINUOUS | VIASYS (SENSORMEDICS) | 3100A | 25840.31 | 2019-05-07 | 0
TX CHILDRENS | BE00102728 | 2750010470 | DNA THERMAL CYCLER | APPLIED BIOSYSTEMS | 7500 | 25826.6 | 2018-04-30 | 27839.88
TX CHILDRENS | BE00064626 | 680409 | OPHTHALMOLOGY CAMERA & ACCESSORIES | NIDEK INCORPORATED | AFC-330 | 25800 | 2016-09-16 | 0
TX CHILDRENS | HTMFS-2611335 | 2611335 | PROBE, BRONC | OLYMPUS AMERICA INC | BF-P190 | 25785 | 2023-02-13 | 0
TX CHILDRENS | HTMFS-2711365 | 2711365 | PROBE, BRONC | OLYMPUS AMERICA INC | BF-P190 | 25785 | 2023-02-13 | 0
TX CHILDRENS | BE00123441 | 25S08718 | BREATHING GAS MIXER | STOCKERT GmbH | EGB5L | 25765.18 | 2025-03-10 | 0
TX CHILDRENS | BE00125172 | 25S08729 | BREATHING GAS MIXER | STOCKERT GmbH | EGB5L | 25765.18 | 2025-03-10 | 0
TX CHILDRENS | BE00125851 | 25S08730 | BREATHING GAS MIXER | STOCKERT GmbH | EGB5L | 25765.18 | 2025-03-10 | 0
TX CHILDRENS | KN228250 | 30446 | INJECTOR, DYE | BAYER CORPORATION | STELLANT | 25725 | 2009-10-19 | 0
TX CHILDRENS | BE00119631 | RA2246N0938 | ANESTHESIA GAS MACHINE | CALIPER LIFE SCIENCES,INC | RAS-4 | 25700 | 2023-11-29 | 0
TX CHILDRENS | BE00123494 | 40107853 | ELECTROSURG CUT & COAG DEVICE | KARL STORZ ENDOSCOPY-AMERICA INC | UH 400U | 25668.87 | 2025-01-23 | 0
TX CHILDRENS | BE00087709 | (21)BGW01068 | VENTILATOR CONTINUOUS | VIASYS (SENSORMEDICS) | 3100A | 25629.12 | 2018-01-17 | 0
TX CHILDRENS | BE00087710 | (21)BGW01071 | VENTILATOR CONTINUOUS | VIASYS (SENSORMEDICS) | 3100A | 25629.12 | 2018-01-17 | 0
TX CHILDRENS | BE00087708 | (21)BGW01072 | VENTILATOR CONTINUOUS | VIASYS (SENSORMEDICS) | 3100A | 25629.12 | 2018-01-17 | 0
TX CHILDRENS | BE00065549 | 4086 | VENTILATOR CONTINUOUS | Hamilton Medical Inc | T1 | 25586.56 | 2016-10-06 | 0
TX CHILDRENS | BE00065555 | 4094 | VENTILATOR CONTINUOUS | Hamilton Medical Inc | T1 | 25586.56 | 2016-10-06 | 0
TX CHILDRENS | BE00065551 | 4057 | VENTILATOR CONTINUOUS | Hamilton Medical Inc | T1 | 25586.56 | 2016-10-06 | 0
TX CHILDRENS | BE00065552 | 4076 | VENTILATOR CONTINUOUS | Hamilton Medical Inc | T1 | 25586.56 | 2016-10-06 | 0
TX CHILDRENS | BE00065550 | 4090 | VENTILATOR CONTINUOUS | Hamilton Medical Inc | T1 | 25586.56 | 2016-10-06 | 0
TX CHILDRENS | BE00065553 | 4093 | VENTILATOR CONTINUOUS | Hamilton Medical Inc | T1 | 25586.56 | 2016-10-06 | 0
TX CHILDRENS | BE00065554 | 4096 | VENTILATOR CONTINUOUS | Hamilton Medical Inc | T1 | 25586.56 | 2016-10-06 | 0
TX CHILDRENS | BE00121922 | MA9091629 | AUDITORY BRAINSTEM RESPONSE SYSTEM | MAICO-DIAGNOSTICS | EASYSCREEN | 25540 | 2025-03-28 | 0
TX CHILDRENS | BE00121923 | MA9091268 | AUDITORY BRAINSTEM RESPONSE SYSTEM | MAICO-DIAGNOSTICS | EASYSCREEN | 25540 | 2025-03-28 | 0
TX CHILDRENS | BE00082979 | 41873565 | CENTRIFUGE, REFRIGERATED | THERMO FISHER SCIENTIFIC ASHEVILLE LLC | SORVALL LYNX 4000 | 25538.1 | 2017-06-06 | 0
TX CHILDRENS | BE00100330 | 047402 | ULTRASOUND, COLOR FLOW | Fujifilm Sonosite Inc | SII | 25530.6 | 2018-04-03 | 0
TX CHILDRENS | BE00118885 | 2301003600006 | EMS TRANSPORT BED | STRYKER SALES CORPORATION | 6516 | 25528 | 2024-04-03 | 0
TX CHILDRENS | BE00064441 | 704665 | MICROSCOPE | NIKON INSTRUMENT INC | ECLIPSE Ci-L | 25513.2 | 2016-06-30 | 0
TX CHILDRENS | KN217145 | 3600704005 | WASHER, DISINFECTOR | AMSCO MEDICAL | 400 | 25510 | 2005-08-23 | 0
TX CHILDRENS | FA43883 | K1MU1877G | MAINFRAME, PATIENT MONITORING | GE Medical Systems Information Tech Inc | SOLAR 9500 | 25483 | 2002-02-21 | 0
TX CHILDRENS | FA43882 | J1MU1862G | MAINFRAME, PATIENT MONITORING | GE Medical Systems Information Tech Inc | SOLAR 9500 | 25483 | 2002-02-21 | 0
TX CHILDRENS | HTMFS-2610826 | 2610826 | PROBE, BRONC | OLYMPUS AMERICA INC | BF-XP190 | 25480 | 2023-02-13 | 0
TX CHILDRENS | HTMFS-2911868 | 2911868 | PROBE, BRONC | OLYMPUS AMERICA INC | BF-XP190 | 25480 | 2023-02-13 | 0
TX CHILDRENS | HTMFS-2911865 | 2911865 | PROBE, BRONC | OLYMPUS AMERICA INC | BF-XP190 | 25480 | 2023-02-13 | 0
TX CHILDRENS | HTMFS-2610827 | 2610827 | PROBE, BRONC | OLYMPUS AMERICA INC | BF-XP190 | 25480 | 2023-02-13 | 0
TX CHILDRENS | BE00121578 | 7384982 | SURGICAL VIDEO HEAD-CAM CONTRL | OLYMPUS AMERICA INC | CV-190 | 25469.36 | 2025-01-16 | 0
TX CHILDRENS | BE00121573 | 7384788 | SURGICAL VIDEO HEAD-CAM CONTRL | OLYMPUS AMERICA INC | CV-190 | 25469.36 | 2025-01-16 | 0
TX CHILDRENS | KN224832 | DG08095413 | RADIOCHROMATOGRAPH SCANNER | PERKIN ELMER CORP. | C431200 | 25454.94 | 2010-09-14 | 0
TX CHILDRENS | BE00119814 | 7384549 | SURGICAL VIDEO HEAD-CAM CONTRL | OLYMPUS AMERICA INC | CV-190 | 25400 | 2024-10-04 | 0
TX CHILDRENS | BE00086460 | BHW01022 | VENTILATOR CONTINUOUS | VIASYS (SENSORMEDICS) | 3100A | 25376.4 | 2018-10-10 | 0
TX CHILDRENS | KN224941 | AGW01216 | VENTILATOR CONTINUOUS | VIASYS (SENSORMEDICS) | 3100A | 25365 | 2007-03-10 | 0
TX CHILDRENS | KN227913 | AHW01064 | VENTILATOR CONTINUOUS | VIASYS (SENSORMEDICS) | 3100A | 25365 | 2008-05-09 | 0
TX CHILDRENS | KN227915 | AHW01065 | VENTILATOR CONTINUOUS | VIASYS (SENSORMEDICS) | 3100A | 25365 | 2008-05-09 | 0
TX CHILDRENS | KN227914 | AHW01068 | VENTILATOR CONTINUOUS | VIASYS (SENSORMEDICS) | 3100A | 25365 | 2008-05-09 | 0
TX CHILDRENS | KN227916 | AHW01061 | VENTILATOR CONTINUOUS | VIASYS (SENSORMEDICS) | 3100A | 25365 | 2008-05-09 | 0
TX CHILDRENS | KN224942 | AGW01219 | VENTILATOR CONTINUOUS | VIASYS (SENSORMEDICS) | 3100A | 25365 | 2007-03-10 | 0
TX CHILDRENS | BE00106556 | ASKN-0003 | VENTILATOR CONTINUOUS | DRAEGER MEDICAL INC | VN500 | 25301.07 | 2019-03-20 | 0
TX CHILDRENS | BE00106555 | ASKN-0002 | VENTILATOR CONTINUOUS | DRAEGER MEDICAL INC | VN500 | 25301.07 | 2019-03-20 | 0
TX CHILDRENS | KN205871 | 22886 | AUTOMATED SUPPLY DISPENSER | OMNICELL INC | OMNICELL | 25227 | 2002-10-01 | 0
TX CHILDRENS | KN205870 | 19333 | AUTOMATED SUPPLY DISPENSER | OMNICELL INC | OMNICELL | 25227 | 2003-08-01 | 0
TX CHILDRENS | BE00126989 | RA2329N1065 | ANESTHESIA GAS MACHINE | CALIPER LIFE SCIENCES,INC | RAS-4 | 25174 | 2024-11-28 | 0
TX CHILDRENS | BE00111464 | 920997 | MICROSCOPE | NIKON INSTRUMENT INC | ECLIPSE Ni-E | 25120.51 | 2020-04-07 | 0
TX CHILDRENS | BE00129939 | 252359 | AUTOMATED MEDICATION DISPENSER | OMNICELL INC | MED-FRM-102 | 25118.5 | 2026-03-31 | 0
TX CHILDRENS | BE00100273 | ASKB-0150 | VENTILATOR CONTINUOUS | DRAEGER MEDICAL INC | V500 | 25041.19 | 2018-04-07 | 0
TX CHILDRENS | BE00100269 | ASKB-0128 | VENTILATOR CONTINUOUS | DRAEGER MEDICAL INC | V500 | 25041.19 | 2018-04-07 | 0
TX CHILDRENS | BE00100265 | ASKB-0136 | VENTILATOR CONTINUOUS | DRAEGER MEDICAL INC | V500 | 25041.19 | 2018-04-07 | 0
TX CHILDRENS | BE00100259 | ASKB-0129 | VENTILATOR CONTINUOUS | DRAEGER MEDICAL INC | V500 | 25041.19 | 2018-04-07 | 0
TX CHILDRENS | BE00100267 | ASKB-0127 | VENTILATOR CONTINUOUS | DRAEGER MEDICAL INC | V500 | 25041.19 | 2018-04-07 | 0
TX CHILDRENS | BE00100271 | ASKB-0153 | VENTILATOR CONTINUOUS | DRAEGER MEDICAL INC | V500 | 25041.19 | 2018-04-07 | 0
TX CHILDRENS | BE00100261 | ASKB-0132 | VENTILATOR CONTINUOUS | DRAEGER MEDICAL INC | V500 | 25041.19 | 2018-04-07 | 0
TX CHILDRENS | BE00100272 | ASKB-0131 | VENTILATOR CONTINUOUS | DRAEGER MEDICAL INC | V500 | 25041.19 | 2018-04-07 | 0
TX CHILDRENS | BE00100264 | ASKB-0135 | VENTILATOR CONTINUOUS | DRAEGER MEDICAL INC | V500 | 25041.19 | 2018-04-07 | 0
TX CHILDRENS | BE00100262 | ASKB-0130 | VENTILATOR CONTINUOUS | DRAEGER MEDICAL INC | V500 | 25041.19 | 2018-04-07 | 0
TX CHILDRENS | BE00100270 | ASKB-0152 | VENTILATOR CONTINUOUS | DRAEGER MEDICAL INC | V500 | 25041.19 | 2018-04-07 | 0
TX CHILDRENS | BE00100274 | ASKB-0151 | VENTILATOR CONTINUOUS | DRAEGER MEDICAL INC | V500 | 25041.19 | 2018-04-07 | 0
TX CHILDRENS | BE00100275 | ASKB-0134 | VENTILATOR CONTINUOUS | DRAEGER MEDICAL INC | V500 | 25041.19 | 2018-04-07 | 0
TX CHILDRENS | BE00100266 | ASKB-0133 | VENTILATOR CONTINUOUS | DRAEGER MEDICAL INC | V500 | 25041.19 | 2018-04-07 | 0
TX CHILDRENS | BE00119871 | YT5053 | SURGICAL CAMERA & ACCESSORIES | KARL STORZ ENDOSCOPY-AMERICA INC | TP100 | 25016 | 2023-06-08 | 0
TX CHILDRENS | BE00117135 | 6.2105.1092 | Workstation, Imaging Post Processing | DELL MARKETING LP | STEREOS | 25000 | 2022-05-09 | 0
TX CHILDRENS | BE00113958 | 360-0218 | LASER - DIODE | MEDTRONIC, INC. | 460-0011 | 25000 | 2021-09-27 | 0
TX CHILDRENS | KN215337 | GL13204B-D | LASER - DIODE | IRIDEX MEDICAL INSTRUMENTS | GL | 25000 | 2002-12-17 | 0
TX CHILDRENS | BE00084827 | 5203 | LASER ACCESSORIES | LUMENIS INC | SERIES 016 | 25000 | 2017-07-07 | 0
TX CHILDRENS | BE00085321 | PKK206191R | PACEMAKER PROGRAMMER | MEDTRONIC, INC. | 2090 | 25000 | 2018-01-25 | 0
TX CHILDRENS | KN205867 | 21404 | AUTOMATED SUPPLY DISPENSER | OMNICELL INC | OMNICELL | 25000 | 2017-03-06 | 0
TX CHILDRENS | BE00117667 | 2210005827 | IMMUNO CHEMISTRY ANALYZER | DIASORIN INC | LIAISON XL | 25000 | 2022-09-15 | 0
TX CHILDRENS | BE00112414 | 84354 | AUTOMATED SUPPLY DISPENSER | OMNICELL INC | SUP-FRM-102 | 25000 | 2019-12-04 | 0
TX CHILDRENS | BE00065520 | 4.1506.414 | Workstation, Imaging Post Processing | DELL MARKETING LP | NX1WF | 25000 | 2016-10-01 | 0
TX CHILDRENS | BE00065519 | 4.1505.406 | Workstation, Imaging Post Processing | DELL MARKETING LP | NX1WF | 25000 | 2016-10-01 | 0
TX CHILDRENS | BE00117668 | 2210003017 | IMMUNO CHEMISTRY ANALYZER | DIASORIN INC | LIAISON XL | 25000 | 2022-09-15 | 37200
TX CHILDRENS | THI002004 | US519B1490 | ULTRASOUND, COLOR FLOW | Philips North America LLC | EPIQ | 25000 | 2025-06-18 | 0
TX CHILDRENS | BE00060868 | 10447 | DNA THERMAL CYCLER | ROCHE ANALYTICAL INSTRUMENTS | LIGHTCYCLER 96 | 25000 | 2014-11-11 | 0
TX CHILDRENS | BE00060293 | VIN: 1FMCU0GXXEUB00283 | VEHICLE, OUTSIDE SERVICE | FORD MOTOR CO. | ESCAPE 2013 | 25000 | 2014-11-11 | 0
TX CHILDRENS | BE00115615 | 795BR03147 | DNA THERMAL CYCLER | BIO RAD LABORATORIES INC | CFX OPUS 96 | 24999.99 | 2022-08-18 | 0
TX CHILDRENS | BE00115614 | 795BR03143 | DNA THERMAL CYCLER | BIO RAD LABORATORIES INC | CFX OPUS 96 | 24999.99 | 2022-08-18 | 0
TX CHILDRENS | BE00035242 | 272005878 | DNA THERMAL CYCLER | APPLIED BIOSYSTEMS | STEPONE PLUS | 24999 | 2013-06-20 | 0
TX CHILDRENS | BE00119625 | 795BR20058 | DNA THERMAL CYCLER | BIO RAD LABORATORIES INC | CFX OPUS 96 | 24999 | 2024-04-03 | 0
TX CHILDRENS | BE00060200 | CT010027 | DNA THERMAL CYCLER | BIO RAD LABORATORIES INC | C1000 TOUCH | 24995 | 2014-06-11 | 0
TX CHILDRENS | BE00127492 | SS2300634 | EMBRYO CULTURE SYSTEM | ASTEC BIO USA INC | SS-250-115 | 24960.04 | 2025-02-15 | 0
TX CHILDRENS | BE00127493 | SS2300635 | EMBRYO CULTURE SYSTEM | ASTEC BIO USA INC | SS-250-115 | 24960.04 | 2025-02-15 | 0
TX CHILDRENS | BE00059912 | 271445 | MICROPLATE READER | BIO-TEK INSTRUMENTS INC | SYNERGY H1 | 24950 | 2014-08-25 | 0
TX CHILDRENS | BE00118554 | 0191202808 | IMPEDANCE PLANIMETRY SYSTEM | COVIDIEN LP | EF-100 | 24936.86 | 2020-12-01 | 0
TX CHILDRENS | HTMUS-F0G20V | F0G20V | PROBE, 3D - 4D | Philips North America LLC | X5-1C | 24877.1 | 2025-05-01 | 0
TX CHILDRENS | BE00082529 | 1507018 | GUIDANCE SYSTEM | CORPAK MEDSYSTEMS INC | 3700 | 24837 | 2017-04-05 | 0
TX CHILDRENS | BE00109221 | 136310 | AUTOMATED SUPPLY DISPENSER | OMNICELL INC | SUP-FRM-102 | 24810 | 2019-04-11 | 2754.17
TX CHILDRENS | BE00109223 | 140544 | AUTOMATED SUPPLY DISPENSER | OMNICELL INC | SUP-FRM-102 | 24810 | 2019-04-11 | 2754.17
TX CHILDRENS | BE00109222 | 140542 | AUTOMATED SUPPLY DISPENSER | OMNICELL INC | SUP-FRM-102 | 24810 | 2019-04-11 | 2754.17
TX CHILDRENS | BE00120012 | 016862208116 | EEG HEADBOX | NATUS MEDICAL INCORPORATED | EMU40EX | 24794.47 | 2024-05-11 | 0
TX CHILDRENS | BE00126975 | 016862120652 | EEG HEADBOX | NATUS MEDICAL INCORPORATED | EMU40EX | 24794.47 | 2024-05-11 | 0
TX CHILDRENS | BE00120013 | 016862208119 | EEG HEADBOX | NATUS MEDICAL INCORPORATED | EMU40EX | 24794.47 | 2024-05-11 | 0
TX CHILDRENS | BE00120010 | 016862208117 | EEG HEADBOX | NATUS MEDICAL INCORPORATED | EMU40EX | 24794.47 | 2024-05-11 | 0
TX CHILDRENS | BE00126888 | 42504764 | PRES. PLETHYSMOGRAPH(BODY-BOX) | VYAIRE MEDICAL 211 INC | VYNTUS BODY | 24733.37 | 2025-06-02 | 0
TX CHILDRENS | BE00063381 | 05881 | SLITLAMP BIOMICROSCOPE | HAAG-STREIT USA INC | 900 BQ | 24645 | 2015-12-17 | 0
TX CHILDRENS | BE00129301 | 281124003 | SURGICAL MICROSCOPE & ACCESSOR | LEICA MICROSYSTEMS INC | M320-F12 | 24630.98 | 2025-12-12 | 0
TX CHILDRENS | BE00088490 | 103057796 | ORBITER | Trumpf Medical Systems Inc Do Not Use | 5000-1730 | 24630 | 2018-04-25 | 0
TX CHILDRENS | BE00088489 | 103057797 | ORBITER | Trumpf Medical Systems Inc Do Not Use | 5000-1730 | 24630 | 2018-04-25 | 0
TX CHILDRENS | BE00088484 | 103066450 | ORBITER | Trumpf Medical Systems Inc Do Not Use | 5000-1730 | 24630 | 2018-04-25 | 0
TX CHILDRENS | BE00100478 | 103038101 | ORBITER | Trumpf Medical Systems Inc Do Not Use | 5000-1730 | 24630 | 2018-04-25 | 0
TX CHILDRENS | BE00088482 | 103066453 | ORBITER | Trumpf Medical Systems Inc Do Not Use | 5000-1730 | 24630 | 2018-04-25 | 0
TX CHILDRENS | BE00088486 | 103066451 | ORBITER | Trumpf Medical Systems Inc Do Not Use | 5000-1730 | 24630 | 2018-04-25 | 0
TX CHILDRENS | BE00088488 | 103066452 | ORBITER | Trumpf Medical Systems Inc Do Not Use | 5000-1730 | 24630 | 2018-04-25 | 0
TX CHILDRENS | BE00114081 | 7049526 | SURGICAL VIDEO HEAD-CAM CONTRL | OLYMPUS AMERICA INC | CV-190 | 24608.09 | 2021-10-31 | 0
TX CHILDRENS | BE00122935 | 235829 | AUTOMATED MEDICATION DISPENSER | OMNICELL INC | MED-FRM-102 | 24585 | 2024-12-14 | 2332.52
TX CHILDRENS | BE00122950 | 235834 | AUTOMATED MEDICATION DISPENSER | OMNICELL INC | MED-FRM-102 | 24585 | 2024-12-14 | 2332.52
TX CHILDRENS | BE00122952 | 235833 | AUTOMATED MEDICATION DISPENSER | OMNICELL INC | MED-FRM-102 | 24585 | 2024-12-14 | 2332.52
TX CHILDRENS | BE00122953 | 235832 | AUTOMATED MEDICATION DISPENSER | OMNICELL INC | MED-FRM-102 | 24585 | 2024-12-14 | 2332.52
TX CHILDRENS | BE00122949 | 235835 | AUTOMATED MEDICATION DISPENSER | OMNICELL INC | MED-FRM-102 | 24585 | 2024-12-14 | 2332.52
TX CHILDRENS | BE00122956 | 235836 | AUTOMATED MEDICATION DISPENSER | OMNICELL INC | MED-FRM-102 | 24585 | 2024-12-14 | 2332.52
TX CHILDRENS | BE00122725 | 235837 | AUTOMATED MEDICATION DISPENSER | OMNICELL INC | MED-FRM-102 | 24585 | 2024-12-14 | 2332.52
TX CHILDRENS | BE00122939 | 235830 | AUTOMATED MEDICATION DISPENSER | OMNICELL INC | MED-FRM-102 | 24585 | 2024-12-14 | 2332.52
TX CHILDRENS | BE00122942 | 235831 | AUTOMATED MEDICATION DISPENSER | OMNICELL INC | MED-FRM-102 | 24585 | 2024-12-14 | 2332.52
TX CHILDRENS | BE00114734 | CTZ21B007 | CENTRIFUGE, REFRIGERATED | BECKMAN COULTER INC - SERVICE AGREEMENT | OPTIMA MAX-XP | 24570 | 2022-03-16 | 0
TX CHILDRENS | BE00081651 | 311215005 | SURGICAL MICROSCOPE & ACCESSOR | LEICA MICROSYSTEMS INC | M320-F12 | 24536 | 2017-01-27 | 0
TX CHILDRENS | BE00081652 | 141215001 | SURGICAL MICROSCOPE & ACCESSOR | LEICA MICROSYSTEMS INC | M320-F12 | 24536 | 2017-01-27 | 0
TX CHILDRENS | BE00081649 | 311215002 | SURGICAL MICROSCOPE & ACCESSOR | LEICA MICROSYSTEMS INC | M320-F12 | 24536 | 2017-01-27 | 0
TX CHILDRENS | BE00081650 | 311215001 | SURGICAL MICROSCOPE & ACCESSOR | LEICA MICROSYSTEMS INC | M320-F12 | 24536 | 2017-01-27 | 0
TX CHILDRENS | BE00126970 | 016862208090 | EEG HEADBOX | NATUS MEDICAL INCORPORATED | EMU40EX | 24535.34 | 2023-08-03 | 0
TX CHILDRENS | BE00123406 | 016862208862 | EEG HEADBOX | NATUS MEDICAL INCORPORATED | EMU40EX | 24535.34 | 2025-02-04 | 0
TX CHILDRENS | BE00126972 | 016862197937 | EEG HEADBOX | NATUS MEDICAL INCORPORATED | EMU40EX | 24535.34 | 2023-08-03 | 0
TX CHILDRENS | BE00123081 | 016862208872 | EEG HEADBOX | NATUS MEDICAL INCORPORATED | EMU40EX | 24535.34 | 2025-02-04 | 0
TX CHILDRENS | BE00126962 | 016862197922 | EEG HEADBOX | NATUS MEDICAL INCORPORATED | EMU40EX | 24535.34 | 2023-08-03 | 0
TX CHILDRENS | BE00119663 | 016862197918 | EEG HEADBOX | NATUS MEDICAL INCORPORATED | EMU40EX | 24535.34 | 2023-08-03 | 0
TX CHILDRENS | BE00123079 | 016862208871 | EEG HEADBOX | NATUS MEDICAL INCORPORATED | EMU40EX | 24535.34 | 2025-02-04 | 0
TX CHILDRENS | BE00121426 | 016862200075 | EEG HEADBOX | NATUS MEDICAL INCORPORATED | EMU40EX | 24535.34 | 2024-11-05 | 0
TX CHILDRENS | BE00126511 | 016862208854 | EEG HEADBOX | NATUS MEDICAL INCORPORATED | EMU40EX | 24535.34 | 2025-02-04 | 0
TX CHILDRENS | BE00123408 | 016862208868 | EEG HEADBOX | NATUS MEDICAL INCORPORATED | EMU40EX | 24535.34 | 2025-02-04 | 0
TX CHILDRENS | BE00126521 | 016862208853 | EEG HEADBOX | NATUS MEDICAL INCORPORATED | EMU40EX | 24535.34 | 2025-02-04 | 0
TX CHILDRENS | BE00126974 | 016862208163 | EEG HEADBOX | NATUS MEDICAL INCORPORATED | EMU40EX | 24535.34 | 2023-08-03 | 0
TX CHILDRENS | BE00120018 | 016862197955 | EEG HEADBOX | NATUS MEDICAL INCORPORATED | EMU40EX | 24535.34 | 2023-08-03 | 0
TX CHILDRENS | BE00126000 | 016862200188 | EEG HEADBOX | NATUS MEDICAL INCORPORATED | EMU40EX | 24535.34 | 2025-02-04 | 0
TX CHILDRENS | BE00121420 | 016862200033 | EEG HEADBOX | NATUS MEDICAL INCORPORATED | EMU40EX | 24535.34 | 2024-11-05 | 0
TX CHILDRENS | BE00126528 | 016862208865 | EEG HEADBOX | NATUS MEDICAL INCORPORATED | EMU40EX | 24535.34 | 2025-02-04 | 0
TX CHILDRENS | BE00119667 | 016862197924 | EEG HEADBOX | NATUS MEDICAL INCORPORATED | EMU40EX | 24535.34 | 2023-08-03 | 0
TX CHILDRENS | BE00119665 | 016862197938 | EEG HEADBOX | NATUS MEDICAL INCORPORATED | EMU40EX | 24535.34 | 2023-08-03 | 0
TX CHILDRENS | BE00121435 | 016862200071 | EEG HEADBOX | NATUS MEDICAL INCORPORATED | EMU40EX | 24535.34 | 2024-11-05 | 0
TX CHILDRENS | BE00126966 | 016862208159 | EEG HEADBOX | NATUS MEDICAL INCORPORATED | EMU40EX | 24535.34 | 2023-08-03 | 0
TX CHILDRENS | BE00119669 | 016862197932 | EEG HEADBOX | NATUS MEDICAL INCORPORATED | EMU40EX | 24535.34 | 2023-08-03 | 0
TX CHILDRENS | BE00126964 | 0168622197916 | EEG HEADBOX | NATUS MEDICAL INCORPORATED | EMU40EX | 24535.34 | 2023-08-03 | 0
TX CHILDRENS | BE00119661 | 016862197911 | EEG HEADBOX | NATUS MEDICAL INCORPORATED | EMU40EX | 24535.34 | 2023-08-03 | 0
TX CHILDRENS | BE00118782 | 016862197956 | EEG HEADBOX | NATUS MEDICAL INCORPORATED | EMU40EX | 24535.34 | 2023-08-03 | 0
TX CHILDRENS | BE00128500 | 016862201716 | EEG HEADBOX | NATUS MEDICAL INCORPORATED | EMU40EX | 24535.34 | 2024-11-05 | 0
TX CHILDRENS | BE00126968 | 016862197931 | EEG HEADBOX | NATUS MEDICAL INCORPORATED | EMU40EX | 24535.34 | 2023-08-03 | 0
TX CHILDRENS | BE00126516 | 016862208852 | EEG HEADBOX | NATUS MEDICAL INCORPORATED | EMU40EX | 24535.34 | 2025-02-04 | 0
TX CHILDRENS | BE00123083 | 016862208870 | EEG HEADBOX | NATUS MEDICAL INCORPORATED | EMU40EX | 24535.34 | 2025-02-04 | 0
TX CHILDRENS | BE00128157 | 016862202227 | EEG HEADBOX | NATUS MEDICAL INCORPORATED | EMU40EX | 24535.34 | 2024-11-05 | 0
TX CHILDRENS | BE00121423 | 016862200072 | EEG HEADBOX | NATUS MEDICAL INCORPORATED | EMU40EX | 24535.34 | 2024-11-05 | 0
TX CHILDRENS | KN227574 | MD635413-P | SURGICAL CAMERA & ACCESSORIES | KARL STORZ ENDOSCOPY-AMERICA INC | 22201020-1H4 | 24525.32 | 2008-05-04 | 0
TX CHILDRENS | KN227482 | MD635403-P | SURGICAL CAMERA & ACCESSORIES | KARL STORZ ENDOSCOPY-AMERICA INC | 22201020-1H4 | 24525.32 | 2008-05-04 | 0
TX CHILDRENS | KN227483 | MD635404-P | SURGICAL CAMERA & ACCESSORIES | KARL STORZ ENDOSCOPY-AMERICA INC | 22201020-1H4 | 24525.32 | 2008-05-04 | 0
TX CHILDRENS | KN227573 | MD635411-P | SURGICAL CAMERA & ACCESSORIES | KARL STORZ ENDOSCOPY-AMERICA INC | 22201020-1H4 | 24525.32 | 2008-05-04 | 0
TX CHILDRENS | BE00061521 | 031-123 | LASER ACCESSORIES | LUMENIS INC | ACUSPOT 712 | 24509 | 2015-07-31 | 0
TX CHILDRENS | BE00011640 | 675287 | PULM FUNCTION DATA CALCULATOR | JAEGER MEDICAL INSTRUMENTS | MS-PFT PRO | 24500 | 2011-09-08 | 0
TX CHILDRENS | BE00011634 | 675290 | PULM FUNCTION DATA CALCULATOR | JAEGER MEDICAL INSTRUMENTS | MS-PFT PRO | 24500 | 2011-09-08 | 0
TX CHILDRENS | BE00011637 | 675289 | PULM FUNCTION DATA CALCULATOR | JAEGER MEDICAL INSTRUMENTS | MS-PFT PRO | 24500 | 2011-09-08 | 0
TX CHILDRENS | BE00011631 | 691838 | PULM FUNCTION DATA CALCULATOR | JAEGER MEDICAL INSTRUMENTS | MS-PFT PRO | 24500 | 2011-09-08 | 0
TX CHILDRENS | BE00106000 | A-TPC-22076 | MONITOR, EEG | MOBERG RESEARCH INC | CNS-300 | 24500 | 2019-09-10 | 0
TX CHILDRENS | BE00106001 | A-TPC-22077 | MONITOR, EEG | MOBERG RESEARCH INC | CNS-300 | 24500 | 2019-09-10 | 0
TX CHILDRENS | BE00106002 | A-TPC-22078 | MONITOR, EEG | MOBERG RESEARCH INC | CNS-300 | 24500 | 2019-09-10 | 0
TX CHILDRENS | BE00033690 | 01426 | CARDIOVASCULAR BLOOD FLOWMETER | VOLCANO CORPORATION | COMBOMAP 6800 | 24500 | 2013-07-18 | 0
TX CHILDRENS | BE00087197 | 580118 | LAB ELECTROPHYSIOLOGY EQ. | HARVARD BIOSCIENCE | EPC 10 | 24477.75 | 2018-06-07 | 0
TX CHILDRENS | BE00087195 | 580119 | LAB ELECTROPHYSIOLOGY EQ. | HARVARD BIOSCIENCE | EPC 10 | 24477.75 | 2018-06-07 | 0
TX CHILDRENS | BE00087196 | 580117 | LAB ELECTROPHYSIOLOGY EQ. | HARVARD BIOSCIENCE | EPC 10 | 24477.75 | 2018-06-07 | 0
TX CHILDRENS | KN188735 | 202606 | SURGICAL MICROSCOPE & ACCESSOR | CARL ZEISS MEDITEC USA INC | OPMI | 24469 | 1992-08-13 | 0
TX CHILDRENS | BE00120137 | OT2CEP20221013R02 | SAMPLING WORKSTATION | OPENTRONS LABWORKS INC | OT2-R | 24400 | 2024-08-17 | 0
TX CHILDRENS | BE00066054 | 19027204AA0615046 | EMG | CADWELL MANUFACTURING | 190272-200 | 24371.6 | 2016-12-08 | 0
TX CHILDRENS | BE00066074 | 3615038 | MICROSCOPE | SCIENTIFIA LLC | SLICESCOPE | 24307.5 | 2016-04-25 | 0
TX CHILDRENS | HTMFS-A111185 | A111185 | PROBE, ENDO | PENTAX PRECISION INSTRUMENT CORP | EG27-I10 | 24254.76 | 2023-02-13 | 0
TX CHILDRENS | HTMFS-A111116 | A111116 | PROBE, ENDO | PENTAX PRECISION INSTRUMENT CORP | EG27-I10 | 24254.76 | 2023-02-13 | 0
TX CHILDRENS | HTMFS-A111186 | A111186 | PROBE, ENDO | PENTAX PRECISION INSTRUMENT CORP | EG27-I10 | 24254.76 | 2023-02-13 | 0
TX CHILDRENS | HTMFS-A111183 | A111183 | PROBE, ENDO | PENTAX PRECISION INSTRUMENT CORP | EG27-I10 | 24254.76 | 2023-02-13 | 0
TX CHILDRENS | HTMFS-A111187 | A111187 | PROBE, ENDO | PENTAX PRECISION INSTRUMENT CORP | EG27-I10 | 24254.76 | 2023-02-13 | 0
TX CHILDRENS | HTMFS-A114343 | A114343 | PROBE, ENDO | PENTAX PRECISION INSTRUMENT CORP | EG29-I10 | 24254.76 | 2023-02-13 | 0
TX CHILDRENS | HTMFS-A114240 | A114240 | PROBE, ENDO | PENTAX PRECISION INSTRUMENT CORP | EG29-I10 | 24254.76 | 2023-02-13 | 0
TX CHILDRENS | KN227060 | A061775 | RF GENERATOR | RITA MEDICAL SYSTEMS INC | 1500X | 24250 | 2007-08-31 | 0
TX CHILDRENS | BE00123428 | 322993 | TRANSCUTANEOUS PO2 MONITOR | SENTEC INC | SDMS | 24220.7 | 2025-01-30 | 0
TX CHILDRENS | BE00123403 | 322358 | TRANSCUTANEOUS PO2 MONITOR | SENTEC INC | SDMS | 24220.7 | 2025-01-30 | 0
TX CHILDRENS | BE00125678 | CAMO2C0645 | INTRACRANIAL PRESSURE MONITOR | INTEGRA LIFESCIENCES CORP | CAMINO | 24213.2 | 2024-12-22 | 0
TX CHILDRENS | BE00125677 | CAMO2C0634 | INTRACRANIAL PRESSURE MONITOR | INTEGRA LIFESCIENCES CORP | CAMINO | 24213.2 | 2024-12-22 | 0
TX CHILDRENS | BE00104126 | 7843427 | SURGICAL VIDEO HEAD-CAM CONTRL | OLYMPUS AMERICA INC | CV-190 | 24206 | 2019-10-03 | 0
TX CHILDRENS | BE00101819 | 7634342 | SURGICAL VIDEO HEAD-CAM CONTRL | OLYMPUS AMERICA INC | CV-190 | 24206 | 2019-08-08 | 0
TX CHILDRENS | BE00120486 | 35497K15D0 | GYN ELECTROCAU AND ACCESSORIES | HOLOGIC INC | 10 RF CONTROLLER | 24200 | 2017-04-12 | 0
TX CHILDRENS | BE00129588 | 34652J24D0 | GYN ELECTROCAU AND ACCESSORIES | HOLOGIC INC | 10 RF CONTROLLER | 24200 | 2025-01-10 | 0
TX CHILDRENS | BE00038484 | 11JGV002 | ELECTROSURG CUT & COAG DEVICE | CONMED CORP | 60-7550-120 | 24138.47 | 2013-02-14 | 0
TX CHILDRENS | BE00122919 | 236014 | AUTOMATED MEDICATION DISPENSER | OMNICELL INC | ANT-FRM-006 | 24123 | 2024-12-14 | 2332.52
TX CHILDRENS | BE00122915 | 236023 | AUTOMATED MEDICATION DISPENSER | OMNICELL INC | ANT-FRM-006 | 24123 | 2024-12-14 | 2332.52
TX CHILDRENS | BE00122928 | 236017 | AUTOMATED MEDICATION DISPENSER | OMNICELL INC | ANT-FRM-006 | 24123 | 2024-12-14 | 2332.52
TX CHILDRENS | BE00122925 | 236020 | AUTOMATED MEDICATION DISPENSER | OMNICELL INC | ANT-FRM-006 | 24123 | 2024-12-14 | 2332.52
TX CHILDRENS | BE00122922 | 236012 | AUTOMATED MEDICATION DISPENSER | OMNICELL INC | ANT-FRM-006 | 24123 | 2024-12-14 | 2332.52
TX CHILDRENS | BE00122917 | 236015 | AUTOMATED MEDICATION DISPENSER | OMNICELL INC | ANT-FRM-006 | 24123 | 2024-12-14 | 2332.52
TX CHILDRENS | BE00122924 | 236013 | AUTOMATED MEDICATION DISPENSER | OMNICELL INC | ANT-FRM-006 | 24123 | 2024-12-14 | 2332.52
TX CHILDRENS | BE00122920 | 236016 | AUTOMATED MEDICATION DISPENSER | OMNICELL INC | ANT-FRM-006 | 24123 | 2024-12-14 | 2332.52
TX CHILDRENS | BE00122918 | 236074 | AUTOMATED MEDICATION DISPENSER | OMNICELL INC | ANT-FRM-006 | 24123 | 2024-12-14 | 2332.52
TX CHILDRENS | BE00122921 | 236018 | AUTOMATED MEDICATION DISPENSER | OMNICELL INC | ANT-FRM-006 | 24123 | 2024-12-14 | 2332.52
TX CHILDRENS | BE00122926 | 236022 | AUTOMATED MEDICATION DISPENSER | OMNICELL INC | ANT-FRM-006 | 24123 | 2024-12-14 | 2332.52
TX CHILDRENS | BE00122914 | 236019 | AUTOMATED MEDICATION DISPENSER | OMNICELL INC | ANT-FRM-006 | 24123 | 2024-12-14 | 2332.52
TX CHILDRENS | BE00122916 | 236011 | AUTOMATED MEDICATION DISPENSER | OMNICELL INC | ANT-FRM-006 | 24123 | 2024-12-14 | 2332.52
TX CHILDRENS | BE00122927 | 236021 | AUTOMATED MEDICATION DISPENSER | OMNICELL INC | ANT-FRM-006 | 24123 | 2024-12-14 | 2332.52
TX CHILDRENS | BE00122923 | 236075 | AUTOMATED MEDICATION DISPENSER | OMNICELL INC | ANT-FRM-006 | 24123 | 2024-12-14 | 2332.52
TX CHILDRENS | BE00061348 | HDJS53344 | RADIANT WARMER, INFANT | DATEX-OHMEDA INC | GIRAFFE WARMER | 24117.28 | 2015-04-07 | 0
TX CHILDRENS | BE00061347 | HDJS53340 | RADIANT WARMER, INFANT | DATEX-OHMEDA INC | GIRAFFE WARMER | 24117.28 | 2015-04-07 | 0
TX CHILDRENS | BE00086602 | 2720011013 | DNA THERMAL CYCLER | APPLIED BIOSYSTEMS | STEPONE PLUS | 24033 | 2017-11-08 | 0
TX CHILDRENS | BE00059827 | U07-0189-013 | FLOW CYTOMETER | UNION BIOMETRICA | COPAS SELECT | 24000 | 2014-08-05 | 0
TX CHILDRENS | BE00101573 | 24-4474HCU | METABOLIC ANALYZER | PARVOMEDICS INC | MMS-2400 | 23986.51 | 2018-06-21 | 0
TX CHILDRENS | BE00063715 | 000000 1580 | MICROTOME | LEICA MICROSYSTEMS INC | VT1200S | 23922.26 | 2016-02-15 | 0
TX CHILDRENS | KN217079 | 24036 | AUTOMATED MEDICATION DISPENSER | OMNICELL INC | OMNI RX | 23920 | 2002-10-01 | 0
TX CHILDRENS | BE00060836 | ASEN-0009 | VENTILATOR CONTINUOUS | DRAEGER MEDICAL INC | VN500 | 23895.26 | 2015-01-30 | 0
TX CHILDRENS | BE00060843 | ASEN-0010 | VENTILATOR CONTINUOUS | DRAEGER MEDICAL INC | VN500 | 23895.26 | 2015-01-30 | 0
TX CHILDRENS | BE00060834 | ASEN-0007 | VENTILATOR CONTINUOUS | DRAEGER MEDICAL INC | VN500 | 23895.26 | 2015-01-30 | 0
TX CHILDRENS | BE00060835 | ASEN-0008 | VENTILATOR CONTINUOUS | DRAEGER MEDICAL INC | VN500 | 23895.26 | 2015-01-30 | 0
TX CHILDRENS | BE00060842 | ASEN-0006 | VENTILATOR CONTINUOUS | DRAEGER MEDICAL INC | VN500 | 23895.26 | 2015-01-30 | 0
TX CHILDRENS | BE00060833 | ASEN-0011 | VENTILATOR CONTINUOUS | DRAEGER MEDICAL INC | VN500 | 23895.26 | 2015-01-20 | 0
TX CHILDRENS | BE00060841 | ASEN-0005 | VENTILATOR CONTINUOUS | DRAEGER MEDICAL INC | VN500 | 23895.26 | 2015-01-30 | 0
TX CHILDRENS | BE00102730 | 7E50436 | MICROSCOPE | OLYMPUS AMERICA INC | BX53F2 | 23875.73 | 2019-01-07 | 0
TX CHILDRENS | BE00100982 | 5833 | VENTILATOR CONTINUOUS | Hamilton Medical Inc | T1 | 23858 | 2018-10-22 | 0
TX CHILDRENS | BE00100984 | 5835 | VENTILATOR CONTINUOUS | Hamilton Medical Inc | T1 | 23858 | 2018-10-22 | 0
TX CHILDRENS | BE00100983 | 5834 | VENTILATOR CONTINUOUS | Hamilton Medical Inc | T1 | 23858 | 2018-10-22 | 0
TX CHILDRENS | BE00059248 | ASEE-0079 | VENTILATOR CONTINUOUS | DRAEGER MEDICAL INC | V500 | 23841.58 | 2015-07-09 | 0
TX CHILDRENS | BE00059265 | ASEE-0116 | VENTILATOR CONTINUOUS | DRAEGER MEDICAL INC | V500 | 23841.58 | 2015-07-09 | 0
TX CHILDRENS | BE00059245 | ASEE-0070 | VENTILATOR CONTINUOUS | DRAEGER MEDICAL INC | V500 | 23841.58 | 2015-07-09 | 0
TX CHILDRENS | BE00059258 | ASEE-0106 | VENTILATOR CONTINUOUS | DRAEGER MEDICAL INC | V500 | 23841.58 | 2015-07-09 | 0
TX CHILDRENS | BE00059255 | ASEE-0104 | VENTILATOR CONTINUOUS | DRAEGER MEDICAL INC | V500 | 23841.58 | 2015-07-09 | 0
TX CHILDRENS | BE00059240 | ASEE-0068 | VENTILATOR CONTINUOUS | DRAEGER MEDICAL INC | V500 | 23841.58 | 2015-07-09 | 0
TX CHILDRENS | BE00059253 | ASEE-0107 | VENTILATOR CONTINUOUS | DRAEGER MEDICAL INC | V500 | 23841.58 | 2015-07-09 | 0
TX CHILDRENS | BE00059261 | ASEE-0110 | VENTILATOR CONTINUOUS | DRAEGER MEDICAL INC | V500 | 23841.58 | 2015-07-09 | 0
TX CHILDRENS | BE00059264 | ASEE-0115 | VENTILATOR CONTINUOUS | DRAEGER MEDICAL INC | V500 | 23841.58 | 2015-07-09 | 0
TX CHILDRENS | BE00064718 | ASHE-0064 | VENTILATOR CONTINUOUS | DRAEGER MEDICAL INC | V500 | 23841.58 | 2016-08-01 | 0
TX CHILDRENS | BE00059251 | ASEE-0066 | VENTILATOR CONTINUOUS | DRAEGER MEDICAL INC | V500 | 23841.58 | 2015-07-09 | 0
TX CHILDRENS | BE00059252 | ASEE-0117 | VENTILATOR CONTINUOUS | DRAEGER MEDICAL INC | V500 | 23841.58 | 2015-07-09 | 0
TX CHILDRENS | BE00059257 | ASEE-0103 | VENTILATOR CONTINUOUS | DRAEGER MEDICAL INC | V500 | 23841.58 | 2015-07-09 | 0
TX CHILDRENS | BE00059254 | ASEE-0105 | VENTILATOR CONTINUOUS | DRAEGER MEDICAL INC | V500 | 23841.58 | 2015-07-09 | 0
TX CHILDRENS | BE00059239 | ASEE-0072 | VENTILATOR CONTINUOUS | DRAEGER MEDICAL INC | V500 | 23841.58 | 2015-07-09 | 0
TX CHILDRENS | BE00059241 | ASEE-0076 | VENTILATOR CONTINUOUS | DRAEGER MEDICAL INC | V500 | 23841.58 | 2015-07-09 | 0
TX CHILDRENS | BE00059259 | ASEE-0113 | VENTILATOR CONTINUOUS | DRAEGER MEDICAL INC | V500 | 23841.58 | 2015-07-09 | 0
TX CHILDRENS | BE00059247 | ASEE-0077 | VENTILATOR CONTINUOUS | DRAEGER MEDICAL INC | V500 | 23841.58 | 2015-07-09 | 0
TX CHILDRENS | BE00059243 | ASEE-0078 | VENTILATOR CONTINUOUS | DRAEGER MEDICAL INC | V500 | 23841.58 | 2015-07-09 | 0
TX CHILDRENS | BE00059262 | ASEE-0109 | VENTILATOR CONTINUOUS | DRAEGER MEDICAL INC | V500 | 23841.58 | 2015-07-09 | 0
TX CHILDRENS | BE00059246 | ASEE-0071 | VENTILATOR CONTINUOUS | DRAEGER MEDICAL INC | V500 | 23841.58 | 2015-07-09 | 0
TX CHILDRENS | BE00059237 | ASEE-0112 | VENTILATOR CONTINUOUS | DRAEGER MEDICAL INC | V500 | 23841.58 | 2015-07-09 | 0
TX CHILDRENS | BE00059249 | ASEE-0067 | VENTILATOR CONTINUOUS | DRAEGER MEDICAL INC | V500 | 23841.58 | 2015-07-09 | 0
TX CHILDRENS | BE00059266 | ASEE-0118 | VENTILATOR CONTINUOUS | DRAEGER MEDICAL INC | V500 | 23841.58 | 2015-07-09 | 0
TX CHILDRENS | BE00059244 | ASEE-0074 | VENTILATOR CONTINUOUS | DRAEGER MEDICAL INC | V500 | 23841.58 | 2015-07-09 | 0
TX CHILDRENS | BE00059250 | ASEE-0075 | VENTILATOR CONTINUOUS | DRAEGER MEDICAL INC | V500 | 23841.58 | 2015-07-09 | 0
TX CHILDRENS | BE00059263 | ASEE-0111 | VENTILATOR CONTINUOUS | DRAEGER MEDICAL INC | V500 | 23841.58 | 2015-07-09 | 0
TX CHILDRENS | BE00059256 | ASEE-0114 | VENTILATOR CONTINUOUS | DRAEGER MEDICAL INC | V500 | 23841.58 | 2015-07-09 | 0
TX CHILDRENS | BE00059238 | ASEE-0069 | VENTILATOR CONTINUOUS | DRAEGER MEDICAL INC | V500 | 23841.58 | 2015-07-09 | 0
TX CHILDRENS | BE00059242 | ASEE-0073 | VENTILATOR CONTINUOUS | DRAEGER MEDICAL INC | V500 | 23841.58 | 2015-07-09 | 0
TX CHILDRENS | BE00101836 | A112651 | RF GENERATOR | RITA MEDICAL SYSTEMS INC | 1500X | 23810 | 2019-09-16 | 0
TX CHILDRENS | BE00101511 | A041456 | RF GENERATOR | RITA MEDICAL SYSTEMS INC | 1500X | 23810 | 2019-09-16 | 0
TX CHILDRENS | BE00087974 | 6F44767 | MICROSCOPE | OLYMPUS AMERICA INC | BX43F | 23714.58 | 2018-01-30 | 0
TX CHILDRENS | BE00087973 | 6F44766 | MICROSCOPE | OLYMPUS AMERICA INC | BX43F | 23714.58 | 2018-01-30 | 0
TX CHILDRENS | BE00012499 | HDJP52280 | RADIANT WARMER, INFANT | DATEX-OHMEDA INC | PANDA WARMER | 23684.4 | 2011-11-28 | 0
TX CHILDRENS | BE00113293 | 29646190737 | SIMULATION CENTER MANIKIN | LAERDAL MEDICAL CORP | SIMNEWB | 23635 | 2021-02-18 | 10113.44
TX CHILDRENS | BE00129310 | 34501.01.24L | INCUBATOR | PERCIVAL SCIENTIFIC INC | I-22L | 23585 | 2026-01-09 | 0
TX CHILDRENS | BE00129307 | 34501.05.24L | INCUBATOR | PERCIVAL SCIENTIFIC INC | I-22L | 23585 | 2026-01-09 | 0
TX CHILDRENS | BE00129308 | 34501.07.24L | INCUBATOR | PERCIVAL SCIENTIFIC INC | I-22L | 23585 | 2026-01-09 | 0
TX CHILDRENS | BE00129309 | 34501.03.24L | INCUBATOR | PERCIVAL SCIENTIFIC INC | I-22L | 23585 | 2026-01-09 | 0
TX CHILDRENS | BE00115521 | BO36020H21 | CELL WASHING CENTRIFUGE | LIVANOVA USA INC | XTRA | 23541.12 | 2022-09-27 | 0
TX CHILDRENS | BE00035900 | 1-2950-0367-813156 | MICROSCOPE ACCESSORIES | MOLECULAR DEVICES LLC | AXON DIGIDATA 1440A | 23540 | 2014-02-07 | 0
TX CHILDRENS | BE00126379 | 500809 | SURGICAL LIGHT | MAQUET MEDICAL SYSTEMS US SALES LLC | 300 + SF K3 | 23529.14 | 2024-09-11 | 0
TX CHILDRENS | BE00126376 | 500802 | SURGICAL LIGHT | MAQUET MEDICAL SYSTEMS US SALES LLC | 300 + SF K3 | 23529.14 | 2024-09-11 | 0
TX CHILDRENS | BE00126377 | 500818 | SURGICAL LIGHT | MAQUET MEDICAL SYSTEMS US SALES LLC | 300 + SF K3 | 23529.14 | 2024-09-11 | 0
TX CHILDRENS | BE00126378 | 500796 | SURGICAL LIGHT | MAQUET MEDICAL SYSTEMS US SALES LLC | 300 + SF K3 | 23529.14 | 2024-09-11 | 0
TX CHILDRENS | BE00119706 | STE23100001S | ELECTROCARDIOGRAPH | GE Medical Systems Information Tech Inc | CASE | 23522.1 | 2024-03-29 | 0
TX CHILDRENS | BE00107835 | 140050 | AUTOMATED MEDICATION DISPENSER | OMNICELL INC | MED-AUX-101 | 23500 | 2019-06-11 | 2754.17
TX CHILDRENS | BE00107838 | 139917 | AUTOMATED MEDICATION DISPENSER | OMNICELL INC | MED-AUX-101 | 23500 | 2019-06-11 | 2754.17
TX CHILDRENS | BE00107834 | 140051 | AUTOMATED MEDICATION DISPENSER | OMNICELL INC | MED-AUX-101 | 23500 | 2019-06-11 | 2754.17
TX CHILDRENS | BE00058754 | 99724 | VIDEO SWITCHERS | RGB SPECTRUM | SUPERVIEW 5000 | 23500 | 2013-05-22 | 0
TX CHILDRENS | BE00107833 | 139922 | AUTOMATED MEDICATION DISPENSER | OMNICELL INC | MED-AUX-101 | 23500 | 2019-06-11 | 2754.17
TX CHILDRENS | BE00058753 | 99723 | VIDEO SWITCHERS | RGB SPECTRUM | SUPERVIEW 5000 | 23500 | 2013-05-22 | 0
TX CHILDRENS | BE00107837 | 139879 | AUTOMATED MEDICATION DISPENSER | OMNICELL INC | MED-AUX-101 | 23500 | 2019-06-11 | 2754.17
TX CHILDRENS | BE00107836 | 139913 | AUTOMATED MEDICATION DISPENSER | OMNICELL INC | MED-AUX-101 | 23500 | 2019-06-11 | 2754.17
TX CHILDRENS | BE00113943 | DEDAB00851 | DNA / RNA DETECTOR | AGILENT TECHNOLOGIES | 4150 | 23469.6 | 2021-09-23 | 0
TX CHILDRENS | BE00114440 | 144098 | AUTOMATED SUPPLY DISPENSER | OMNICELL INC | SUP-FRM-103 | 23454.6 | 2020-12-01 | 0
TX CHILDRENS | BE00121992 | 23030252B | OSMOMETER | ADVANCED INSTRUMENTS INC | OSMO1 | 23441.25 | 2024-12-27 | 0
TX CHILDRENS | BE00121991 | 23030251B | OSMOMETER | ADVANCED INSTRUMENTS INC | OSMO1 | 23441.25 | 2024-12-27 | 0
TX CHILDRENS | BE00065689 | 240316001 | SURGICAL MICROSCOPE & ACCESSOR | LEICA MICROSYSTEMS INC | M320-F12 | 23369 | 2017-04-14 | 0
TX CHILDRENS | BE00065690 | 240316002 | SURGICAL MICROSCOPE & ACCESSOR | LEICA MICROSYSTEMS INC | M320-F12 | 23369 | 2017-04-14 | 0
TX CHILDRENS | BE00102461 | CMS-20200406-01 | SURGICAL CAMERA & ACCESSORIES | KARL STORZ ENDOSCOPY-AMERICA INC | WUIS841 | 23358.5 | 2021-04-01 | 0
TX CHILDRENS | BE00060892 | ASFD-0061 | VENTILATOR CONTINUOUS | DRAEGER MEDICAL INC | VN500 | 23353.75 | 2015-06-04 | 0
TX CHILDRENS | BE00060891 | ASFD-0060 | VENTILATOR CONTINUOUS | DRAEGER MEDICAL INC | VN500 | 23353.75 | 2015-06-04 | 0
TX CHILDRENS | BE00123401 | TXP2DMV00249 | VENTILATOR CONTINUOUS | SENTEC INC | TXP-2D | 23334 | 2025-01-30 | 0
TX CHILDRENS | BE00123425 | TXP2DMV00248 | VENTILATOR CONTINUOUS | SENTEC INC | TXP-2D | 23334 | 2025-01-30 | 0
TX CHILDRENS | BE00064694 | 602799 | SPUTTER COATER | LEICA MICROSYSTEMS INC | ACE200 | 23324 | 2016-07-16 | 0
TX CHILDRENS | KN229121 | 6H18803 | MICROSCOPE | OLYMPUS AMERICA INC | BX41TF | 23293 | 2007-10-11 | 0
TX CHILDRENS | BE00036747 | 1A63348 | MICROSCOPE | OLYMPUS AMERICA INC | BX53F | 23274.24 | 2012-11-09 | 0
TX CHILDRENS | BE00109119 | 7000805 | DVD PLAYER / RECORDER | FORESIGHT IMAGING LLC | 061000-2000-SP | 23265.5 | 2019-06-19 | 0
TX CHILDRENS | BE00118771 | 7000480 | DVD PLAYER / RECORDER | FORESIGHT IMAGING LLC | 061000-2000-SP | 23265.5 | 2019-05-13 | 0
TX CHILDRENS | BE00057892 | VIN: 2C4RDGBG6CR265305 | VEHICLE, OUTSIDE SERVICE | DODGE/CHRYSLER MOTOR CO. | GRAND CARAVAN | 23232.2 | 2016-11-05 | 0
TX CHILDRENS | BE00034724 | 99777 | VIDEO SWITCHERS | RGB SPECTRUM | SUPERVIEW 5000 | 23225 | 2013-01-31 | 0
TX CHILDRENS | BE00034128 | 12G1001287 | VIDEO SWITCHERS | RGB SPECTRUM | SUPERVIEW 5000 | 23225 | 2013-01-31 | 0
TX CHILDRENS | BE00034127 | 12G1001289 | VIDEO SWITCHERS | RGB SPECTRUM | SUPERVIEW 5000 | 23225 | 2013-01-31 | 0
TX CHILDRENS | BE00034725 | 12G1001286 | VIDEO SWITCHERS | RGB SPECTRUM | SUPERVIEW 5000 | 23225 | 2013-01-31 | 0
TX CHILDRENS | KN217092 | 23298 | AUTOMATED SUPPLY DISPENSER | OMNICELL INC | OMNICELL | 23218.13 | 2004-02-01 | 0
TX CHILDRENS | KN205868 | 23556 | AUTOMATED SUPPLY DISPENSER | OMNICELL INC | OMNICELL | 23218.13 | 2003-08-01 | 0
TX CHILDRENS | KN217077 | 23301 | AUTOMATED SUPPLY DISPENSER | OMNICELL INC | OMNICELL | 23218.13 | 2004-02-01 | 0
TX CHILDRENS | BE00057708 | XD-130916-16 | X-RAY, DENTAL | ARIBEX | NOMAD PRO 2 | 23218 | 2015-01-07 | 0
TX CHILDRENS | BE00110044 | 9000-10506 | CORNEAL TOPOGRAPHER | CARL ZEISS MEDITEC USA INC | 9000 | 23200 | 2020-03-13 | 0
TX CHILDRENS | BE00100513 | L20455451109 | AUTO SAMPLER | SHIMADZU SCIENTIFIC INSTRUMENT | SIL-20ACXR | 23199 | 2018-04-23 | 1078.91
TX CHILDRENS | BE00086417 | 6627501988 | SURGICAL MICROSCOPE & ACCESSOR | CARL ZEISS MEDITEC USA INC | OPMI 1 FC | 23087.13 | 2018-05-10 | 0
TX CHILDRENS | BE00086418 | 6627501989 | SURGICAL MICROSCOPE & ACCESSOR | CARL ZEISS MEDITEC USA INC | OPMI 1 FC | 23087.13 | 2018-05-10 | 0
TX CHILDRENS | BE00119380 | 754R2805N018 | BLOOD GAS ANALYZER | RADIOMETER AMERICA | ABL 835 FLEX | 23054 | 2024-03-09 | 0
TX CHILDRENS | BE00119379 | 754R2805N020 | BLOOD GAS ANALYZER | RADIOMETER AMERICA | ABL 835 FLEX | 23054 | 2024-03-09 | 0
TX CHILDRENS | BE00122085 | 20304308 | STERILE TUBING WELDER | TERUMO CARDIOVASCULAR SYSTEMS CORP | ME-SC203A | 23023.1 | 2024-12-27 | 0
TX CHILDRENS | BE00122086 | 20304309 | STERILE TUBING WELDER | TERUMO CARDIOVASCULAR SYSTEMS CORP | ME-SC203A | 23023.1 | 2024-12-27 | 0
TX CHILDRENS | BE00119846 | 20304399 | STERILE TUBING WELDER | TERUMO CARDIOVASCULAR SYSTEMS CORP | ME-SC203A | 23023.1 | 2024-10-26 | 0
TX CHILDRENS | BE00119845 | 20304398 | STERILE TUBING WELDER | TERUMO CARDIOVASCULAR SYSTEMS CORP | ME-SC203A | 23023.1 | 2024-10-26 | 0
TX CHILDRENS | BE00088980 | 16A007633A | OTOACOUSTIC EMISSION DEVICE | BIO-LOGIC SYSTEMS INC. | ABAER | 23016.1 | 2017-10-03 | 0
TX CHILDRENS | BE00088981 | 16A007677A | OTOACOUSTIC EMISSION DEVICE | BIO-LOGIC SYSTEMS INC. | ABAER | 23016.1 | 2017-10-03 | 0
TX CHILDRENS | BE00100989 | PA18603 | HEMODIALYSIS SYSTEM ACCESSORY | GAMBRO INC. | PRISMAFLEX | 23013.85 | 2018-09-07 | 0
TX CHILDRENS | BE00100920 | PA18597 | HEMODIALYSIS SYSTEM ACCESSORY | GAMBRO INC. | PRISMAFLEX | 23013.85 | 2018-08-20 | 0
TX CHILDRENS | BE00100921 | PA18594 | HEMODIALYSIS SYSTEM ACCESSORY | GAMBRO INC. | PRISMAFLEX | 23013.85 | 2018-08-20 | 0
TX CHILDRENS | BE00103781 | PA20726 | HEMODIALYSIS SYSTEM ACCESSORY | GAMBRO INC. | PRISMAFLEX | 23013.85 | 2018-09-07 | 0
TX CHILDRENS | BE00100990 | PA18687 | HEMODIALYSIS SYSTEM ACCESSORY | GAMBRO INC. | PRISMAFLEX | 23013.85 | 2018-09-07 | 0
TX CHILDRENS | BE00100922 | PA18712 | HEMODIALYSIS SYSTEM ACCESSORY | GAMBRO INC. | PRISMAFLEX | 23013.85 | 2018-08-20 | 0
TX CHILDRENS | BE00081659 | 6013101777 | SURGICAL MICROSCOPE & ACCESSOR | CARL ZEISS MEDITEC USA INC | OPMI 1 FC | 23012.07 | 2017-01-28 | 0
TX CHILDRENS | BE00081657 | 6013101780 | SURGICAL MICROSCOPE & ACCESSOR | CARL ZEISS MEDITEC USA INC | OPMI 1 FC | 23012.07 | 2017-01-28 | 0
TX CHILDRENS | BE00081658 | 6013101776 | SURGICAL MICROSCOPE & ACCESSOR | CARL ZEISS MEDITEC USA INC | OPMI 1 FC | 23012.07 | 2017-01-28 | 0
TX CHILDRENS | HTMUS-329805YP6 | 329805YP6 | PROBE, 3D - 4D | GE Precision Healthcare LLC | 4VC-D | 23000 | 2023-03-09 | 0
TX CHILDRENS | HTMUS-375066YP8 | 375066YP8 | PROBE, 3D - 4D | GE Precision Healthcare LLC | 4VC-D | 23000 | 2023-03-27 | 0
TX CHILDRENS | HTMUS-375031YP2 | 375031YP2 | PROBE, 3D - 4D | GE Precision Healthcare LLC | 4VC-D | 23000 | 2023-03-27 | 0
TX CHILDRENS | HTMUS-375179YP9 | 375179YP9 | PROBE, 3D - 4D | GE Precision Healthcare LLC | 4VC-D | 23000 | 2023-03-09 | 0
TX CHILDRENS | HTMUS-484787YP7 | 484787YP7 | PROBE, 3D - 4D | GE Precision Healthcare LLC | 4VC-D | 23000 | 2025-04-07 | 0
TX CHILDRENS | HTMUS-428562YP3 | 428562YP3 | PROBE, 3D - 4D | GE Precision Healthcare LLC | 4VC-D | 23000 | 2023-08-10 | 0
TX CHILDRENS | HTMUS-382182YP4 | 382182YP4 | PROBE, 3D - 4D | GE Precision Healthcare LLC | 4VC-D | 23000 | 2023-03-27 | 0
TX CHILDRENS | HTMUS-414776YP5 | 414776YP5 | PROBE, 3D - 4D | GE Precision Healthcare LLC | 4VC-D | 23000 | 2023-08-10 | 0
TX CHILDRENS | HTMUS-407351YP6 | 407351YP6 | PROBE, 3D - 4D | GE Precision Healthcare LLC | 4VC-D | 23000 | 2023-08-10 | 0
TX CHILDRENS | HTMUS-484788YP5 | 484788YP5 | PROBE, 3D - 4D | GE Precision Healthcare LLC | 4VC-D | 23000 | 2025-04-07 | 0
TX CHILDRENS | BE00103172 | 100643 | HEMODIALYSIS SYSTEM ACCESSORY | Baxter I.V. Systems | MARS | 23000 | 2019-01-29 | 0
TX CHILDRENS | HTMUS-435201YP9 | 435201YP9 | PROBE, 3D - 4D | GE Precision Healthcare LLC | 4VC-D | 23000 | 2023-03-17 | 0
TX CHILDRENS | HTMUS-407379YP7 | 407379YP7 | PROBE, 3D - 4D | GE Precision Healthcare LLC | 4VC-D | 23000 | 2023-08-10 | 0
TX CHILDRENS | BE00114510 | 7000114 | DVD PLAYER / RECORDER | FORESIGHT IMAGING LLC | 061000-2000-SP | 23000 | 2021-01-04 | 0
TX CHILDRENS | HTMUS-424398YP6 | 424398YP6 | PROBE, 3D - 4D | GE Precision Healthcare LLC | 4VC-D | 23000 | 2023-03-09 | 0
TX CHILDRENS | HTMUS-452420YP3 | 452420YP3 | PROBE, 3D - 4D | GE Precision Healthcare LLC | 4VC-D | 23000 | 2023-08-10 | 0
TX CHILDRENS | HTMUS-424443YP0 | 424443YP0 | PROBE, 3D - 4D | GE Precision Healthcare LLC | 4VC-D | 23000 | 2023-02-24 | 0
TX CHILDRENS | BE00035422 | F128500282 | CARDIAC OUTPUT MONITOR | PULSION MEDICAL SYSTEMS INC | PC8500US | 23000 | 2013-08-02 | 0
TX CHILDRENS | BE00114495 | 179417 | AUTOMATED SUPPLY DISPENSER | OMNICELL INC | SUP-FRM-103 | 22999 | 2021-12-23 | 2754.17
TX CHILDRENS | BE00037302 | ASCN-0006 | VENTILATOR CONTINUOUS | DRAEGER MEDICAL INC | VN500 | 22975.99 | 2013-01-11 | 0
TX CHILDRENS | BE00037306 | ASCM-0052 | VENTILATOR CONTINUOUS | DRAEGER MEDICAL INC | VN500 | 22975.99 | 2013-01-11 | 0
TX CHILDRENS | BE00037320 | ASCN-0035 | VENTILATOR CONTINUOUS | DRAEGER MEDICAL INC | VN500 | 22975.99 | 2013-01-11 | 0
TX CHILDRENS | BE00037325 | ASCN-0004 | VENTILATOR CONTINUOUS | DRAEGER MEDICAL INC | VN500 | 22975.99 | 2013-01-11 | 0
TX CHILDRENS | BE00037309 | ASCM-0050 | VENTILATOR CONTINUOUS | DRAEGER MEDICAL INC | VN500 | 22975.99 | 2013-01-11 | 0
TX CHILDRENS | BE00037308 | ASCN-0032 | VENTILATOR CONTINUOUS | DRAEGER MEDICAL INC | VN500 | 22975.99 | 2013-01-11 | 0
TX CHILDRENS | BE00037304 | ASCM-0064 | VENTILATOR CONTINUOUS | DRAEGER MEDICAL INC | VN500 | 22975.99 | 2013-01-11 | 0
TX CHILDRENS | BE00037314 | ASCN-0034 | VENTILATOR CONTINUOUS | DRAEGER MEDICAL INC | VN500 | 22975.99 | 2013-01-11 | 0
TX CHILDRENS | BE00037318 | ASCN-0010 | VENTILATOR CONTINUOUS | DRAEGER MEDICAL INC | VN500 | 22975.99 | 2013-01-11 | 0
TX CHILDRENS | BE00037303 | ASCM-0063 | VENTILATOR CONTINUOUS | DRAEGER MEDICAL INC | VN500 | 22975.99 | 2013-01-11 | 0
TX CHILDRENS | BE00037327 | ASCN-0057 | VENTILATOR CONTINUOUS | DRAEGER MEDICAL INC | VN500 | 22975.99 | 2013-01-11 | 0
TX CHILDRENS | BE00037328 | ASCM-0053 | VENTILATOR CONTINUOUS | DRAEGER MEDICAL INC | VN500 | 22975.99 | 2013-01-11 | 0
TX CHILDRENS | BE00037322 | ASCN-0002 | VENTILATOR CONTINUOUS | DRAEGER MEDICAL INC | VN500 | 22975.99 | 2013-01-11 | 0
TX CHILDRENS | BE00037316 | ASCN-0007 | VENTILATOR CONTINUOUS | DRAEGER MEDICAL INC | VN500 | 22975.99 | 2013-01-11 | 0
TX CHILDRENS | BE00035903 | ASEA-0052 | VENTILATOR CONTINUOUS | DRAEGER MEDICAL INC | VN500 | 22975.99 | 2013-01-11 | 0
TX CHILDRENS | BE00037312 | ASCM-0051 | VENTILATOR CONTINUOUS | DRAEGER MEDICAL INC | VN500 | 22975.99 | 2013-01-11 | 0
TX CHILDRENS | BE00037324 | ASCM-0065 | VENTILATOR CONTINUOUS | DRAEGER MEDICAL INC | VN500 | 22975.99 | 2013-01-11 | 0
TX CHILDRENS | BE00037305 | ASCM-0062 | VENTILATOR CONTINUOUS | DRAEGER MEDICAL INC | VN500 | 22975.99 | 2013-01-11 | 0
TX CHILDRENS | BE00037301 | ASCN-0036 | VENTILATOR CONTINUOUS | DRAEGER MEDICAL INC | VN500 | 22975.99 | 2013-01-11 | 0
TX CHILDRENS | BE00037307 | ASCN-0033 | VENTILATOR CONTINUOUS | DRAEGER MEDICAL INC | VN500 | 22975.99 | 2013-01-11 | 0
TX CHILDRENS | BE00037300 | ASCM-0056 | VENTILATOR CONTINUOUS | DRAEGER MEDICAL INC | VN500 | 22975.99 | 2013-01-11 | 0
TX CHILDRENS | BE00037317 | ASCN-0001 | VENTILATOR CONTINUOUS | DRAEGER MEDICAL INC | VN500 | 22975.99 | 2013-01-11 | 0
TX CHILDRENS | BE00037313 | ASCM-0059 | VENTILATOR CONTINUOUS | DRAEGER MEDICAL INC | VN500 | 22975.99 | 2013-01-11 | 0
TX CHILDRENS | BE00037329 | ASCN-0008 | VENTILATOR CONTINUOUS | DRAEGER MEDICAL INC | VN500 | 22975.99 | 2013-01-11 | 0
TX CHILDRENS | BE00037326 | ASCN-0005 | VENTILATOR CONTINUOUS | DRAEGER MEDICAL INC | VN500 | 22975.99 | 2013-01-11 | 0
TX CHILDRENS | BE00037310 | ASCM-0049 | VENTILATOR CONTINUOUS | DRAEGER MEDICAL INC | VN500 | 22975.99 | 2013-01-11 | 0
TX CHILDRENS | BE00037321 | ASCM-0061 | VENTILATOR CONTINUOUS | DRAEGER MEDICAL INC | VN500 | 22975.99 | 2013-01-11 | 0
TX CHILDRENS | BE00037319 | ASCM-0060 | VENTILATOR CONTINUOUS | DRAEGER MEDICAL INC | VN500 | 22975.99 | 2013-01-11 | 0
TX CHILDRENS | BE00037315 | ASCN-0003 | VENTILATOR CONTINUOUS | DRAEGER MEDICAL INC | VN500 | 22975.99 | 2013-01-11 | 0
TX CHILDRENS | BE00037311 | ASCM-0058 | VENTILATOR CONTINUOUS | DRAEGER MEDICAL INC | VN500 | 22975.99 | 2013-01-11 | 0
TX CHILDRENS | BE00089309 | 6B42237 | MICROSCOPE | OLYMPUS AMERICA INC | IX73P1F | 22973.42 | 2018-05-10 | 0
TX CHILDRENS | BE00082805 | 102689789 | SURGICAL LIGHT | Trumpf Medical Systems Inc Do Not Use | TRULIGHT 5510 | 22950 | 2017-05-24 | 0
TX CHILDRENS | BE00082809 | 102676236 | SURGICAL LIGHT | Trumpf Medical Systems Inc Do Not Use | TRULIGHT 5510 | 22950 | 2017-05-24 | 0
TX CHILDRENS | BE00063470 | 7407520 | SURGICAL VIDEO HEAD-CAM CONTRL | OLYMPUS AMERICA INC | CV-190 | 22932 | 2015-12-21 | 0
TX CHILDRENS | BE00063462 | 7407588 | SURGICAL VIDEO HEAD-CAM CONTRL | OLYMPUS AMERICA INC | CV-190 | 22932 | 2015-12-21 | 0
TX CHILDRENS | BE00059818 | PA10833 | HEMODIALYSIS SYSTEM ACCESSORY | GAMBRO INC. | PRISMAFLEX | 22890 | 2014-01-28 | 0
TX CHILDRENS | BE00059817 | PA10819 | HEMODIALYSIS SYSTEM ACCESSORY | GAMBRO INC. | PRISMAFLEX | 22890 | 2014-01-28 | 0
TX CHILDRENS | BE00035992 | PA10502 | HEMODIALYSIS SYSTEM ACCESSORY | GAMBRO INC. | PRISMAFLEX | 22890 | 2014-01-29 | 0
TX CHILDRENS | BE00065222 | PA15229 | HEMODIALYSIS SYSTEM ACCESSORY | GAMBRO INC. | PRISMAFLEX | 22890 | 2016-09-15 | 0
TX CHILDRENS | BE00065223 | PA15241 | HEMODIALYSIS SYSTEM ACCESSORY | GAMBRO INC. | PRISMAFLEX | 22890 | 2016-09-15 | 0
TX CHILDRENS | BE00035994 | PA10504 | HEMODIALYSIS SYSTEM ACCESSORY | GAMBRO INC. | PRISMAFLEX | 22890 | 2014-01-27 | 0
TX CHILDRENS | BE00110545 | 272311119 | DNA THERMAL CYCLER | APPLIED BIOSYSTEMS | QUANTSTUDIO 3 | 22878.13 | 2019-03-21 | 2736
TX CHILDRENS | BE00119836 | 23I508724 | SURGICAL CAMERA & ACCESSORIES | STRYKER CORP | 0240-200-100 | 22813.41 | 2024-10-09 | 0
TX CHILDRENS | BE00059835 | 3E40395 | MICROSCOPE | OLYMPUS AMERICA INC | BX43F | 22781.64 | 2014-08-06 | 0
TX CHILDRENS | BE00122064 | 43195798 | CENTRIFUGE, REFRIGERATED | SORVALL (BIOMED PRODUCTS DEPT) | RC4 | 22743.07 | 2025-03-20 | 0
TX CHILDRENS | KN217081 | 23260 | AUTOMATED SUPPLY DISPENSER | OMNICELL INC | OMNICELL | 22735 | 2002-10-01 | 0
TX CHILDRENS | KN201773 | 20453 | AUTOMATED SUPPLY DISPENSER | OMNICELL INC | OMNICELL | 22735 | 2002-10-01 | 0
TX CHILDRENS | KN217084 | 23261 | AUTOMATED SUPPLY DISPENSER | OMNICELL INC | OMNICELL | 22735 | 2002-10-01 | 0
TX CHILDRENS | BE00035825 | 2MD246093M | ERG - ELECTRORETINOGRAPHY EQUIPMENT | DIAGNOSYS | mf-ERG VEP | 22700 | 2013-02-20 | 0
TX CHILDRENS | BE00114197 | 20050071 | GUIDANCE SYSTEM | AVANOS MEDICAL INC | CORTRAK2 | 22673.96 | 2021-10-19 | 0
TX CHILDRENS | BE00065979 | 394965 | MICROSCOPE | LEICA MICROSYSTEMS INC | DM2000 | 22618 | 2016-11-09 | 0
TX CHILDRENS | BE00124037 | 307100 | TEST EQUIPMENT,NON-PATIENT | UNFORS RAYSAFE, INC | RAYSAFE X2 | 22600 | 2024-10-11 | 0
TX CHILDRENS | BE00127271 | 231075 | PHOTOBIOMODULATION (PBM) - LASER/LED | THOR PHOTOMEDICINE INC | LX2 | 22595 | 2024-01-01 | 0
TX CHILDRENS | BE00120150 | SNR3140013SA | MAINFRAME, PATIENT MONITORING | GE Medical Systems Information Tech Inc | B850 | 22572 | 2024-05-04 | 0
TX CHILDRENS | BE00120155 | SNR3140036SA | MAINFRAME, PATIENT MONITORING | GE Medical Systems Information Tech Inc | B850 | 22572 | 2024-05-04 | 0
TX CHILDRENS | BE00120149 | SNR3140009SA | MAINFRAME, PATIENT MONITORING | GE Medical Systems Information Tech Inc | B850 | 22572 | 2024-05-04 | 0
TX CHILDRENS | BE00120152 | SNR3140016SA | MAINFRAME, PATIENT MONITORING | GE Medical Systems Information Tech Inc | B850 | 22572 | 2024-05-04 | 0
TX CHILDRENS | BE00120151 | SNR3140014SA | MAINFRAME, PATIENT MONITORING | GE Medical Systems Information Tech Inc | B850 | 22572 | 2024-05-04 | 0
TX CHILDRENS | BE00120156 | SNR3140039SA | MAINFRAME, PATIENT MONITORING | GE Medical Systems Information Tech Inc | B850 | 22572 | 2024-05-04 | 0
TX CHILDRENS | BE00120154 | SNR3140035SA | MAINFRAME, PATIENT MONITORING | GE Medical Systems Information Tech Inc | B850 | 22572 | 2024-05-04 | 0
TX CHILDRENS | BE00120153 | SNR3140031SA | MAINFRAME, PATIENT MONITORING | GE Medical Systems Information Tech Inc | B850 | 22572 | 2024-05-04 | 0
TX CHILDRENS | BE00100268 | ASKB-0139 | VENTILATOR CONTINUOUS | DRAEGER MEDICAL INC | VN500 | 22562.31 | 2018-04-07 | 0
TX CHILDRENS | BE00100260 | ASKB-0137 | VENTILATOR CONTINUOUS | DRAEGER MEDICAL INC | VN500 | 22562.31 | 2018-04-07 | 0
TX CHILDRENS | BE00100263 | ASKB-0138 | VENTILATOR CONTINUOUS | DRAEGER MEDICAL INC | VN500 | 22562.31 | 2018-04-07 | 0
TX CHILDRENS | BE00126490 | NTC75129 | SURGICAL INSTRUMENT MOTOR ACCE | MEDTRONIC, INC. | MEDTRONIC IPC | 22548 | 2025-01-18 | 0
TX CHILDRENS | BE00123982 | NTC74958 | SURGICAL INSTRUMENT MOTOR ACCE | MEDTRONIC, INC. | EC 300 | 22548 | 2024-11-14 | 0
TX CHILDRENS | BE00123983 | NTC74959 | SURGICAL INSTRUMENT MOTOR ACCE | MEDTRONIC, INC. | EC 300 | 22548 | 2024-11-14 | 0
TX CHILDRENS | BE00126491 | NTC75130 | SURGICAL INSTRUMENT MOTOR ACCE | MEDTRONIC, INC. | MEDTRONIC IPC | 22548 | 2025-01-18 | 0
TX CHILDRENS | BE00060679 | 2062 | SURGICAL INSTRUMENT, PEN DRIVE/CONSOLE | DePUY / SYNTHES | BASIC CONSOLE | 22512.92 | 2015-02-17 | 0
TX CHILDRENS | BE00087022 | 4267 | SONIC DISMEMBRATOR | COVARIS INC | M220 | 22500 | 2018-01-23 | 0
TX CHILDRENS | BE00063035 | 785 BR11824 | DNA THERMAL CYCLER | BIO RAD LABORATORIES INC | CFX96 | 22495 | 2015-12-15 | 0
TX CHILDRENS | BE00063036 | 785 BR11856 | DNA THERMAL CYCLER | BIO RAD LABORATORIES INC | CFX96 | 22495 | 2015-12-15 | 0
TX CHILDRENS | BE00034720 | 272005159 | DNA THERMAL CYCLER | APPLIED BIOSYSTEMS | STEPONE PLUS | 22489.22 | 2016-11-13 | 0
TX CHILDRENS | BE00119638 | TXP2DHM00193 | VENTILATOR CONTINUOUS | SENTEC INC | TXP-2D | 22457 | 2024-04-03 | 0
TX CHILDRENS | BE00113294 | 232UM54919005 | SIMULATION CENTER MANIKIN | LAERDAL MEDICAL CORP | SIMJUNIOR | 22444.35 | 2021-02-18 | 10113.44
TX CHILDRENS | BE00065777 | ASHJ-0114 | VENTILATOR CONTINUOUS | DRAEGER MEDICAL INC | VN500 | 22389 | 2016-10-07 | 0
TX CHILDRENS | BE00065782 | ASHJ-0129 | VENTILATOR CONTINUOUS | DRAEGER MEDICAL INC | VN500 | 22389 | 2016-10-07 | 0
TX CHILDRENS | BE00065781 | ASHJ-0128 | VENTILATOR CONTINUOUS | DRAEGER MEDICAL INC | VN500 | 22389 | 2016-10-07 | 0
TX CHILDRENS | BE00065783 | ASHJ-0130 | VENTILATOR CONTINUOUS | DRAEGER MEDICAL INC | VN500 | 22389 | 2016-10-07 | 0
TX CHILDRENS | BE00065780 | ASHJ-0127 | VENTILATOR CONTINUOUS | DRAEGER MEDICAL INC | VN500 | 22389 | 2016-10-07 | 0
TX CHILDRENS | BE00065784 | ASHJ-0131 | VENTILATOR CONTINUOUS | DRAEGER MEDICAL INC | VN500 | 22389 | 2016-10-07 | 0
TX CHILDRENS | BE00065778 | ASHJ-0115 | VENTILATOR CONTINUOUS | DRAEGER MEDICAL INC | VN500 | 22389 | 2016-10-07 | 0
TX CHILDRENS | BE00065779 | ASHJ-0116 | VENTILATOR CONTINUOUS | DRAEGER MEDICAL INC | VN500 | 22389 | 2016-10-07 | 0
TX CHILDRENS | BE00115026 | 13926131116 | EEG HEADBOX | NATUS MEDICAL INCORPORATED | EMU40EX | 22315.64 | 2022-04-04 | 0
TX CHILDRENS | BE00115027 | 13926131121 | EEG HEADBOX | NATUS MEDICAL INCORPORATED | EMU40EX | 22315.64 | 2022-04-04 | 0
TX CHILDRENS | BE00115028 | 13926131125 | EEG HEADBOX | NATUS MEDICAL INCORPORATED | EMU40EX | 22315.64 | 2022-04-04 | 0
TX CHILDRENS | BE00115041 | 13926131122 | EEG HEADBOX | NATUS MEDICAL INCORPORATED | EMU40EX | 22315.64 | 2022-04-04 | 0
TX CHILDRENS | BE00115025 | 13926131115 | EEG HEADBOX | NATUS MEDICAL INCORPORATED | EMU40EX | 22315.64 | 2022-04-04 | 0
TX CHILDRENS | BE00121989 | 3A48521 | MICROSCOPE | OLYMPUS AMERICA INC | BX43 | 22313.95 | 2024-12-27 | 0
TX CHILDRENS | BE00121988 | 3A48537 | MICROSCOPE | OLYMPUS AMERICA INC | BX43 | 22313.95 | 2024-12-27 | 0
TX CHILDRENS | BE00121987 | 2M55493 | MICROSCOPE | OLYMPUS AMERICA INC | BX43 | 22313.95 | 2024-12-27 | 0
TX CHILDRENS | BE00100309 | 201612000100032 | HYPO/HYPERTHERMIA DEVICE | STRYKER CORP | ALTRIX | 22312.5 | 2018-05-01 | 0
TX CHILDRENS | BE00100308 | 201701000100079 | HYPO/HYPERTHERMIA DEVICE | STRYKER CORP | ALTRIX | 22312.5 | 2018-05-01 | 0
TX CHILDRENS | KN219323 | 684841 | WATER PURIFIER | MAR COR PURIFICATION | V-2400 | 22285.58 | 2005-11-08 | 0
TX CHILDRENS | BE00033548 | RG100412M | ELECTROENCEPHALOGRAPH | NICOLET VASCULAR | NICONE | 22275.5 | 2012-08-02 | 0
TX CHILDRENS | BE00120438 | 218324002 | SURGICAL INSTRUMENT, PEN DRIVE/CONSOLE | DePUY / SYNTHES | PIEZOELECTRIC SYSTEM | 22171.47 | 2023-07-21 | 0
TX CHILDRENS | BE00100192 | BO28697B17 | CELL WASHING CENTRIFUGE | SORIN GROUP USA INC | XTRA | 22122 | 2018-07-18 | 0
TX CHILDRENS | BE00100190 | BO28696B17 | CELL WASHING CENTRIFUGE | SORIN GROUP USA INC | XTRA | 22122 | 2018-07-18 | 0
TX CHILDRENS | BE00109187 | BO29719H17 | CELL WASHING CENTRIFUGE | SORIN GROUP USA INC | XTRA | 22118 | 2019-06-21 | 0
TX CHILDRENS | KN215618 | 24A07 | ORBITER | Hill-Rom Company Inc | 680 | 22077 | 2004-08-01 | 0
TX CHILDRENS | KN215620 | 24A06 | ORBITER | Hill-Rom Company Inc | 680 | 22077 | 2004-08-01 | 0
TX CHILDRENS | KN215624 | 24A10 | ORBITER | Hill-Rom Company Inc | 680 | 22077 | 2004-08-01 | 0
TX CHILDRENS | KN215445 | 24A12 | ORBITER | Hill-Rom Company Inc | 680 | 22077 | 2004-08-01 | 0
TX CHILDRENS | KN222809 | 24A13 | ORBITER | Hill-Rom Company Inc | 680 | 22077 | 2004-08-04 | 0
TX CHILDRENS | KN215616 | 24A08 | ORBITER | Hill-Rom Company Inc | 680 | 22077 | 2004-08-01 | 0
TX CHILDRENS | KN215622 | 24A11 | ORBITER | Hill-Rom Company Inc | 680 | 22077 | 2004-08-01 | 0
TX CHILDRENS | KN215614 | 24A09 | ORBITER | Hill-Rom Company Inc | 680 | 22077 | 2004-08-01 | 0
TX CHILDRENS | BE00065012 | 705029 | MICROSCOPE | NIKON INSTRUMENT INC | ECLIPSE Ci-L | 22074.64 | 2016-08-23 | 0
TX CHILDRENS | BE00064678 | 705028 | MICROSCOPE | NIKON INSTRUMENT INC | ECLIPSE Ci-L | 22074.64 | 2016-08-23 | 0
TX CHILDRENS | BE00108826 | PS613563-T | DVD PLAYER / RECORDER | KARL STORZ ENDOSCOPY-AMERICA INC | 202055 20 | 22000 | 2019-05-02 | 0
TX CHILDRENS | BE00014821 | 2780/01.2011 | SLIDE STAINER, AUTOMATED | LEICA MICROSYSTEMS INC | AUTOSTAINER XL | 22000 | 2011-07-05 | 0
TX CHILDRENS | BE00086948 | SMM40435 | FLOW CYTOMETER | MOLECULAR DEVICES LLC | MINIMAX 300 | 22000 | 2018-01-04 | 0
TX CHILDRENS | BE00035894 | 1404-035 | ANALYZER | APPLIED BIOSYSTEMS | 627-0030 | 22000 | 2005-10-05 | 0
TX CHILDRENS | BE00108778 | PS613573-T | DVD PLAYER / RECORDER | KARL STORZ ENDOSCOPY-AMERICA INC | 202055 20 | 22000 | 2019-05-02 | 0
TX CHILDRENS | BE00108762 | PS613569-T | DVD PLAYER / RECORDER | KARL STORZ ENDOSCOPY-AMERICA INC | 202055 20 | 22000 | 2019-05-02 | 0
TX CHILDRENS | BE00102863 | NR614703-T | DVD PLAYER / RECORDER | KARL STORZ ENDOSCOPY-AMERICA INC | 202055 20 | 22000 | 2019-03-19 | 0
TX CHILDRENS | BE00124427 | 8002060 | DVD PLAYER / RECORDER | FORESIGHT IMAGING LLC | TIMS-8000V1 | 22000 | 2024-03-13 | 7637
TX CHILDRENS | BE00124428 | 8002124 | DVD PLAYER / RECORDER | FORESIGHT IMAGING LLC | 061000-2000-SP | 22000 | 2024-03-13 | 7637
TX CHILDRENS | BE00033210 | 2814/03.2011 | SLIDE STAINER, AUTOMATED | LEICA MICROSYSTEMS INC | AUTOSTAINER XL | 22000 | 2014-12-22 | 0
TX CHILDRENS | BE00102869 | NR614705-T | DVD PLAYER / RECORDER | KARL STORZ ENDOSCOPY-AMERICA INC | 202055 20 | 22000 | 2019-03-19 | 0
TX CHILDRENS | BE00102866 | NR614704-T | DVD PLAYER / RECORDER | KARL STORZ ENDOSCOPY-AMERICA INC | 202055 20 | 22000 | 2019-03-19 | 0
TX CHILDRENS | BE00108842 | PS613565-T | DVD PLAYER / RECORDER | KARL STORZ ENDOSCOPY-AMERICA INC | 202055 20 | 22000 | 2019-05-02 | 0
TX CHILDRENS | BE00112888 | 8000382 | DVD PLAYER / RECORDER | FORESIGHT IMAGING LLC | TIMS-8000V1 | 21995 | 2020-11-10 | 0
TX CHILDRENS | BE00102792 | 10701 | MICROTOME | LEICA MICROSYSTEMS INC | VT1200 | 21974.44 | 2018-03-31 | 0
TX CHILDRENS | KN226772 | CZC8502HKM | COMPUTER & PERIPHERALS | HEWLETT PACKARD | HPXW 6400 | 21973 | 2008-07-23 | 0
TX CHILDRENS | KN226771 | CZC8502HK3 | COMPUTER & PERIPHERALS | HEWLETT PACKARD | HPXW 6400 | 21973 | 2008-07-23 | 0
TX CHILDRENS | BE00121576 | MX2-313511 | DIGITAL VIDEO RECORDER (DVR) | OLYMPUS AMERICA INC | NCARE | 21972.73 | 2025-01-16 | 0
TX CHILDRENS | BE00124444 | 10249763 | WATER PURIFIER | MAR COR PURIFICATION | WRO 300H | 21950.83 | 2025-01-02 | 0
TX CHILDRENS | BE00124445 | 10249765 | WATER PURIFIER | MAR COR PURIFICATION | WRO 300H | 21950.83 | 2025-01-02 | 0
TX CHILDRENS | BE00124443 | 10249761 | WATER PURIFIER | MAR COR PURIFICATION | WRO 300H | 21950.83 | 2025-01-02 | 0
TX CHILDRENS | BE00124446 | 10250177 | WATER PURIFIER | MAR COR PURIFICATION | WRO 300H | 21950.83 | 2025-01-02 | 0
TX CHILDRENS | KN214392 | 36226020-05 | WASHER, DISINFECTOR | AMSCO MEDICAL | 400 | 21938 | 2003-12-15 | 0
TX CHILDRENS | BE00100198 | PBWW60398 | RADIANT WARMER, INFANT | DATEX-OHMEDA INC | PANDA WARMER | 21848.37 | 2018-03-31 | 0
TX CHILDRENS | BE00100197 | PBWW60397 | RADIANT WARMER, INFANT | DATEX-OHMEDA INC | PANDA WARMER | 21848.37 | 2018-03-31 | 0
TX CHILDRENS | BE00033676 | 8LBMDQ1 | COMPUTER & PERIPHERALS | DELL MARKETING LP | OPTIPLEX 780 | 21846 | 2012-09-15 | 0
TX CHILDRENS | BE00115732 | 25S08180 | BREATHING GAS MIXER | LIVANOVA USA INC | 25-40-46 | 21841.2 | 2022-10-26 | 0
TX CHILDRENS | BE00115735 | 25S08219 | BREATHING GAS MIXER | LIVANOVA USA INC | 25-40-46 | 21841.2 | 2022-10-26 | 0
TX CHILDRENS | BE00115731 | 25S07979 | BREATHING GAS MIXER | LIVANOVA USA INC | 25-40-46 | 21841.2 | 2022-10-26 | 0
TX CHILDRENS | BE00115733 | 25S08181 | BREATHING GAS MIXER | LIVANOVA USA INC | 25-40-46 | 21841.2 | 2022-10-26 | 0
TX CHILDRENS | BE00115734 | 25S08182 | BREATHING GAS MIXER | LIVANOVA USA INC | 25-40-46 | 21841.2 | 2022-10-26 | 0
TX CHILDRENS | BE00010990 | HD03B01479 | CARDIOVASCULAR BLOOD FLOWMETER | TRANSONIC SYSTEMS INC. | HD03 | 21800 | 2011-05-20 | 0
TX CHILDRENS | BE00128755 | VU224310030SA | ELECTROCARDIOGRAPH | GE Medical Systems Information Tech Inc | MAC VU360 | 21737.4 | 2025-09-09 | 0
TX CHILDRENS | KN201769 | 23103 | AUTOMATED SUPPLY DISPENSER | OMNICELL INC | OMNICELL | 21732 | 2003-08-01 | 0
TX CHILDRENS | KN201771 | 23624 | AUTOMATED SUPPLY DISPENSER | OMNICELL INC | OMNICELL | 21732 | 2003-08-01 | 0
TX CHILDRENS | BE00087205 | NONE | AUDIOMETRIC SOUND ROOM | GN HEARING CARE CORP | GN-16 | 21696 | 2017-07-31 | 0
TX CHILDRENS | BE00060875 | BO23651C14 | CELL WASHING CENTRIFUGE | SORIN GROUP USA INC | XTRA | 21693 | 2015-05-13 | 0
TX CHILDRENS | BE00060877 | BO23652C14 | CELL WASHING CENTRIFUGE | SORIN GROUP USA INC | XTRA | 21693 | 2015-05-13 | 0
TX CHILDRENS | BE00060879 | BO23657C14 | CELL WASHING CENTRIFUGE | SORIN GROUP USA INC | XTRA | 21693 | 2015-05-13 | 0
TX CHILDRENS | BE00035507 | 1310000184 | MICROSCOPE ACCESSORIES | CARL ZEISS MEDITEC USA INC | TIRF LASER MODULE | 21688 | 2013-09-20 | 0
TX CHILDRENS | BE00115901 | 8000637 | DVD PLAYER / RECORDER | FORESIGHT IMAGING LLC | 061000-2000-SP | 21666.75 | 2022-10-20 | 0
TX CHILDRENS | BE00115979 | 8000636 | DVD PLAYER / RECORDER | FORESIGHT IMAGING LLC | 061000-2000-SP | 21666.75 | 2022-10-20 | 0
TX CHILDRENS | BE00115978 | 8000644 | DVD PLAYER / RECORDER | FORESIGHT IMAGING LLC | 061000-2000-SP | 21666.75 | 2022-10-20 | 0
TX CHILDRENS | BE00115902 | 8000632 | DVD PLAYER / RECORDER | FORESIGHT IMAGING LLC | 061000-2000-SP | 21666.75 | 2022-10-20 | 0
TX CHILDRENS | BE00124496 | 6722303680 | SURGICAL MICROSCOPE & ACCESSOR | CARL ZEISS MEDITEC USA INC | OPMI 1 FC | 21637.41 | 2024-11-06 | 0
TX CHILDRENS | BE00124495 | 6722303668 | SURGICAL MICROSCOPE & ACCESSOR | CARL ZEISS MEDITEC USA INC | OPMI 1 FC | 21637.41 | 2024-11-06 | 0
TX CHILDRENS | BE00124492 | 6722303669 | SURGICAL MICROSCOPE & ACCESSOR | CARL ZEISS MEDITEC USA INC | OPMI 1 FC | 21637.41 | 2024-11-06 | 0
TX CHILDRENS | BE00124498 | 6627514794 | SURGICAL MICROSCOPE & ACCESSOR | CARL ZEISS MEDITEC USA INC | OPMI 1 FC | 21637.41 | 2024-11-06 | 0
TX CHILDRENS | BE00124494 | 6722303671 | SURGICAL MICROSCOPE & ACCESSOR | CARL ZEISS MEDITEC USA INC | OPMI 1 FC | 21637.41 | 2024-11-06 | 0
TX CHILDRENS | BE00124493 | 6722303670 | SURGICAL MICROSCOPE & ACCESSOR | CARL ZEISS MEDITEC USA INC | OPMI 1 FC | 21637.41 | 2024-11-06 | 0
TX CHILDRENS | BE00124497 | 6722303666 | SURGICAL MICROSCOPE & ACCESSOR | CARL ZEISS MEDITEC USA INC | OPMI 1 FC | 21637.41 | 2024-11-06 | 0
TX CHILDRENS | BE00064268 | HDJU60610 | RADIANT WARMER, INFANT | DATEX-OHMEDA INC | GIRAFFE WARMER | 21618.44 | 2016-05-27 | 0
TX CHILDRENS | BE00064267 | HDJU60607 | RADIANT WARMER, INFANT | DATEX-OHMEDA INC | GIRAFFE WARMER | 21618.44 | 2016-05-27 | 0
TX CHILDRENS | BE00064270 | HDJU60608 | RADIANT WARMER, INFANT | DATEX-OHMEDA INC | GIRAFFE WARMER | 21618.44 | 2016-05-27 | 0
TX CHILDRENS | BE00064265 | HDJU60606 | RADIANT WARMER, INFANT | DATEX-OHMEDA INC | GIRAFFE WARMER | 21618.44 | 2016-05-27 | 0
TX CHILDRENS | BE00064269 | HDJU60609 | RADIANT WARMER, INFANT | DATEX-OHMEDA INC | GIRAFFE WARMER | 21618.44 | 2016-05-27 | 0
TX CHILDRENS | BE00064266 | HDJU60605 | RADIANT WARMER, INFANT | DATEX-OHMEDA INC | GIRAFFE WARMER | 21618.44 | 2016-05-27 | 0
TX CHILDRENS | BE00088455 | WT612354-T | DVD PLAYER / RECORDER | KARL STORZ ENDOSCOPY-AMERICA INC | 202055 20 | 21600 | 2018-03-13 | 0
TX CHILDRENS | BE00116518 | T6C03933DX | ELECTROSURG CUT & COAG DEVICE | COVIDIEN LP | VLFT10GEN | 21585.18 | 2022-06-08 | 0
TX CHILDRENS | BE00084008 | T6C03550DX | ELECTROSURG CUT & COAG DEVICE | COVIDIEN LP | VLFT10GEN | 21585.18 | 2017-06-23 | 0
TX CHILDRENS | BE00084996 | 6627506588 | SURGICAL MICROSCOPE & ACCESSOR | CARL ZEISS MEDITEC USA INC | OPMI 1 FC | 21576.9 | 2019-02-27 | 0
TX CHILDRENS | BE00010170 | 261501159 | MICROPLATE READER | BECKMAN COULTER INC - SERVICE AGREEMENT | DTX800 | 21567.49 | 2010-10-14 | 0
TX CHILDRENS | BE00109942 | RS1064 | INSUFFLATOR, ENDOSCOPIC | KARL STORZ ENDOSCOPY-AMERICA INC | UI 500 | 21565.35 | 2019-12-09 | 0
TX CHILDRENS | BE00109925 | RS1066 | INSUFFLATOR, ENDOSCOPIC | KARL STORZ ENDOSCOPY-AMERICA INC | UI 500 | 21565.35 | 2020-07-01 | 0
TX CHILDRENS | BE00109959 | PS1054 | INSUFFLATOR, ENDOSCOPIC | KARL STORZ ENDOSCOPY-AMERICA INC | UI 500 | 21565.35 | 2020-01-23 | 0
TX CHILDRENS | BE00109924 | TS614 | SMOKE EVACUATOR | KARL STORZ ENDOSCOPY-AMERICA INC | UP 501 | 21565.35 | 2019-12-09 | 0
TX CHILDRENS | BE00108965 | ZS1817 | INSUFFLATOR, ENDOSCOPIC | KARL STORZ ENDOSCOPY-AMERICA INC | UI 500 | 21565.35 | 2019-05-21 | 0
TX CHILDRENS | BE00109908 | RS1063 | INSUFFLATOR, ENDOSCOPIC | KARL STORZ ENDOSCOPY-AMERICA INC | UI 500 | 21565.35 | 2019-11-11 | 0
TX CHILDRENS | BE00064100 | OU608666-T | DVD PLAYER / RECORDER | KARL STORZ ENDOSCOPY-AMERICA INC | 202055 20 | 21553.13 | 2016-05-05 | 0
TX CHILDRENS | HTMFS-H110132 | H110132 | PROBE, ENDO | PENTAX PRECISION INSTRUMENT CORP | EG-2490K | 21526.1 | 2023-02-13 | 0
TX CHILDRENS | HTMFS-H110124 | H110124 | PROBE, ENDO | PENTAX PRECISION INSTRUMENT CORP | EG-2490K | 21526.1 | 2023-02-13 | 0
TX CHILDRENS | HTMFS-H110128 | H110128 | PROBE, ENDO | PENTAX PRECISION INSTRUMENT CORP | EG-2490K | 21526.1 | 2023-02-13 | 0
TX CHILDRENS | HTMFS-H110133 | H110133 | PROBE, ENDO | PENTAX PRECISION INSTRUMENT CORP | EG-2490K | 21526.1 | 2023-02-13 | 0
TX CHILDRENS | BE00062991 | ASFN-0037 | VENTILATOR CONTINUOUS | DRAEGER MEDICAL INC | VN500 | 21508.4 | 2016-01-13 | 0
TX CHILDRENS | BE00062986 | ASFN-0032 | VENTILATOR CONTINUOUS | DRAEGER MEDICAL INC | VN500 | 21508.4 | 2016-01-13 | 0
TX CHILDRENS | BE00062988 | ASFN-0034 | VENTILATOR CONTINUOUS | DRAEGER MEDICAL INC | VN500 | 21508.4 | 2016-01-13 | 0
TX CHILDRENS | BE00062990 | ASFN-0036 | VENTILATOR CONTINUOUS | DRAEGER MEDICAL INC | VN500 | 21508.4 | 2016-01-13 | 0
TX CHILDRENS | BE00062992 | ASFN-0038 | VENTILATOR CONTINUOUS | DRAEGER MEDICAL INC | VN500 | 21508.4 | 2016-01-13 | 0
TX CHILDRENS | BE00062989 | ASFN-0035 | VENTILATOR CONTINUOUS | DRAEGER MEDICAL INC | VN500 | 21508.4 | 2016-01-13 | 0
TX CHILDRENS | BE00062987 | ASFN-0033 | VENTILATOR CONTINUOUS | DRAEGER MEDICAL INC | VN500 | 21508.4 | 2016-01-13 | 0
TX CHILDRENS | BE00056618 | 0415111138 | TABLE, SURGICAL, AC POWERED | STERIS Corporation | 4085 | 21500 | 2013-02-13 | 0
TX CHILDRENS | BE00056617 | 0416111009 | TABLE, SURGICAL, AC POWERED | STERIS Corporation | 4085 | 21500 | 2013-02-13 | 0
TX CHILDRENS | BE00056619 | 0436110076 | TABLE, SURGICAL, AC POWERED | STERIS Corporation | 4085 | 21500 | 2013-02-13 | 0
TX CHILDRENS | BE00127490 | LBNK0020 | SCANNER, INTRAORAL | DEXIS | IS 3800W | 21495 | 2025-01-31 | 0
TX CHILDRENS | BE00102513 | 88020245 | EMG | NORAXON USA, INC. | ULTIUM RECEIVER | 21495 | 2022-06-02 | 0
TX CHILDRENS | BE00061004 | 4C43028 | MICROSCOPE | OLYMPUS AMERICA INC | IX73 | 21446.17 | 2015-06-23 | 0
TX CHILDRENS | BE00128003 | T4E78274DX | ELECTROSURG CUT & COAG DEVICE | COVIDIEN LP | VLFT10GEN | 21440.27 | 2025-08-15 | 0
TX CHILDRENS | KN185636 | 3F12202 | MICROSCOPE | OLYMPUS AMERICA INC | BX50 | 21405 | 1994-09-15 | 0
TX CHILDRENS | BE00127329 | T4B74840DX | ELECTROSURG CUT & COAG DEVICE | CONMED CORP | VLFT10GEN | 21399.81 | 2025-03-28 | 0
TX CHILDRENS | BE00127331 | T4B74855DX | ELECTROSURG CUT & COAG DEVICE | CONMED CORP | VLFT10GEN | 21399.81 | 2025-03-28 | 0
TX CHILDRENS | BE00127330 | T4B74841DX | ELECTROSURG CUT & COAG DEVICE | CONMED CORP | VLFT10GEN | 21399.81 | 2025-03-28 | 0
TX CHILDRENS | BE00103877 | S44IHI901791 | SHAKING INCUBATOR | NEW BRUNSWICK SCIENTIFIC, CO. | INNOVA S44i | 21383.18 | 2019-08-23 | 0
TX CHILDRENS | BE00103878 | S44IHI201792 | SHAKING INCUBATOR | NEW BRUNSWICK SCIENTIFIC, CO. | INNOVA S44i | 21383.18 | 2019-08-23 | 0
TX CHILDRENS | BE00082160 | T5K01830DX | ELECTROSURG CUT & COAG DEVICE | COVIDIEN LP | VLFT10GEN | 21379.37 | 2017-02-21 | 0
TX CHILDRENS | BE00106337 | T7H17534DX | ELECTROSURG CUT & COAG DEVICE | COVIDIEN LP | VLFT10GEN | 21379.37 | 2019-02-18 | 0
TX CHILDRENS | BE00088182 | T6K09625DX | ELECTROSURG CUT & COAG DEVICE | COVIDIEN LP | VLFT10GEN | 21379.37 | 2018-03-06 | 0
TX CHILDRENS | BE00082159 | T5K01822DX | ELECTROSURG CUT & COAG DEVICE | COVIDIEN LP | VLFT10GEN | 21379.37 | 2017-02-21 | 0
TX CHILDRENS | BE00083511 | T6B03315DX | ELECTROSURG CUT & COAG DEVICE | COVIDIEN LP | VLFT10GEN | 21379.37 | 2017-09-05 | 0
TX CHILDRENS | BE00083510 | T6B03318DX | ELECTROSURG CUT & COAG DEVICE | COVIDIEN LP | VLFT10GEN | 21379.37 | 2017-09-05 | 0
TX CHILDRENS | BE00111357 | T90324150X | ELECTROSURG CUT & COAG DEVICE | CONMED CORP | VLFT10GEN | 21379.37 | 2020-05-27 | 0
TX CHILDRENS | KN201775 | 23263 | AUTOMATED SUPPLY DISPENSER | OMNICELL INC | OMNICELL | 21372 | 2003-08-01 | 0
TX CHILDRENS | BE00118703 | TXP2DHM00180 | VENTILATOR CONTINUOUS | SENTEC INC | TXP-2D | 21371 | 2024-01-17 | 0
TX CHILDRENS | BE00102333 | TOA38638DX | ELECTROSURG CUT & COAG DEVICE | COVIDIEN LP | VLFT10GEN | 21366.52 | 2021-11-08 | 0
TX CHILDRENS | BE00102332 | TOA38628DX | ELECTROSURG CUT & COAG DEVICE | COVIDIEN LP | VLFT10GEN | 21366.52 | 2021-11-08 | 0
TX CHILDRENS | BE00124403 | VP8204582 | ULTRASOUND, COLOR FLOW | GE Precision Healthcare LLC | VOLUSON P8 | 21289.6 | 2025-03-05 | 0
TX CHILDRENS | BE00124491 | 6722303667 | SURGICAL MICROSCOPE & ACCESSOR | CARL ZEISS MEDITEC USA INC | PICO S100 | 21276.1 | 2028-01-23 | 0
TX CHILDRENS | BE00063794 | ASHA-0130 | VENTILATOR CONTINUOUS | DRAEGER MEDICAL INC | VN500 | 21259.39 | 2016-03-09 | 0
TX CHILDRENS | BE00063786 | ASHA-0122 | VENTILATOR CONTINUOUS | DRAEGER MEDICAL INC | VN500 | 21259.39 | 2016-03-09 | 0
TX CHILDRENS | BE00063796 | ASHA-0132 | VENTILATOR CONTINUOUS | DRAEGER MEDICAL INC | VN500 | 21259.39 | 2016-03-09 | 0
TX CHILDRENS | BE00063791 | ASHA-0127 | VENTILATOR CONTINUOUS | DRAEGER MEDICAL INC | VN500 | 21259.39 | 2016-03-09 | 0
TX CHILDRENS | BE00063792 | ASHA-0128 | VENTILATOR CONTINUOUS | DRAEGER MEDICAL INC | VN500 | 21259.39 | 2016-03-09 | 0
TX CHILDRENS | BE00063787 | ASHA-0123 | VENTILATOR CONTINUOUS | DRAEGER MEDICAL INC | VN500 | 21259.39 | 2016-03-09 | 0
TX CHILDRENS | BE00063789 | ASHA-0125 | VENTILATOR CONTINUOUS | DRAEGER MEDICAL INC | VN500 | 21259.39 | 2016-03-09 | 0
TX CHILDRENS | BE00063788 | ASHA-0124 | VENTILATOR CONTINUOUS | DRAEGER MEDICAL INC | VN500 | 21259.39 | 2016-03-09 | 0
TX CHILDRENS | BE00063784 | ASHA-0120 | VENTILATOR CONTINUOUS | DRAEGER MEDICAL INC | VN500 | 21259.39 | 2016-03-09 | 0
TX CHILDRENS | BE00063785 | ASHA-0121 | VENTILATOR CONTINUOUS | DRAEGER MEDICAL INC | VN500 | 21259.39 | 2016-03-09 | 0
TX CHILDRENS | BE00063790 | ASHA-0126 | VENTILATOR CONTINUOUS | DRAEGER MEDICAL INC | VN500 | 21259.39 | 2016-03-09 | 0
TX CHILDRENS | BE00063795 | ASHA-0131 | VENTILATOR CONTINUOUS | DRAEGER MEDICAL INC | VN500 | 21259.39 | 2016-03-09 | 0
TX CHILDRENS | BE00063793 | ASHA-0129 | VENTILATOR CONTINUOUS | DRAEGER MEDICAL INC | VN500 | 21259.39 | 2016-03-09 | 0
TX CHILDRENS | KN191391 | 108F7J | LIGHT, EXAM, AC-POWERED | AMSCO MEDICAL | CENTRA 360 | 21250 | 1995-05-01 | 0
TX CHILDRENS | BE00087489 | 6627506520 | SURGICAL MICROSCOPE & ACCESSOR | CARL ZEISS MEDITEC USA INC | OPMI 1 FC | 21244.43 | 2018-03-23 | 0
TX CHILDRENS | BE00087483 | 6627506516 | SURGICAL MICROSCOPE & ACCESSOR | CARL ZEISS MEDITEC USA INC | OPMI 1 FC | 21244.43 | 2018-03-23 | 0
TX CHILDRENS | BE00087484 | 6627506511 | SURGICAL MICROSCOPE & ACCESSOR | CARL ZEISS MEDITEC USA INC | OPMI 1 FC | 21244.43 | 2018-03-23 | 0
TX CHILDRENS | BE00087482 | 6627506512 | SURGICAL MICROSCOPE & ACCESSOR | CARL ZEISS MEDITEC USA INC | OPMI 1 FC | 21244.43 | 2018-03-23 | 0
TX CHILDRENS | BE00087488 | 6627506515 | SURGICAL MICROSCOPE & ACCESSOR | CARL ZEISS MEDITEC USA INC | OPMI 1 FC | 21244.43 | 2018-03-23 | 0
TX CHILDRENS | BE00087485 | 6627506509 | SURGICAL MICROSCOPE & ACCESSOR | CARL ZEISS MEDITEC USA INC | OPMI 1 FC | 21244.43 | 2018-03-23 | 0
TX CHILDRENS | BE00087487 | 6627506519 | SURGICAL MICROSCOPE & ACCESSOR | CARL ZEISS MEDITEC USA INC | OPMI 1 FC | 21244.43 | 2018-03-23 | 0
TX CHILDRENS | BE00087486 | 6627506518 | SURGICAL MICROSCOPE & ACCESSOR | CARL ZEISS MEDITEC USA INC | OPMI 1 FC | 21244.43 | 2018-03-23 | 0
TX CHILDRENS | BE00102065 | SA318470029SA | LIM SUPERCARTRIDGE ECG BP TMP | GE Medical Systems Information Tech Inc | PDM | 21233.04 | 2019-12-10 | 0
TX CHILDRENS | BE00102068 | SA318470310SA | LIM SUPERCARTRIDGE ECG BP TMP | GE Medical Systems Information Tech Inc | PDM | 21233.04 | 2019-12-10 | 0
TX CHILDRENS | BE00102080 | SA318470229SA | LIM SUPERCARTRIDGE ECG BP TMP | GE Medical Systems Information Tech Inc | PDM | 21233.04 | 2019-12-10 | 0
TX CHILDRENS | BE00102074 | SA318470006SA | LIM SUPERCARTRIDGE ECG BP TMP | GE Medical Systems Information Tech Inc | PDM | 21233.04 | 2019-12-10 | 0
TX CHILDRENS | BE00102071 | SA318470309SA | LIM SUPERCARTRIDGE ECG BP TMP | GE Medical Systems Information Tech Inc | PDM | 21233.04 | 2019-12-10 | 0
TX CHILDRENS | BE00102077 | SA318470248SA | LIM SUPERCARTRIDGE ECG BP TMP | GE Medical Systems Information Tech Inc | PDM | 21233.04 | 2019-12-10 | 0
TX CHILDRENS | BE00083501 | 0434915006 | TABLE, SURGICAL, AC POWERED | STERIS Corporation | 4085 | 21204.66 | 2022-09-23 | 0
TX CHILDRENS | BE00083500 | 0434915007 | TABLE, SURGICAL, AC POWERED | STERIS Corporation | 4085 | 21204.66 | 2023-01-19 | 0
TX CHILDRENS | BE00010158 | 45793 | CRYOSTAT | THERMO FISHER SCIENTIFIC ASHEVILLE LLC | MICROM HM525 | 21130.72 | 2010-10-13 | 0
TX CHILDRENS | BE00010157 | 45792 | CRYOSTAT | THERMO FISHER SCIENTIFIC ASHEVILLE LLC | MICROM HM525 | 21130.72 | 2010-10-13 | 0
TX CHILDRENS | BE00038906 | HDHQ50821 | INCUBATOR, NEONATAL | DATEX-OHMEDA INC | GIRAFFE INCUBATOR | 21089.66 | 2013-02-16 | 0
TX CHILDRENS | BE00038914 | HDHQ50824 | INCUBATOR, NEONATAL | DATEX-OHMEDA INC | GIRAFFE INCUBATOR | 21089.66 | 2013-02-16 | 0
TX CHILDRENS | BE00038913 | HDHQ50825 | INCUBATOR, NEONATAL | DATEX-OHMEDA INC | GIRAFFE INCUBATOR | 21089.66 | 2013-02-16 | 0
TX CHILDRENS | BE00038907 | HDHQ50948 | INCUBATOR, NEONATAL | DATEX-OHMEDA INC | GIRAFFE INCUBATOR | 21089.66 | 2013-02-16 | 0
TX CHILDRENS | BE00038912 | HDHQ50815 | INCUBATOR, NEONATAL | DATEX-OHMEDA INC | GIRAFFE INCUBATOR | 21089.66 | 2013-02-16 | 0
TX CHILDRENS | BE00038916 | HDHQ50816 | INCUBATOR, NEONATAL | DATEX-OHMEDA INC | GIRAFFE INCUBATOR | 21089.66 | 2013-02-16 | 0
TX CHILDRENS | BE00038911 | HDHQ50820 | INCUBATOR, NEONATAL | DATEX-OHMEDA INC | GIRAFFE INCUBATOR | 21089.66 | 2013-02-16 | 0
TX CHILDRENS | BE00038915 | HDHQ50819 | INCUBATOR, NEONATAL | DATEX-OHMEDA INC | GIRAFFE INCUBATOR | 21089.66 | 2013-02-16 | 0
TX CHILDRENS | BE00038905 | HDHQ50814 | INCUBATOR, NEONATAL | DATEX-OHMEDA INC | GIRAFFE INCUBATOR | 21089.66 | 2013-02-16 | 0
TX CHILDRENS | BE00038909 | HDHQ50826 | INCUBATOR, NEONATAL | DATEX-OHMEDA INC | GIRAFFE INCUBATOR | 21089.66 | 2013-02-16 | 0
TX CHILDRENS | BE00038908 | HDHQ50822 | INCUBATOR, NEONATAL | DATEX-OHMEDA INC | GIRAFFE INCUBATOR | 21089.66 | 2013-02-16 | 0
TX CHILDRENS | BE00038910 | HDHQ50818 | INCUBATOR, NEONATAL | DATEX-OHMEDA INC | GIRAFFE INCUBATOR | 21089.66 | 2013-02-16 | 0
TX CHILDRENS | BE00128040 | 24F537734 | LIGHT SOURCE | STRYKER CORP | L 12 | 21052 | 2025-10-16 | 0
TX CHILDRENS | BE00128041 | 24F537704 | LIGHT SOURCE | STRYKER CORP | L 12 | 21052 | 2025-10-16 | 0
TX CHILDRENS | BE00128036 | 24E527274 | LIGHT SOURCE | STRYKER CORP | L 12 | 21052 | 2025-10-16 | 0
TX CHILDRENS | KN232750 | HB5993 | MICROSCOPE | NIKON INSTRUMENT INC | ECLIPSE 55i | 21029.3 | 2010-08-26 | 0
TX CHILDRENS | BE00060392 | 100409 | HEMODIALYSIS SYSTEM ACCESSORY | GAMBRO INC. | MARS | 21000 | 2014-11-19 | 0
TX CHILDRENS | KN227058 | 9E13087 | MICROSCOPE | OLYMPUS AMERICA INC | BX50 WIF-2 | 21000 | 2007-08-30 | 0
TX CHILDRENS | BE00060393 | 100410 | HEMODIALYSIS SYSTEM ACCESSORY | GAMBRO INC. | MARS | 21000 | 2014-11-19 | 0
TX CHILDRENS | BE00100381 | 7654859 | COMPUTER - VIDEO CAPTURE SYSTEM | OLYMPUS AMERICA INC | IMH-20 | 21000 | 2018-04-16 | 0
TX CHILDRENS | BE00037477 | 50890 | CRYOSTAT | THERMO FISHER SCIENTIFIC ASHEVILLE LLC | MICROM HM525 | 21000 | 2012-07-24 | 0
TX CHILDRENS | BE00119924 | 2720010074 | DNA THERMAL CYCLER | APPLIED BIOSYSTEMS | STEPONE PLUS | 20999 | 2017-11-09 | 28908.4
TX CHILDRENS | BE00125869 | 2062898-001 | ELECTROCARDIOGRAPH | GE Medical Systems Information Tech Inc | CASE | 20985.15 | 2026-03-20 | 0
TX CHILDRENS | BE00125572 | PBW23400219SA | RADIANT WARMER, INFANT | DATEX-OHMEDA INC | PANDA WARMER | 20945.97 | 2024-12-12 | 0
TX CHILDRENS | BE00125594 | PBW23400218SA | RADIANT WARMER, INFANT | DATEX-OHMEDA INC | PANDA WARMER | 20945.97 | 2024-12-12 | 0
TX CHILDRENS | BE00125595 | PBW23400230SA | RADIANT WARMER, INFANT | DATEX-OHMEDA INC | PANDA WARMER | 20945.97 | 2024-12-12 | 0
TX CHILDRENS | BE00125571 | PBW23400228SA | RADIANT WARMER, INFANT | DATEX-OHMEDA INC | PANDA WARMER | 20945.97 | 2024-12-12 | 0
TX CHILDRENS | BE00125592 | PBW23400227SA | RADIANT WARMER, INFANT | DATEX-OHMEDA INC | PANDA WARMER | 20945.97 | 2024-12-12 | 0
TX CHILDRENS | BE00125590 | PBW23400220SA | RADIANT WARMER, INFANT | DATEX-OHMEDA INC | PANDA WARMER | 20945.97 | 2024-12-12 | 0
TX CHILDRENS | BE00125570 | PBW23400223SA | RADIANT WARMER, INFANT | DATEX-OHMEDA INC | PANDA WARMER | 20945.97 | 2024-12-12 | 0
TX CHILDRENS | BE00125578 | PBW23400221SA | RADIANT WARMER, INFANT | DATEX-OHMEDA INC | PANDA WARMER | 20945.97 | 2024-12-12 | 0
TX CHILDRENS | BE00125576 | PBW23400232SA | RADIANT WARMER, INFANT | DATEX-OHMEDA INC | PANDA WARMER | 20945.97 | 2024-12-12 | 0
TX CHILDRENS | BE00125574 | PBW23400229SA | RADIANT WARMER, INFANT | DATEX-OHMEDA INC | PANDA WARMER | 20945.97 | 2024-12-12 | 0
TX CHILDRENS | BE00125569 | PBW23400224SA | RADIANT WARMER, INFANT | DATEX-OHMEDA INC | PANDA WARMER | 20945.97 | 2024-12-12 | 0
TX CHILDRENS | BE00125577 | PBW23400225SA | RADIANT WARMER, INFANT | DATEX-OHMEDA INC | PANDA WARMER | 20945.97 | 2024-12-12 | 0
TX CHILDRENS | BE00125579 | PBW23400233SA | RADIANT WARMER, INFANT | DATEX-OHMEDA INC | PANDA WARMER | 20945.97 | 2024-12-12 | 0
TX CHILDRENS | BE00125591 | PBW23400231SA | RADIANT WARMER, INFANT | DATEX-OHMEDA INC | PANDA WARMER | 20945.97 | 2024-12-12 | 0
TX CHILDRENS | BE00125575 | PBW23400222SA | RADIANT WARMER, INFANT | DATEX-OHMEDA INC | PANDA WARMER | 20945.97 | 2024-12-12 | 0
TX CHILDRENS | BE00125573 | PBW23400235SA | RADIANT WARMER, INFANT | DATEX-OHMEDA INC | PANDA WARMER | 20945.97 | 2024-12-12 | 0
TX CHILDRENS | BE00125593 | PBW23400226SA | RADIANT WARMER, INFANT | DATEX-OHMEDA INC | PANDA WARMER | 20945.97 | 2024-12-12 | 0
TX CHILDRENS | BE00112320 | 1529 | HOMOGENIZER | MILTENYI BIOTEC INC | OCTO DISSOCIATOR | 20907 | 2020-04-28 | 0
TX CHILDRENS | BE00124061 | SDJ23410023PAS | FETAL CARDIAC MONITOR | GE HEALTHCARE INC | 259CX | 20900.06 | 2024-12-12 | 0
TX CHILDRENS | BE00124056 | SDJ23070039PAS | FETAL CARDIAC MONITOR | GE HEALTHCARE INC | 259CX | 20900.06 | 2024-12-12 | 0
TX CHILDRENS | BE00124053 | SDJ23410030PAS | FETAL CARDIAC MONITOR | GE HEALTHCARE INC | 259CX | 20900.06 | 2024-12-12 | 0
TX CHILDRENS | BE00124054 | SDJ23410011PAS | FETAL CARDIAC MONITOR | GE HEALTHCARE INC | 259CX | 20900.06 | 2024-12-12 | 0
TX CHILDRENS | BE00124049 | SDJ23410009PAS | FETAL CARDIAC MONITOR | GE HEALTHCARE INC | 259CX | 20900.06 | 2024-12-12 | 0
TX CHILDRENS | BE00124051 | SDJ23410016PAS | FETAL CARDIAC MONITOR | GE HEALTHCARE INC | 259CX | 20900.06 | 2024-12-12 | 0
TX CHILDRENS | BE00124060 | SDJ23410025PAS | FETAL CARDIAC MONITOR | GE HEALTHCARE INC | 259CX | 20900.06 | 2024-12-12 | 0
TX CHILDRENS | BE00124046 | SDJ23410019PAS | FETAL CARDIAC MONITOR | GE HEALTHCARE INC | 259CX | 20900.06 | 2024-12-12 | 0
TX CHILDRENS | BE00124059 | SDJ23410026PAS | FETAL CARDIAC MONITOR | GE HEALTHCARE INC | 259CX | 20900.06 | 2024-12-12 | 0
TX CHILDRENS | BE00124045 | SDJ23410014PAS | FETAL CARDIAC MONITOR | GE HEALTHCARE INC | 259CX | 20900.06 | 2024-12-12 | 0
TX CHILDRENS | BE00124048 | SDJ23410020PAS | FETAL CARDIAC MONITOR | GE HEALTHCARE INC | 259CX | 20900.06 | 2024-12-12 | 0
TX CHILDRENS | BE00124058 | SDJ23090041PAS | FETAL CARDIAC MONITOR | GE HEALTHCARE INC | 259CX | 20900.06 | 2024-12-12 | 0
TX CHILDRENS | BE00124050 | SDJ23410021PAS | FETAL CARDIAC MONITOR | GE HEALTHCARE INC | 259CX | 20900.06 | 2024-12-12 | 0
TX CHILDRENS | BE00124052 | SDJ23410024PAS | FETAL CARDIAC MONITOR | GE HEALTHCARE INC | 259CX | 20900.06 | 2024-12-12 | 0
TX CHILDRENS | BE00124047 | SDJ23410027PAS | FETAL CARDIAC MONITOR | GE HEALTHCARE INC | 259CX | 20900.06 | 2024-12-12 | 0
TX CHILDRENS | BE00124055 | SDJ23410013PAS | FETAL CARDIAC MONITOR | GE HEALTHCARE INC | 259CX | 20900.06 | 2024-12-12 | 0
TX CHILDRENS | BE00124062 | SDJ23410008PAS | FETAL CARDIAC MONITOR | GE HEALTHCARE INC | 259CX | 20900.06 | 2024-12-12 | 0
TX CHILDRENS | BE00124057 | SDJ23070036PAS | FETAL CARDIAC MONITOR | GE HEALTHCARE INC | 259CX | 20900.06 | 2024-12-12 | 0
TX CHILDRENS | BE00124063 | SDJ23410012PAS | FETAL CARDIAC MONITOR | GE HEALTHCARE INC | 259CX | 20900.06 | 2024-12-12 | 0
TX CHILDRENS | BE00063960 | 4K41823 | MICROSCOPE | OLYMPUS AMERICA INC | BX43F | 20870.24 | 2016-04-07 | 0
TX CHILDRENS | BE00120212 | 23201596 | ELECTROSURG CUT & COAG DEVICE | CONMED CORP | 60-2450-120 | 20869.08 | 2024-06-14 | 0
TX CHILDRENS | BE00118124 | 23201599 | ELECTROSURG CUT & COAG DEVICE | CONMED CORP | 60-2450-120 | 20869.08 | 2024-06-14 | 0
TX CHILDRENS | BE00084840 | 706927 | MICROSCOPE | NIKON INSTRUMENT INC | ECLIPSE Ci-L | 20826.9 | 2017-11-03 | 0
TX CHILDRENS | BE00063958 | AY11015 | SAMPLING WORKSTATION | BECKMAN COULTER INC - SERVICE AGREEMENT | TQ-PREP | 20762.25 | 2016-04-06 | 18477
TX CHILDRENS | BE00128802 | 96-3-FP1-693 | CELL HARVESTER | TOMTEC INC | HARVESTER 96 | 20724.1 | 2025-09-30 | 0
TX CHILDRENS | BE00129096 | 724060464 | NITROGEN GENERATOR | AB SCIEX LLC | N19A26 | 20715.5 | 2026-01-08 | 39933.13
TX CHILDRENS | BE00129094 | 724060466 | NITROGEN GENERATOR | AB SCIEX LLC | N19A26 | 20715.5 | 2026-01-08 | 39933.13
TX CHILDRENS | KN197584 | 261873 | MICROSCOPE | CARL ZEISS MEDITEC USA INC | S21 | 20686 | 1996-05-12 | 0
TX CHILDRENS | KN197585 | 261886 | MICROSCOPE | CARL ZEISS MEDITEC USA INC | S21 | 20686 | 1996-05-12 | 0
TX CHILDRENS | BE00063355 | 6811501410 | SURGICAL MICROSCOPE & ACCESSOR | CARL ZEISS MEDITEC USA INC | OPMI 1 FC | 20669.04 | 2018-06-13 | 0
TX CHILDRENS | BE00063354 | 6811501412 | SURGICAL MICROSCOPE & ACCESSOR | CARL ZEISS MEDITEC USA INC | OPMI 1 FC | 20669.04 | 2018-06-13 | 0
TX CHILDRENS | BE00063353 | 6811501411 | SURGICAL MICROSCOPE & ACCESSOR | CARL ZEISS MEDITEC USA INC | OPMI 1 FC | 20669.04 | 2018-06-13 | 0
TX CHILDRENS | BE00034074 | DE04103581 | ANALYZER | AGILENT TECHNOLOGIES | 2100 BIOANALYZER | 20508.85 | 2012-10-03 | 0
TX CHILDRENS | BE00111294 | 5428 GP725499 | CENTRIFUGE | Eppendorf North America Inc | 5430R | 20501.17 | 2019-07-01 | 0
TX CHILDRENS | BE00122208 | TPAC635492 | CEREBRAL FUNCTION MONITORS | MEDTRONIC USA INC | PM7100 | 20500 | 2028-12-22 | 0
TX CHILDRENS | BE00122204 | TPAC635523 | CEREBRAL FUNCTION MONITORS | MEDTRONIC USA INC | PM7100 | 20500 | 2028-12-22 | 0
TX CHILDRENS | BE00122199 | TPAC707539 | CEREBRAL FUNCTION MONITORS | MEDTRONIC USA INC | PM7100 | 20500 | 2028-12-22 | 0
TX CHILDRENS | BE00122194 | TPAC635568 | CEREBRAL FUNCTION MONITORS | MEDTRONIC USA INC | PM7100 | 20500 | 2028-12-22 | 0
TX CHILDRENS | BE00122197 | TPAC635497 | CEREBRAL FUNCTION MONITORS | MEDTRONIC USA INC | PM7100 | 20500 | 2028-12-22 | 0
TX CHILDRENS | BE00122190 | TRAC635530 | CEREBRAL FUNCTION MONITORS | MEDTRONIC USA INC | PM7100 | 20500 | 2028-12-22 | 0
TX CHILDRENS | BE00122205 | TPAC635547 | CEREBRAL FUNCTION MONITORS | MEDTRONIC USA INC | PM7100 | 20500 | 2028-12-22 | 0
TX CHILDRENS | BE00122189 | TPAC635486 | CEREBRAL FUNCTION MONITORS | MEDTRONIC USA INC | PM7100 | 20500 | 2028-12-22 | 0
TX CHILDRENS | BE00035824 | 00239 | ERG - ELECTRORETINOGRAPHY EQUIPMENT | DIAGNOSYS | VEP | 20500 | 2013-04-16 | 0
TX CHILDRENS | BE00122192 | TPAC635490 | CEREBRAL FUNCTION MONITORS | MEDTRONIC USA INC | PM7100 | 20500 | 2028-12-22 | 0
TX CHILDRENS | BE00122195 | TPAC749793 | CEREBRAL FUNCTION MONITORS | MEDTRONIC USA INC | PM7100 | 20500 | 2028-12-22 | 0
TX CHILDRENS | BE00122200 | TPAC555953 | CEREBRAL FUNCTION MONITORS | MEDTRONIC USA INC | PM7100 | 20500 | 2028-12-22 | 0
TX CHILDRENS | BE00122196 | TPAC707526 | CEREBRAL FUNCTION MONITORS | MEDTRONIC USA INC | PM7100 | 20500 | 2028-12-22 | 0
TX CHILDRENS | BE00122193 | TPAC635543 | CEREBRAL FUNCTION MONITORS | MEDTRONIC USA INC | PM7100 | 20500 | 2028-12-22 | 0
TX CHILDRENS | BE00122203 | TPAC635540 | CEREBRAL FUNCTION MONITORS | MEDTRONIC USA INC | PM7100 | 20500 | 2028-12-22 | 0
TX CHILDRENS | BE00122198 | TPAC635489 | CEREBRAL FUNCTION MONITORS | MEDTRONIC USA INC | PM7100 | 20500 | 2028-12-22 | 0
TX CHILDRENS | BE00122202 | TPAC635562 | CEREBRAL FUNCTION MONITORS | MEDTRONIC USA INC | PM7100 | 20500 | 2028-12-22 | 0
TX CHILDRENS | BE00122191 | TPAC635551 | CEREBRAL FUNCTION MONITORS | MEDTRONIC USA INC | PM7100 | 20500 | 2028-12-22 | 0
TX CHILDRENS | BE00122188 | TPAC635494 | CEREBRAL FUNCTION MONITORS | MEDTRONIC USA INC | PM7100 | 20500 | 2028-12-22 | 0
TX CHILDRENS | BE00122187 | TPAC749817 | CEREBRAL FUNCTION MONITORS | MEDTRONIC USA INC | PM7100 | 20500 | 2028-12-22 | 0
TX CHILDRENS | BE00122206 | TPAC635563 | CEREBRAL FUNCTION MONITORS | MEDTRONIC USA INC | PM7100 | 20500 | 2028-12-22 | 0
TX CHILDRENS | BE00122201 | TPAC707520 | CEREBRAL FUNCTION MONITORS | MEDTRONIC USA INC | PM7100 | 20500 | 2028-12-22 | 0
TX CHILDRENS | BE00122207 | TPAC749814 | CEREBRAL FUNCTION MONITORS | MEDTRONIC USA INC | PM7100 | 20500 | 2028-12-22 | 0
TX CHILDRENS | BE00114735 | 2000000686 | MICROSCOPE | LEICA MICROSYSTEMS INC | Z16 APO | 20497 | 2021-04-30 | 0
TX CHILDRENS | BE00100025 | 11424592 | ELECTROSURG CUT & COAG DEVICE | Erbe USA Incorporated | VIO 300 D | 20483 | 2018-03-12 | 0
TX CHILDRENS | HTMUS-F0393K | F0393K | PROBE, TEE | Philips North America LLC | S8-3T | 20471.25 | 2026-02-24 | 0
TX CHILDRENS | BE00128222 | 4TOS277473 | HEMODIALYSIS SYSTEM ACCESSORY | FRESENIUS USA MARKETING INC | 2008T | 20450 | 2025-05-04 | 0
TX CHILDRENS | BE00128226 | 4TOS277515 | HEMODIALYSIS SYSTEM ACCESSORY | FRESENIUS USA MARKETING INC | 2008T | 20450 | 2025-05-04 | 0
TX CHILDRENS | BE00128229 | 4TOS277559 | HEMODIALYSIS SYSTEM ACCESSORY | FRESENIUS USA MARKETING INC | 2008T | 20450 | 2025-05-04 | 0
TX CHILDRENS | BE00128228 | 4TOS277542 | HEMODIALYSIS SYSTEM ACCESSORY | FRESENIUS USA MARKETING INC | 2008T | 20450 | 2025-05-04 | 0
TX CHILDRENS | BE00128225 | 4TOS277514 | HEMODIALYSIS SYSTEM ACCESSORY | FRESENIUS USA MARKETING INC | 2008T | 20450 | 2025-05-04 | 0
TX CHILDRENS | BE00128223 | 4TOS277494 | HEMODIALYSIS SYSTEM ACCESSORY | FRESENIUS USA MARKETING INC | 2008T | 20450 | 2025-05-04 | 0
TX CHILDRENS | BE00128221 | 4TOS277471 | HEMODIALYSIS SYSTEM ACCESSORY | FRESENIUS USA MARKETING INC | 2008T | 20450 | 2025-05-04 | 0
TX CHILDRENS | BE00128224 | 4TOS277499 | HEMODIALYSIS SYSTEM ACCESSORY | FRESENIUS USA MARKETING INC | 2008T | 20450 | 2025-05-04 | 0
TX CHILDRENS | BE00128227 | 4TOS277531 | HEMODIALYSIS SYSTEM ACCESSORY | FRESENIUS USA MARKETING INC | 2008T | 20450 | 2025-05-04 | 0
TX CHILDRENS | BE00129919 | 252360 | AUTOMATED MEDICATION DISPENSER | OMNICELL INC | MED-FRM-101 | 20427 | 2026-03-31 | 0
TX CHILDRENS | KN228189 | ARZD-0093 | VENTILATOR CONTINUOUS | DRAEGER MEDICAL INC | BABYLOG 8000+ | 20415.21 | 2009-06-04 | 0
TX CHILDRENS | KN228191 | ARZD-0095 | VENTILATOR CONTINUOUS | DRAEGER MEDICAL INC | BABYLOG 8000+ | 20415.21 | 2009-06-04 | 0
TX CHILDRENS | KN228190 | ARZD-0099 | VENTILATOR CONTINUOUS | DRAEGER MEDICAL INC | BABYLOG 8000+ | 20415.21 | 2009-06-04 | 0
TX CHILDRENS | BE00035436 | 5181 AP30327 | MICROSCOPE ACCESSORIES | Eppendorf North America Inc | INJECTMAN NI 25181 | 20394 | 2013-08-16 | 0
TX CHILDRENS | BE00117537 | PBWB70723 | RADIANT WARMER, INFANT | DATEX-OHMEDA INC | PANDA WARMER | 20341.11 | 2023-07-20 | 0
TX CHILDRENS | BE00119803 | VU223340338SA | ELECTROCARDIOGRAPH | GE Medical Systems Information Tech Inc | MAC VU360 | 20313.56 | 2024-09-14 | 0
TX CHILDRENS | KN229812 | ARYA-0012 | VENTILATOR CONTINUOUS | DRAEGER MEDICAL INC | BABYLOG 8000+ | 20226.51 | 2008-02-08 | 0
TX CHILDRENS | KN229813 | ARYA-0013 | VENTILATOR CONTINUOUS | DRAEGER MEDICAL INC | BABYLOG 8000+ | 20226.51 | 2008-02-08 | 0
TX CHILDRENS | KN229807 | ARYA-0007 | VENTILATOR CONTINUOUS | DRAEGER MEDICAL INC | BABYLOG 8000+ | 20226.51 | 2008-02-08 | 0
TX CHILDRENS | BE00065944 | 50E01419 | CV BYPASS BLD ROLLER PUMP | SORIN GROUP USA INC | 10-88-00 | 20196 | 2016-10-18 | 0
TX CHILDRENS | BE00065943 | 50E01420 | CV BYPASS BLD ROLLER PUMP | SORIN GROUP USA INC | 10-88-00 | 20196 | 2016-10-18 | 0
TX CHILDRENS | BE00101899 | X2LT770022L | MULTI MEDIA PROJECTOR | EPSON COMPUTERS | H754A | 20186.3 | 2020-04-17 | 0
TX CHILDRENS | BE00113038 | 164818 | AUTOMATED SUPPLY DISPENSER | OMNICELL INC | SUP-FRM-102 | 20131.4 | 2021-01-28 | 0
TX CHILDRENS | BE00113039 | 164819 | AUTOMATED SUPPLY DISPENSER | OMNICELL INC | SUP-FRM-102 | 20131.4 | 2021-01-28 | 0
TX CHILDRENS | BE00130635 | G22501479 | RADIANT WARMER, INFANT | DATEX-OHMEDA INC | PANDA WARMER | 20092.5 | 2026-04-28 | 0
TX CHILDRENS | BE00130636 | G22501520 | RADIANT WARMER, INFANT | DATEX-OHMEDA INC | PANDA WARMER | 20092.5 | 2026-04-28 | 0
TX CHILDRENS | BE00088977 | SNP16330950SA | ELECTROCARDIOGRAPH | GE Medical Systems Information Tech Inc | CASE | 20090.6 | 2017-10-03 | 0
TX CHILDRENS | BE00113980 | STE20200003SA | ELECTROCARDIOGRAPH | GE Medical Systems Information Tech Inc | CASE | 20090.6 | 2021-10-05 | 0
TX CHILDRENS | BE00109208 | SPZ18240011SA | ELECTROCARDIOGRAPH | GE Medical Systems Information Tech Inc | CASE | 20090.6 | 2019-07-10 | 0
TX CHILDRENS | BE00109206 | SPZ18240020SA | ELECTROCARDIOGRAPH | GE Medical Systems Information Tech Inc | CASE | 20090.6 | 2019-07-10 | 0
TX CHILDRENS | BE00103987 | DEDAE00813 | ANALYZER | AGILENT TECHNOLOGIES | 2100 BIOANALYZER | 20086.61 | 2021-05-31 | 0
TX CHILDRENS | BE00117585 | PBWB70737 | RADIANT WARMER, INFANT | DATEX-OHMEDA INC | PANDA WARMER | 20062.11 | 2023-05-10 | 0
TX CHILDRENS | BE00108854 | AN174089 | LARYNGOSCOPE | VERATHON MEDICAL | GLIDESCOPE | 20053 | 2019-08-28 | 0
TX CHILDRENS | BE00108852 | AN174088 | LARYNGOSCOPE | VERATHON MEDICAL | GLIDESCOPE | 20053 | 2019-08-28 | 0
TX CHILDRENS | BE00087895 | AN165737 | LARYNGOSCOPE | VERATHON MEDICAL | COBALT AVL | 20053 | 2018-01-25 | 0
TX CHILDRENS | BE00108853 | AN174090 | LARYNGOSCOPE | VERATHON MEDICAL | GLIDESCOPE | 20053 | 2019-08-28 | 0
TX CHILDRENS | BE00108851 | AN174087 | LARYNGOSCOPE | VERATHON MEDICAL | GLIDESCOPE | 20053 | 2019-08-28 | 0
TX CHILDRENS | BE00087894 | AN165674 | LARYNGOSCOPE | VERATHON MEDICAL | COBALT AVL | 20053 | 2018-01-25 | 0
TX CHILDRENS | BE00087896 | AN165736 | LARYNGOSCOPE | VERATHON MEDICAL | COBALT AVL | 20053 | 2018-01-25 | 0
TX CHILDRENS | BE00126549 | 23L594674 | SURGICAL CAMERA & ACCESSORIES | STRYKER CORP | 1688010000 | 20046.62 | 2025-03-04 | 0
TX CHILDRENS | BE00126548 | 23L594574 | SURGICAL CAMERA & ACCESSORIES | STRYKER CORP | 1688010000 | 20046.62 | 2025-03-04 | 0
TX CHILDRENS | KN211626 | HDHJ50042 | INCUBATOR, NEONATAL | DATEX-OHMEDA INC | GIRAFFE INCUBATOR | 20018.75 | 2006-03-29 | 0
TX CHILDRENS | KN211629 | HDHJ50047 | INCUBATOR, NEONATAL | DATEX-OHMEDA INC | GIRAFFE INCUBATOR | 20018.75 | 2006-03-29 | 0
TX CHILDRENS | KN211633 | HDHJ50048 | INCUBATOR, NEONATAL | DATEX-OHMEDA INC | GIRAFFE INCUBATOR | 20018.75 | 2006-03-29 | 0
TX CHILDRENS | KN211632 | HDHJ50051 | INCUBATOR, NEONATAL | DATEX-OHMEDA INC | GIRAFFE INCUBATOR | 20018.75 | 2006-03-29 | 0
TX CHILDRENS | KN211627 | HDHJ50044 | INCUBATOR, NEONATAL | DATEX-OHMEDA INC | GIRAFFE INCUBATOR | 20018.75 | 2006-03-29 | 0
TX CHILDRENS | KN211628 | HDHJ50052 | INCUBATOR, NEONATAL | DATEX-OHMEDA INC | GIRAFFE INCUBATOR | 20018.75 | 2006-03-29 | 0
TX CHILDRENS | KN211646 | HDHH60677 | INCUBATOR, NEONATAL | DATEX-OHMEDA INC | GIRAFFE INCUBATOR | 20018.75 | 2006-03-29 | 0
TX CHILDRENS | KN211641 | HDHH60716 | INCUBATOR, NEONATAL | DATEX-OHMEDA INC | GIRAFFE INCUBATOR | 20018.75 | 2006-03-29 | 0
TX CHILDRENS | KN211642 | HDHH60724 | INCUBATOR, NEONATAL | DATEX-OHMEDA INC | GIRAFFE INCUBATOR | 20018.75 | 2006-03-29 | 0
TX CHILDRENS | KN211645 | HDHH60714 | INCUBATOR, NEONATAL | DATEX-OHMEDA INC | GIRAFFE INCUBATOR | 20018.75 | 2006-03-29 | 0
TX CHILDRENS | KN211644 | HDHH60672 | INCUBATOR, NEONATAL | DATEX-OHMEDA INC | GIRAFFE INCUBATOR | 20018.75 | 2006-03-29 | 0
TX CHILDRENS | KN211643 | HDHH60720 | INCUBATOR, NEONATAL | DATEX-OHMEDA INC | GIRAFFE INCUBATOR | 20018.75 | 2006-03-29 | 0
TX CHILDRENS | KN211631 | HDHJ50054 | INCUBATOR, NEONATAL | DATEX-OHMEDA INC | GIRAFFE INCUBATOR | 20018.75 | 2006-03-29 | 0
TX CHILDRENS | KN211638 | HDHJ50049 | INCUBATOR, NEONATAL | DATEX-OHMEDA INC | GIRAFFE INCUBATOR | 20018.75 | 2006-03-29 | 0
TX CHILDRENS | KN211635 | HDHJ50041 | INCUBATOR, NEONATAL | DATEX-OHMEDA INC | GIRAFFE INCUBATOR | 20018.75 | 2006-03-29 | 0
TX CHILDRENS | KN211630 | HDHJ50050 | INCUBATOR, NEONATAL | DATEX-OHMEDA INC | GIRAFFE INCUBATOR | 20018.75 | 2006-03-29 | 0
TX CHILDRENS | BE00036877 | HDHJ50055 | INCUBATOR, NEONATAL | DATEX-OHMEDA INC | GIRAFFE INCUBATOR | 20018.75 | 2006-03-29 | 0
TX CHILDRENS | BE00088132 | ENTC81048 | SURGICAL INSTRUMENT MOTOR ACCE | MEDTRONIC XOMED INC | 1898001 | 20015.2 | 2018-02-13 | 0
TX CHILDRENS | BE00088131 | ENTC81047 | SURGICAL INSTRUMENT MOTOR ACCE | MEDTRONIC XOMED INC | 1898001 | 20015.2 | 2018-02-13 | 0
TX CHILDRENS | BE00104224 | IR60103902 | INFUSION PUMP | IRADIMED CORPORATION | 3860+ | 20004 | 2019-11-19 | 0
TX CHILDRENS | BE00104220 | IR60103921 | INFUSION PUMP | IRADIMED CORPORATION | 3860+ | 20004 | 2019-11-19 | 0
TX CHILDRENS | BE00104223 | IR60103900 | INFUSION PUMP | IRADIMED CORPORATION | 3860+ | 20004 | 2019-11-19 | 0
TX CHILDRENS | BE00104218 | IR60103912 | INFUSION PUMP | IRADIMED CORPORATION | 3860+ | 20004 | 2019-11-19 | 0
TX CHILDRENS | BE00104221 | IR60103911 | INFUSION PUMP | IRADIMED CORPORATION | 3860+ | 20004 | 2019-11-19 | 0
TX CHILDRENS | BE00104217 | IR60103898 | INFUSION PUMP | IRADIMED CORPORATION | 3860+ | 20004 | 2019-11-19 | 0
TX CHILDRENS | BE00104219 | IR60103909 | INFUSION PUMP | IRADIMED CORPORATION | 3860+ | 20004 | 2019-11-19 | 0
TX CHILDRENS | BE00104222 | IR60103913 | INFUSION PUMP | IRADIMED CORPORATION | 3860+ | 20004 | 2019-11-19 | 0
TX CHILDRENS | BE00121115 | ACN1000881 | CEREBRAL FUNCTION MONITORS | MEDTRONIC USA INC | PM7100 | 20000 | 2028-09-24 | 0
TX CHILDRENS | BE00121091 | ACN1000893 | CEREBRAL FUNCTION MONITORS | MEDTRONIC USA INC | PM7100 | 20000 | 2028-09-24 | 0
TX CHILDRENS | BE00121132 | ACN4005629 | CEREBRAL FUNCTION MONITORS | MEDTRONIC USA INC | PM7100 | 20000 | 2028-09-24 | 0
TX CHILDRENS | BE00035416 | 8VG9CT1 | LAPTOP COMPUTER | DELL MARKETING LP | 3A036W00-HTW-G | 20000 | 2013-07-01 | 0
TX CHILDRENS | BE00121074 | ACN1000918 | CEREBRAL FUNCTION MONITORS | MEDTRONIC USA INC | PM7100 | 20000 | 2028-09-24 | 0
TX CHILDRENS | BE00121131 | ACN4005632 | CEREBRAL FUNCTION MONITORS | MEDTRONIC USA INC | PM7100 | 20000 | 2028-09-24 | 0
TX CHILDRENS | BE00113987 | 000178 | PACEMAKER PROGRAMMER | Boston Scientific Corporation | 3300 | 20000 | 2022-03-23 | 0
TX CHILDRENS | BE00121084 | ACN1000897 | CEREBRAL FUNCTION MONITORS | MEDTRONIC USA INC | PM7100 | 20000 | 2028-09-24 | 0
TX CHILDRENS | BE00127580 | ACM7003542 | CEREBRAL FUNCTION MONITORS | MEDTRONIC USA INC | PM7100 | 20000 | 2028-09-24 | 0
TX CHILDRENS | BE00121105 | ACN1000871 | CEREBRAL FUNCTION MONITORS | MEDTRONIC USA INC | PM7100 | 20000 | 2028-09-24 | 0
TX CHILDRENS | BE00121107 | ACN1000873 | CEREBRAL FUNCTION MONITORS | MEDTRONIC USA INC | PM7100 | 20000 | 2028-09-24 | 0
TX CHILDRENS | BE00121139 | ACM7003529 | CEREBRAL FUNCTION MONITORS | MEDTRONIC USA INC | PM7100 | 20000 | 2028-09-24 | 0
TX CHILDRENS | BE00121103 | ACN1000869 | CEREBRAL FUNCTION MONITORS | MEDTRONIC USA INC | PM7100 | 20000 | 2028-09-24 | 0
TX CHILDRENS | BE00121069 | ACN1000910 | CEREBRAL FUNCTION MONITORS | MEDTRONIC USA INC | PM7100 | 20000 | 2028-09-24 | 0
TX CHILDRENS | BE00121087 | ACN1000889 | CEREBRAL FUNCTION MONITORS | MEDTRONIC USA INC | PM7100 | 20000 | 2028-09-24 | 0
TX CHILDRENS | BE00121135 | ACM7003541 | CEREBRAL FUNCTION MONITORS | MEDTRONIC USA INC | PM7100 | 20000 | 2028-09-24 | 0
TX CHILDRENS | BE00121169 | ACMC002931 | CEREBRAL FUNCTION MONITORS | MEDTRONIC USA INC | PM7100 | 20000 | 2028-09-24 | 0
TX CHILDRENS | BE00061486 | 96981 | AUTOMATED MEDICATION DISPENSER | OMNICELL INC | OMNI RX | 20000 | 2014-11-11 | 0
TX CHILDRENS | BE00121109 | ACN1000875 | CEREBRAL FUNCTION MONITORS | MEDTRONIC USA INC | PM7100 | 20000 | 2028-09-24 | 0
TX CHILDRENS | BE00129415 | ACMC002948 | CEREBRAL FUNCTION MONITORS | MEDTRONIC USA INC | PM7100 | 20000 | 2028-09-24 | 0
TX CHILDRENS | BE00121089 | ACN1000891 | CEREBRAL FUNCTION MONITORS | MEDTRONIC USA INC | PM7100 | 20000 | 2028-09-24 | 0
TX CHILDRENS | BE00121068 | ACN1000909 | CEREBRAL FUNCTION MONITORS | MEDTRONIC USA INC | PM7100 | 20000 | 2028-09-24 | 0
TX CHILDRENS | KN7003064 | 3314000115 | MICROSCOPE | CARL ZEISS MEDITEC USA INC | AXIOSKOP 2FS+ | 20000 | 2007-06-28 | 0
TX CHILDRENS | BE00128769 | ACN1000927 | CEREBRAL FUNCTION MONITORS | MEDTRONIC USA INC | PM7100 | 20000 | 2028-09-24 | 0
TX CHILDRENS | BE00121113 | ACN1000879 | CEREBRAL FUNCTION MONITORS | MEDTRONIC USA INC | PM7100 | 20000 | 2028-09-24 | 0
TX CHILDRENS | BE00129410 | ACN4005633 | CEREBRAL FUNCTION MONITORS | MEDTRONIC USA INC | PM7100 | 20000 | 2028-09-24 | 0
TX CHILDRENS | BE00121143 | ACM7003535 | CEREBRAL FUNCTION MONITORS | MEDTRONIC USA INC | PM7100 | 20000 | 2028-09-24 | 0
TX CHILDRENS | BE00121106 | ACN1000872 | CEREBRAL FUNCTION MONITORS | MEDTRONIC USA INC | PM7100 | 20000 | 2028-09-24 | 0
TX CHILDRENS | BE00121108 | ACN1000874 | CEREBRAL FUNCTION MONITORS | MEDTRONIC USA INC | PM7100 | 20000 | 2028-09-24 | 0
TX CHILDRENS | BE00120632 | ACN6000214 | CEREBRAL FUNCTION MONITORS | MEDTRONIC USA INC | PM7100 | 20000 | 2028-09-24 | 0
TX CHILDRENS | BE00121114 | ACN1000880 | CEREBRAL FUNCTION MONITORS | MEDTRONIC USA INC | PM7100 | 20000 | 2028-09-24 | 0
TX CHILDRENS | BE00121116 | ACN1000882 | CEREBRAL FUNCTION MONITORS | MEDTRONIC USA INC | PM7100 | 20000 | 2028-09-24 | 0
TX CHILDRENS | BE00121090 | ACN1000892 | CEREBRAL FUNCTION MONITORS | MEDTRONIC USA INC | PM7100 | 20000 | 2028-09-24 | 0
TX CHILDRENS | BE00121073 | ACN1000917 | CEREBRAL FUNCTION MONITORS | MEDTRONIC USA INC | PM7100 | 20000 | 2028-09-24 | 0
TX CHILDRENS | BE00121156 | ACMC002893 | CEREBRAL FUNCTION MONITORS | MEDTRONIC USA INC | PM7100 | 20000 | 2028-09-24 | 0
TX CHILDRENS | BE00033486 | 75723 | AUTOMATED MEDICATION DISPENSER | OMNICELL INC | OMNI RX | 20000 | 2014-11-11 | 0
TX CHILDRENS | BE00121170 | ACMC002934 | CEREBRAL FUNCTION MONITORS | MEDTRONIC USA INC | PM7100 | 20000 | 2028-09-24 | 0
TX CHILDRENS | KN211103 | H145977 | DENTAL OPERATIVE UNIT | ADEC DENTAL | 12CJ | 20000 | 2002-01-07 | 0
TX CHILDRENS | BE00121070 | ACN1000911 | CEREBRAL FUNCTION MONITORS | MEDTRONIC USA INC | PM7100 | 20000 | 2028-09-24 | 0
TX CHILDRENS | BE00121072 | ACN1000914 | CEREBRAL FUNCTION MONITORS | MEDTRONIC USA INC | PM7100 | 20000 | 2028-09-24 | 0
TX CHILDRENS | KN194948 | 405497 | SCINTILLATION COUNTER | PACKARD INSTRUMENT CO. | A9912 | 20000 | 1995-09-30 | 0
TX CHILDRENS | BE00012192 | 74772 | AUTOMATED SUPPLY DISPENSER | OMNICELL INC | OMNICELL | 20000 | 2011-04-08 | 0
TX CHILDRENS | BE00109830 | 26-1-1804-1546-8 | ANALYZER | ACEA BIOSCIENCES INC | 1X96 | 20000 | 2020-02-13 | 0
TX CHILDRENS | KN219731 | SYSTEM | ROOM AUDIO VIDEO SYSTEM | AMX CORPORATION | AV RACK | 20000 | 2005-02-21 | 0
TX CHILDRENS | BE00121168 | ACMC002930 | CEREBRAL FUNCTION MONITORS | MEDTRONIC USA INC | PM7100 | 20000 | 2028-09-24 | 0
TX CHILDRENS | BE00121104 | ACN1000870 | CEREBRAL FUNCTION MONITORS | MEDTRONIC USA INC | PM7100 | 20000 | 2028-09-24 | 0
TX CHILDRENS | BE00121160 | ACMC002935 | CEREBRAL FUNCTION MONITORS | MEDTRONIC USA INC | PM7100 | 20000 | 2028-09-24 | 0
TX CHILDRENS | BE00121153 | ACN1000936 | CEREBRAL FUNCTION MONITORS | MEDTRONIC USA INC | PM7100 | 20000 | 2028-09-24 | 0
TX CHILDRENS | BE00121088 | ACN1000890 | CEREBRAL FUNCTION MONITORS | MEDTRONIC USA INC | PM7100 | 20000 | 2028-09-24 | 0
TX CHILDRENS | BE00121173 | ACMC002943 | CEREBRAL FUNCTION MONITORS | MEDTRONIC USA INC | PM7100 | 20000 | 2028-09-24 | 0
TX CHILDRENS | BE00121112 | ACN1000878 | CEREBRAL FUNCTION MONITORS | MEDTRONIC USA INC | PM7100 | 20000 | 2028-09-24 | 0
TX CHILDRENS | BE00121071 | ACN1000912 | CEREBRAL FUNCTION MONITORS | MEDTRONIC USA INC | PM7100 | 20000 | 2028-09-24 | 0
TX CHILDRENS | BE00121130 | ACN4005627 | CEREBRAL FUNCTION MONITORS | MEDTRONIC USA INC | PM7100 | 20000 | 2028-09-24 | 0
TX CHILDRENS | BE00121152 | ACN4005625 | CEREBRAL FUNCTION MONITORS | MEDTRONIC USA INC | PM7100 | 20000 | 2028-09-24 | 0
TX CHILDRENS | BE00129413 | ACN2005140 | CEREBRAL FUNCTION MONITORS | MEDTRONIC USA INC | PM7100 | 20000 | 2028-09-24 | 0
TX CHILDRENS | BE00121067 | ACN1000908 | CEREBRAL FUNCTION MONITORS | MEDTRONIC USA INC | PM7100 | 20000 | 2028-09-24 | 0
TX CHILDRENS | BE00127012 | M4562L23D0 | TRANSPOSAL FLUID SYSTEM | HOLOGIC INC | FLT-100 | 20000 | 2024-10-29 | 0
TX CHILDRENS | BE00101728 | SYSTEM | ROOM AUDIO VIDEO SYSTEM | RPS HOLDINGS INC | AV RACK | 20000 | 2017-12-14 | 0
TX CHILDRENS | BE00125866 | BO38624I23 | CELL WASHING CENTRIFUGE | LIVANOVA USA INC | XTRA | 20000 | 2024-11-15 | 0
TX CHILDRENS | BE00121102 | ACN1000868 | CEREBRAL FUNCTION MONITORS | MEDTRONIC USA INC | PM7100 | 20000 | 2028-09-24 | 0
TX CHILDRENS | BE00129414 | ACMC002938 | CEREBRAL FUNCTION MONITORS | MEDTRONIC USA INC | PM7100 | 20000 | 2028-09-24 | 0
TX CHILDRENS | BE00121140 | ACM7003543 | CEREBRAL FUNCTION MONITORS | MEDTRONIC USA INC | PM7100 | 20000 | 2028-09-24 | 0
TX CHILDRENS | BE00121117 | ACN1000883 | CEREBRAL FUNCTION MONITORS | MEDTRONIC USA INC | PM7100 | 20000 | 2028-09-24 | 0
TX CHILDRENS | KN219730 | SYSTEM | ROOM AUDIO VIDEO SYSTEM | AMX CORPORATION | AV RACK | 20000 | 2005-02-21 | 0
TX CHILDRENS | BE00121138 | ACM7003540 | CEREBRAL FUNCTION MONITORS | MEDTRONIC USA INC | PM7100 | 20000 | 2028-09-24 | 0
TX CHILDRENS | BE00121119 | ACN1000885 | CEREBRAL FUNCTION MONITORS | MEDTRONIC USA INC | PM7100 | 20000 | 2028-09-24 | 0
TX CHILDRENS | BE00121078 | ACN1000922 | CEREBRAL FUNCTION MONITORS | MEDTRONIC USA INC | PM7100 | 20000 | 2028-09-24 | 0
TX CHILDRENS | BE00121080 | ACN1000924 | CEREBRAL FUNCTION MONITORS | MEDTRONIC USA INC | PM7100 | 20000 | 2028-09-24 | 0
TX CHILDRENS | BE00121082 | ACN1000926 | CEREBRAL FUNCTION MONITORS | MEDTRONIC USA INC | PM7100 | 20000 | 2028-09-24 | 0
TX CHILDRENS | BE00125868 | BO38625I23 | CELL WASHING CENTRIFUGE | LIVANOVA USA INC | XTRA | 20000 | 2024-11-15 | 0
TX CHILDRENS | BE00129311 | M3627B23D0 | TRANSPOSAL FLUID SYSTEM | HOLOGIC INC | FLT-100 | 20000 | 2024-10-29 | 0
TX CHILDRENS | BE00062979 | 90421185 | ECMO SYSTEM | JOSTRA / MAQUET | CARDIOHELP | 20000 | 2015-11-17 | 0
TX CHILDRENS | BE00121110 | ACN1000876 | CEREBRAL FUNCTION MONITORS | MEDTRONIC USA INC | PM7100 | 20000 | 2028-09-24 | 0
TX CHILDRENS | BE00121171 | ACMC002940 | CEREBRAL FUNCTION MONITORS | MEDTRONIC USA INC | PM7100 | 20000 | 2028-09-24 | 0
TX CHILDRENS | BE00121128 | ACN1000898 | CEREBRAL FUNCTION MONITORS | MEDTRONIC USA INC | PM7100 | 20000 | 2028-09-24 | 0
TX CHILDRENS | BE00082247 | 000031 | ELECTROGASTROGRAPH (EGG) | PHYSICIANS SALES & SERVICE PSS | 3CPM ELECTROGASTROGRAM | 20000 | 2017-03-21 | 0
TX CHILDRENS | BE00121165 | ACMC002897 | CEREBRAL FUNCTION MONITORS | MEDTRONIC USA INC | PM7100 | 20000 | 2028-09-24 | 0
TX CHILDRENS | BE00129412 | ACN1000933 | CEREBRAL FUNCTION MONITORS | MEDTRONIC USA INC | PM7100 | 20000 | 2028-09-24 | 0
TX CHILDRENS | BE00121121 | ACN2005133 | CEREBRAL FUNCTION MONITORS | MEDTRONIC USA INC | PM7100 | 20000 | 2028-09-24 | 0
TX CHILDRENS | BE00033482 | 75730 | AUTOMATED MEDICATION DISPENSER | OMNICELL INC | OMNI RX | 20000 | 2014-11-11 | 0
TX CHILDRENS | BE00121142 | ACM7003528 | CEREBRAL FUNCTION MONITORS | MEDTRONIC USA INC | PM7100 | 20000 | 2028-09-24 | 0
TX CHILDRENS | BE00121145 | ACN1000871 | CEREBRAL FUNCTION MONITORS | MEDTRONIC USA INC | PM7100 | 20000 | 2028-09-24 | 0
TX CHILDRENS | BE00121127 | ACN1000899 | CEREBRAL FUNCTION MONITORS | MEDTRONIC USA INC | PM7100 | 20000 | 2028-09-24 | 0
TX CHILDRENS | BE00082185 | 1601400023 | VIDEO SYSTEM CONTROLLER | Boston Scientific Corporation | SPYGLASS DS | 20000 | 2017-02-24 | 0
TX CHILDRENS | BE00121086 | ACN1000888 | CEREBRAL FUNCTION MONITORS | MEDTRONIC USA INC | PM7100 | 20000 | 2028-09-24 | 0
TX CHILDRENS | KN199852 | 1-89-4 | OVERHEAD PROJECTOR | GORDON INSTRUMENTS, INC. | 81N | 20000 | 1999-09-29 | 0
TX CHILDRENS | BE00121174 | ACMC002945 | CEREBRAL FUNCTION MONITORS | MEDTRONIC USA INC | PM7100 | 20000 | 2028-09-24 | 0
TX CHILDRENS | BE00121167 | ACMC002928 | CEREBRAL FUNCTION MONITORS | MEDTRONIC USA INC | PM7100 | 20000 | 2028-09-24 | 0
TX CHILDRENS | BE00012520 | 900120252 | ROTATOR | BECTON DICKINSON | 278051 | 20000 | 2011-03-21 | 0
TX CHILDRENS | BE00121148 | ACM7003530 | CEREBRAL FUNCTION MONITORS | MEDTRONIC USA INC | PM7100 | 20000 | 2028-09-24 | 0
TX CHILDRENS | BE00121150 | ACN1000900 | CEREBRAL FUNCTION MONITORS | MEDTRONIC USA INC | PM7100 | 20000 | 2028-09-24 | 0
TX CHILDRENS | BE00121134 | ACM7003539 | CEREBRAL FUNCTION MONITORS | MEDTRONIC USA INC | PM7100 | 20000 | 2028-09-24 | 0
TX CHILDRENS | BE00121154 | ACMC002932 | CEREBRAL FUNCTION MONITORS | MEDTRONIC USA INC | PM7100 | 20000 | 2028-09-24 | 0
TX CHILDRENS | BE00121157 | ACMC002937 | CEREBRAL FUNCTION MONITORS | MEDTRONIC USA INC | PM7100 | 20000 | 2028-09-24 | 0
TX CHILDRENS | BE00121175 | ACMC002946 | CEREBRAL FUNCTION MONITORS | MEDTRONIC USA INC | PM7100 | 20000 | 2028-09-24 | 0
TX CHILDRENS | BE00066275 | 201090 | INJECTOR, DYE | BAYER CORPORATION | MARK 7 ARTERION | 20000 | 2025-06-16 | 0
TX CHILDRENS | BE00121077 | ACN1000921 | CEREBRAL FUNCTION MONITORS | MEDTRONIC USA INC | PM7100 | 20000 | 2028-09-24 | 0
TX CHILDRENS | BE00121079 | ACN1000923 | CEREBRAL FUNCTION MONITORS | MEDTRONIC USA INC | PM7100 | 20000 | 2028-09-24 | 0
TX CHILDRENS | BE00121081 | ACN1000925 | CEREBRAL FUNCTION MONITORS | MEDTRONIC USA INC | PM7100 | 20000 | 2028-09-24 | 0
TX CHILDRENS | BE00130799 | 232-0765 | MICROPLATE CYTOMETER | REVVITY HEALTH SCIENCES INC | CELIGO | 20000 | 2025-08-12 | 0
TX CHILDRENS | BE00035418 | 8VG9CT1 | LAPTOP COMPUTER | DELL MARKETING LP | 3A036W00-HTW-G | 20000 | 2013-07-01 | 0
TX CHILDRENS | BE00130817 | ACP2000360 | CEREBRAL FUNCTION MONITORS | MEDTRONIC USA INC | PM7100 | 20000 | 2028-09-24 | 0
TX CHILDRENS | BE00121158 | ACMC002944 | CEREBRAL FUNCTION MONITORS | MEDTRONIC USA INC | PM7100 | 20000 | 2028-09-24 | 0
TX CHILDRENS | BE00120631 | ACN4003714 | CEREBRAL FUNCTION MONITORS | MEDTRONIC USA INC | PM7100 | 20000 | 2028-09-24 | 0
TX CHILDRENS | BE00121076 | ACN1000920 | CEREBRAL FUNCTION MONITORS | MEDTRONIC USA INC | PM7100 | 20000 | 2028-09-24 | 0
TX CHILDRENS | BE00121133 | ACM7003537 | CEREBRAL FUNCTION MONITORS | MEDTRONIC USA INC | PM7100 | 20000 | 2028-09-24 | 0
TX CHILDRENS | KN7003065 | 3314000217 | MICROSCOPE | CARL ZEISS MEDITEC USA INC | AXIOSKOP 2FS+ | 20000 | 2007-06-28 | 0
TX CHILDRENS | BE00121129 | ACN4005631 | CEREBRAL FUNCTION MONITORS | MEDTRONIC USA INC | PM7100 | 20000 | 2028-09-24 | 0
TX CHILDRENS | BE00121172 | ACMC002942 | CEREBRAL FUNCTION MONITORS | MEDTRONIC USA INC | PM7100 | 20000 | 2028-09-24 | 0
TX CHILDRENS | BE00121147 | ACM7003545 | CEREBRAL FUNCTION MONITORS | MEDTRONIC USA INC | PM7100 | 20000 | 2028-09-24 | 0
TX CHILDRENS | BE00012820 | 272004000 | DNA THERMAL CYCLER | APPLIED BIOSYSTEMS | STEPONE PLUS | 20000 | 2012-03-24 | 4260
TX CHILDRENS | BE00121111 | ACN1000877 | CEREBRAL FUNCTION MONITORS | MEDTRONIC USA INC | PM7100 | 20000 | 2028-09-24 | 0
TX CHILDRENS | BE00121125 | ACN1000901 | CEREBRAL FUNCTION MONITORS | MEDTRONIC USA INC | PM7100 | 20000 | 2028-09-24 | 0
TX CHILDRENS | BE00033518 | 272004355 | DNA THERMAL CYCLER | APPLIED BIOSYSTEMS | STEPONE PLUS | 20000 | 2012-07-14 | 0
TX CHILDRENS | BE00121151 | ACMC002902 | CEREBRAL FUNCTION MONITORS | MEDTRONIC USA INC | PM7100 | 20000 | 2028-09-24 | 0
TX CHILDRENS | BE00121149 | ACN1000931 | CEREBRAL FUNCTION MONITORS | MEDTRONIC USA INC | PM7100 | 20000 | 2028-09-24 | 0
TX CHILDRENS | BE00121094 | ACN1000896 | CEREBRAL FUNCTION MONITORS | MEDTRONIC USA INC | PM7100 | 20000 | 2028-09-24 | 0
TX CHILDRENS | BE00121092 | ACN1000894 | CEREBRAL FUNCTION MONITORS | MEDTRONIC USA INC | PM7100 | 20000 | 2028-09-24 | 0
TX CHILDRENS | BE00117908 | ACN7004365 | CEREBRAL FUNCTION MONITORS | MEDTRONIC USA INC | PM7100 | 20000 | 2028-09-24 | 0
TX CHILDRENS | BE00121075 | ACN1000919 | CEREBRAL FUNCTION MONITORS | MEDTRONIC USA INC | PM7100 | 20000 | 2028-09-24 | 0
TX CHILDRENS | HTMFS-2841113 | 2841113 | PROBE, ENDO | OLYMPUS AMERICA INC | PCF-H190DL | 20000 | 2023-06-27 | 0
TX CHILDRENS | BE00121124 | ACN2005136 | CEREBRAL FUNCTION MONITORS | MEDTRONIC USA INC | PM7100 | 20000 | 2028-09-24 | 0
TX CHILDRENS | BE00121122 | ACN2005134 | CEREBRAL FUNCTION MONITORS | MEDTRONIC USA INC | PM7100 | 20000 | 2028-09-24 | 0
TX CHILDRENS | BE00121164 | ACMC002895 | CEREBRAL FUNCTION MONITORS | MEDTRONIC USA INC | PM7100 | 20000 | 2028-09-24 | 0
TX CHILDRENS | BE00121144 | ACN4005624 | CEREBRAL FUNCTION MONITORS | MEDTRONIC USA INC | PM7100 | 20000 | 2028-09-24 | 0
TX CHILDRENS | BE00121146 | ACM7003547 | CEREBRAL FUNCTION MONITORS | MEDTRONIC USA INC | PM7100 | 20000 | 2028-09-24 | 0
TX CHILDRENS | BE00121166 | ACMC002926 | CEREBRAL FUNCTION MONITORS | MEDTRONIC USA INC | PM7100 | 20000 | 2028-09-24 | 0
TX CHILDRENS | BE00121095 | ACMC002939 | CEREBRAL FUNCTION MONITORS | MEDTRONIC USA INC | PM7100 | 20000 | 2028-09-24 | 0
TX CHILDRENS | BE00129676 | ACMC002929 | CEREBRAL FUNCTION MONITORS | MEDTRONIC USA INC | PM7100 | 20000 | 2028-09-24 | 0
TX CHILDRENS | BE00129626 | R660517100018 | FLOW CYTOMETER | BECTON DICKINSON | ACCURI C6 PLUS | 20000 |  | 0
TX CHILDRENS | BE00121123 | ACN2005135 | CEREBRAL FUNCTION MONITORS | MEDTRONIC USA INC | PM7100 | 20000 | 2028-09-24 | 0
TX CHILDRENS | BE00121159 | ACM00C2927 | CEREBRAL FUNCTION MONITORS | MEDTRONIC USA INC | PM7100 | 20000 | 2028-09-24 | 0
TX CHILDRENS | BE00129411 | ACN1000939 | CEREBRAL FUNCTION MONITORS | MEDTRONIC USA INC | PM7100 | 20000 | 2028-09-24 | 0
TX CHILDRENS | BE00121162 | ACMC002892 | CEREBRAL FUNCTION MONITORS | MEDTRONIC USA INC | PM7100 | 20000 | 2028-09-24 | 0
TX CHILDRENS | BE00121120 | ACN1000886 | CEREBRAL FUNCTION MONITORS | MEDTRONIC USA INC | PM7100 | 20000 | 2028-09-24 | 0
TX CHILDRENS | BE00121118 | ACN1000884 | CEREBRAL FUNCTION MONITORS | MEDTRONIC USA INC | PM7100 | 20000 | 2028-09-24 | 0
TX CHILDRENS | KN190158 | V287511 | MICROTOME | TECHNICAL PRODUCTS INTL | 1000 | 20000 | 1992-08-21 | 0
TX CHILDRENS | BE00121141 | ACM7003536 | CEREBRAL FUNCTION MONITORS | MEDTRONIC USA INC | PM7100 | 20000 | 2028-09-24 | 0
TX CHILDRENS | BE00121137 | ACM7003548 | CEREBRAL FUNCTION MONITORS | MEDTRONIC USA INC | PM7100 | 20000 | 2028-09-24 | 0
TX CHILDRENS | BE00035420 | 18602395021 | LAPTOP COMPUTER | DELL MARKETING LP | 3A036W00-HTW-G | 20000 | 2013-07-01 | 0
TX CHILDRENS | BE00121176 | ACN1000935 | CEREBRAL FUNCTION MONITORS | MEDTRONIC USA INC | PM7100 | 20000 | 2028-09-24 | 0
TX CHILDRENS | BE00121093 | ACN1000895 | CEREBRAL FUNCTION MONITORS | MEDTRONIC USA INC | PM7100 | 20000 | 2028-09-24 | 0
TX CHILDRENS | BE00121085 | ACN1000887 | CEREBRAL FUNCTION MONITORS | MEDTRONIC USA INC | PM7100 | 20000 | 2028-09-24 | 0
TX CHILDRENS | BE00121065 | ACN1000906 | CEREBRAL FUNCTION MONITORS | MEDTRONIC USA INC | PM7100 | 20000 | 2028-09-24 | 0
TX CHILDRENS | BE00125867 | BO38626I23 | CELL WASHING CENTRIFUGE | LIVANOVA USA INC | XTRA | 20000 | 2024-11-15 | 0
TX CHILDRENS | BE00121163 | ACMC002894 | CEREBRAL FUNCTION MONITORS | MEDTRONIC USA INC | PM7100 | 20000 | 2028-09-24 | 0
TX CHILDRENS | BE00012519 | 900120253 | ROTATOR | BECTON DICKINSON | 278051 | 20000 | 2011-03-21 | 0
TX CHILDRENS | BE00033949 | IB12806 | MICROSCOPE | OLYMPUS AMERICA INC | IX51 | 19998.45 | 2012-09-01 | 0
TX CHILDRENS | BE00122727 | 235828 | AUTOMATED MEDICATION DISPENSER | OMNICELL INC | MED-FRM-101 | 19998 | 2024-12-14 | 2332.52
TX CHILDRENS | BE00122945 | 235708 | AUTOMATED MEDICATION DISPENSER | OMNICELL INC | MED-FRM-101 | 19998 | 2024-12-14 | 2332.52
TX CHILDRENS | BE00119696 | 235220 | AUTOMATED MEDICATION DISPENSER | OMNICELL INC | MED-FRM-101 | 19998 | 2023-12-19 | 0
TX CHILDRENS | BE00122943 | 235803 | AUTOMATED MEDICATION DISPENSER | OMNICELL INC | MED-FRM-101 | 19998 | 2024-12-14 | 2332.52
TX CHILDRENS | BE00122937 | 235822 | AUTOMATED MEDICATION DISPENSER | OMNICELL INC | MED-FRM-101 | 19998 | 2024-12-14 | 2332.52
TX CHILDRENS | BE00122955 | 235821 | AUTOMATED MEDICATION DISPENSER | OMNICELL INC | MED-FRM-101 | 19998 | 2024-12-14 | 2332.52
TX CHILDRENS | BE00122954 | 235838 | AUTOMATED MEDICATION DISPENSER | OMNICELL INC | MED-FRM-101 | 19998 | 2024-12-14 | 2332.52
TX CHILDRENS | BE00122940 | 235824 | AUTOMATED MEDICATION DISPENSER | OMNICELL INC | MED-FRM-101 | 19998 | 2024-12-14 | 2332.52
TX CHILDRENS | BE00122726 | 235826 | AUTOMATED MEDICATION DISPENSER | OMNICELL INC | MED-FRM-101 | 19998 | 2024-12-14 | 2332.52
TX CHILDRENS | BE00122946 | 235711 | AUTOMATED MEDICATION DISPENSER | OMNICELL INC | MED-FRM-101 | 19998 | 2024-12-14 | 2332.52
TX CHILDRENS | BE00122944 | 235713 | AUTOMATED MEDICATION DISPENSER | OMNICELL INC | MED-FRM-101 | 19998 | 2024-12-14 | 2332.52
TX CHILDRENS | BE00122951 | 235820 | AUTOMATED MEDICATION DISPENSER | OMNICELL INC | MED-FRM-101 | 19998 | 2024-12-14 | 2332.52
TX CHILDRENS | BE00122938 | 235710 | AUTOMATED MEDICATION DISPENSER | OMNICELL INC | MED-FRM-101 | 19998 | 2024-12-14 | 2332.52
TX CHILDRENS | BE00122947 | 235712 | AUTOMATED MEDICATION DISPENSER | OMNICELL INC | MED-FRM-101 | 19998 | 2024-12-14 | 2332.52
TX CHILDRENS | BE00122934 | 235709 | AUTOMATED MEDICATION DISPENSER | OMNICELL INC | MED-FRM-101 | 19998 | 2024-12-14 | 2332.52
TX CHILDRENS | BE00122948 | 235825 | AUTOMATED MEDICATION DISPENSER | OMNICELL INC | MED-FRM-101 | 19998 | 2024-12-14 | 2332.52
TX CHILDRENS | BE00122936 | 235823 | AUTOMATED MEDICATION DISPENSER | OMNICELL INC | MED-FRM-101 | 19998 | 2024-12-14 | 2332.52
TX CHILDRENS | BE00033947 | OM13627 | MICROSCOPE | OLYMPUS AMERICA INC | BX53F | 19997 | 2012-09-01 | 0
TX CHILDRENS | BE00088498 | 9971.0404.00008 | HYPO/HYPERTHERMIA DEVICE | MENNEN MEDICAL - MTRE | CRITICOOL | 19995 | 2018-04-18 | 0
TX CHILDRENS | BE00035500 | 272005944 | DNA THERMAL CYCLER | APPLIED BIOSYSTEMS | STEPONE PLUS | 19995 | 2012-09-18 | 0
TX CHILDRENS | BE00088499 | 9969.5702.00011 | HYPO/HYPERTHERMIA DEVICE | MENNEN MEDICAL - MTRE | CRITICOOL | 19995 | 2018-04-18 | 0
TX CHILDRENS | BE00086673 | 785 BR15605 | DNA THERMAL CYCLER | BIO RAD LABORATORIES INC | CFX96 | 19995 | 2017-11-28 | 0
TX CHILDRENS | BE00088497 | 9971.4733.00015 | HYPO/HYPERTHERMIA DEVICE | MENNEN MEDICAL - MTRE | CRITICOOL | 19995 | 2018-04-18 | 0
TX CHILDRENS | BE00087242 | CT025319 | DNA THERMAL CYCLER | BIO RAD LABORATORIES INC | C1000 TOUCH | 19995 | 2018-03-20 | 0
TX CHILDRENS | BE00035508 | 131-12-0025 | MICROSCOPE ACCESSORIES | CARL ZEISS MEDITEC USA INC | CO2 MODULE S1 | 19967 | 2013-09-20 | 0
TX CHILDRENS | KN216597 | 7244 | SURGICAL SLUSH SYSTEM | OR SOLUTIONS INC | ORS-1075HS | 19950 | 2005-12-10 | 0
TX CHILDRENS | BE00104411 | 171011-017 | RF GENERATOR | BAYLIS MEDICAL | RFP-100A | 19950 | 2020-01-10 | 0
TX CHILDRENS | BE00034988 | 272005638 | DNA THERMAL CYCLER | APPLIED BIOSYSTEMS | STEPONE PLUS | 19950 | 2014-03-26 | 0
TX CHILDRENS | KN216718 | CH002287 | DNA THERMAL CYCLER | BIO RAD LABORATORIES INC | CFD3240 | 19950 | 2008-09-19 | 0
TX CHILDRENS | BE00034987 | 272005637 | DNA THERMAL CYCLER | APPLIED BIOSYSTEMS | STEPONE PLUS | 19950 | 2014-03-26 | 0
TX CHILDRENS | KN204007 | 6718 | SURGICAL SLUSH SYSTEM | OR SOLUTIONS INC | ORS-1075HS | 19950 | 2001-11-09 | 0
TX CHILDRENS | BE00123070 | T4C76026DX | ELECTROSURG CUT & COAG DEVICE | CONMED CORP | VLFT10GEN | 19939.27 | 2025-04-22 | 0
TX CHILDRENS | BE00123069 | T4C76025DX | ELECTROSURG CUT & COAG DEVICE | CONMED CORP | VLFT10GEN | 19939.27 | 2025-04-22 | 0
TX CHILDRENS | KN204321 | 19430 | AUTOMATED SUPPLY DISPENSER | OMNICELL INC | OMNICELL | 19903 | 2006-08-03 | 0
TX CHILDRENS | BE00116752 | FS10001975 | GENOME SEQUENCER | ILLUMINA INC | iSEQ 100 | 19900 | 2023-02-03 | 0
TX CHILDRENS | BE00117596 | AF22B149876 | DEFIBRILLATOR DC | ZOLL Medical Corporation | R SERIES | 19859.31 | 2023-08-30 | 0
TX CHILDRENS | BE00117598 | AF22B149664 | DEFIBRILLATOR DC | ZOLL Medical Corporation | R SERIES | 19859.31 | 2023-08-30 | 0
TX CHILDRENS | BE00124036 | 6118721 | TEST EQUIPMENT,NON-PATIENT | Fluke Electronics Corporation | VT900A | 19810 | 2024-10-11 | 0
TX CHILDRENS | BE00035307 | 7211356 | SURGICAL VIDEO HEAD-CAM CONTRL | OLYMPUS AMERICA INC | CV-190 | 19805.8 | 2013-07-04 | 0
TX CHILDRENS | BE00010606 | 553023 | MICROSCOPE | NIKON INSTRUMENT INC | ECLIPSE 80i | 19805.13 | 2010-01-26 | 0
TX CHILDRENS | BE00108791 | SCN-20170906-03 | SURGICAL CAMERA & ACCESSORIES | KARL STORZ ENDOSCOPY-AMERICA INC | SC001E2D1 | 19781.25 | 2019-05-02 | 0
TX CHILDRENS | BE00108775 | SCN-20170912-05 | SURGICAL CAMERA & ACCESSORIES | KARL STORZ ENDOSCOPY-AMERICA INC | SC001E2D1 | 19781.25 | 2019-05-02 | 0
TX CHILDRENS | BE00109947 | SCN-20180326-04 | SURGICAL CAMERA & ACCESSORIES | KARL STORZ ENDOSCOPY-AMERICA INC | SC001E2D1 | 19781.25 | 2019-12-09 | 0
TX CHILDRENS | BE00084780 | SCN-20160714-02 | SURGICAL CAMERA & ACCESSORIES | KARL STORZ ENDOSCOPY-AMERICA INC | SC001E2D1 | 19781.25 | 2023-10-06 | 0
TX CHILDRENS | BE00083503 | SCN-20160714-01 | SURGICAL CAMERA & ACCESSORIES | KARL STORZ ENDOSCOPY-AMERICA INC | SC001E2D1 | 19781.25 | 2023-10-06 | 0
TX CHILDRENS | BE00109964 | SCN-20180326-03 | SURGICAL CAMERA & ACCESSORIES | KARL STORZ ENDOSCOPY-AMERICA INC | SC001E2D1 | 19781.25 | 2020-01-23 | 0
TX CHILDRENS | BE00108823 | SCN-20170906-01 | SURGICAL CAMERA & ACCESSORIES | KARL STORZ ENDOSCOPY-AMERICA INC | SC001E2D1 | 19781.25 | 2019-05-02 | 0
TX CHILDRENS | BE00108759 | SCN-20170906-05 | SURGICAL CAMERA & ACCESSORIES | KARL STORZ ENDOSCOPY-AMERICA INC | SC001E2D1 | 19781.25 | 2019-05-02 | 0
TX CHILDRENS | BE00109930 | SCN-20180319-03 | SURGICAL CAMERA & ACCESSORIES | KARL STORZ ENDOSCOPY-AMERICA INC | SC001E2D1 | 19781.25 | 2019-12-09 | 0
TX CHILDRENS | BE00108807 | SCN-20170906-02 | SURGICAL CAMERA & ACCESSORIES | KARL STORZ ENDOSCOPY-AMERICA INC | SC001E2D1 | 19781.25 | 2019-05-02 | 0
TX CHILDRENS | BE00127862 | SNA24050684SA | PDM w/ DISPLAY | GE Medical Systems Information Tech Inc | CARESCAPE ONE | 19726.96 | 2025-06-13 | 0
TX CHILDRENS | BE00127713 | SNA24020163SA | PDM w/ DISPLAY | GE Medical Systems Information Tech Inc | CARESCAPE ONE | 19726.96 | 2025-06-13 | 0
TX CHILDRENS | BE00127861 | SNA24050638SA | PDM w/ DISPLAY | GE Medical Systems Information Tech Inc | CARESCAPE ONE | 19726.96 | 2025-06-13 | 0
TX CHILDRENS | BE00127902 | SNA24050559SA | PDM w/ DISPLAY | GE Medical Systems Information Tech Inc | CARESCAPE ONE | 19726.96 | 2025-06-13 | 0
TX CHILDRENS | BE00127929 | SNA24030285SA | PDM w/ DISPLAY | GE Medical Systems Information Tech Inc | CARESCAPE ONE | 19726.96 | 2025-06-13 | 0
TX CHILDRENS | BE00127844 | SNA24020243SA | PDM w/ DISPLAY | GE Medical Systems Information Tech Inc | CARESCAPE ONE | 19726.96 | 2025-06-13 | 0
TX CHILDRENS | BE00127717 | SNA24020229SA | PDM w/ DISPLAY | GE Medical Systems Information Tech Inc | CARESCAPE ONE | 19726.96 | 2025-06-13 | 0
TX CHILDRENS | BE00127847 | SNA24030293SA | PDM w/ DISPLAY | GE Medical Systems Information Tech Inc | CARESCAPE ONE | 19726.96 | 2025-06-13 | 0
TX CHILDRENS | BE00127870 | SNA24050615SA | PDM w/ DISPLAY | GE Medical Systems Information Tech Inc | CARESCAPE ONE | 19726.96 | 2025-06-13 | 0
TX CHILDRENS | BE00127918 | SNA24030255SA | PDM w/ DISPLAY | GE Medical Systems Information Tech Inc | CARESCAPE ONE | 19726.96 | 2025-06-13 | 0
TX CHILDRENS | BE00127903 | SNA24050567SA | PDM w/ DISPLAY | GE Medical Systems Information Tech Inc | CARESCAPE ONE | 19726.96 | 2025-06-13 | 0
TX CHILDRENS | BE00127838 | SNA24030338SA | PDM w/ DISPLAY | GE Medical Systems Information Tech Inc | CARESCAPE ONE | 19726.96 | 2025-06-13 | 0
TX CHILDRENS | BE00127836 | SNA24030346SA | PDM w/ DISPLAY | GE Medical Systems Information Tech Inc | CARESCAPE ONE | 19726.96 | 2025-06-13 | 0
TX CHILDRENS | BE00127900 | SNA24050553SA | PDM w/ DISPLAY | GE Medical Systems Information Tech Inc | CARESCAPE ONE | 19726.96 | 2025-06-13 | 0
TX CHILDRENS | BE00127924 | SNA24020247SA | PDM w/ DISPLAY | GE Medical Systems Information Tech Inc | CARESCAPE ONE | 19726.96 | 2025-06-13 | 0
TX CHILDRENS | BE00127846 | SNA24030344SA | PDM w/ DISPLAY | GE Medical Systems Information Tech Inc | CARESCAPE ONE | 19726.96 | 2025-06-13 | 0
TX CHILDRENS | BE00127936 | SNA24030279SA | PDM w/ DISPLAY | GE Medical Systems Information Tech Inc | CARESCAPE ONE | 19726.96 | 2025-06-13 | 0
TX CHILDRENS | BE00127871 | SNA24050571SA | PDM w/ DISPLAY | GE Medical Systems Information Tech Inc | CARESCAPE ONE | 19726.96 | 2025-06-13 | 0
TX CHILDRENS | BE00127623 | SNA24030325SA | PDM w/ DISPLAY | GE Medical Systems Information Tech Inc | CARESCAPE ONE | 19726.96 | 2025-06-13 | 0
TX CHILDRENS | BE00127933 | SNA24020238SA | PDM w/ DISPLAY | GE Medical Systems Information Tech Inc | CARESCAPE ONE | 19726.96 | 2025-06-13 | 0
TX CHILDRENS | BE00127904 | SNA24050626SA | PDM w/ DISPLAY | GE Medical Systems Information Tech Inc | CARESCAPE ONE | 19726.96 | 2025-06-13 | 0
TX CHILDRENS | BE00127722 | SNA24020224SA | PDM w/ DISPLAY | GE Medical Systems Information Tech Inc | CARESCAPE ONE | 19726.96 | 2025-06-13 | 0
TX CHILDRENS | BE00127909 | SNA24050562SA | PDM w/ DISPLAY | GE Medical Systems Information Tech Inc | CARESCAPE ONE | 19726.96 | 2025-06-13 | 0
TX CHILDRENS | BE00127848 | SNA24030276SA | PDM w/ DISPLAY | GE Medical Systems Information Tech Inc | CARESCAPE ONE | 19726.96 | 2025-06-13 | 0
TX CHILDRENS | BE00127854 | SNA24030259SA | PDM w/ DISPLAY | GE Medical Systems Information Tech Inc | CARESCAPE ONE | 19726.96 | 2025-06-13 | 0
TX CHILDRENS | BE00127910 | SNA24030328SA | PDM w/ DISPLAY | GE Medical Systems Information Tech Inc | CARESCAPE ONE | 19726.96 | 2025-06-13 | 0
TX CHILDRENS | BE00127937 | SNA24020239SA | PDM w/ DISPLAY | GE Medical Systems Information Tech Inc | CARESCAPE ONE | 19726.96 | 2025-06-13 | 0
TX CHILDRENS | BE00127856 | SNA24050607SA | PDM w/ DISPLAY | GE Medical Systems Information Tech Inc | CARESCAPE ONE | 19726.96 | 2025-06-13 | 0
TX CHILDRENS | BE00127920 | SNA24030257SA | PDM w/ DISPLAY | GE Medical Systems Information Tech Inc | CARESCAPE ONE | 19726.96 | 2025-06-13 | 0
TX CHILDRENS | BE00127857 | SNA24050611SA | PDM w/ DISPLAY | GE Medical Systems Information Tech Inc | CARESCAPE ONE | 19726.96 | 2025-06-13 | 0
TX CHILDRENS | BE00127828 | SNA24020186SA | PDM w/ DISPLAY | GE Medical Systems Information Tech Inc | CARESCAPE ONE | 19726.96 | 2025-06-13 | 0
TX CHILDRENS | BE00127850 | SNA24030283SA | PDM w/ DISPLAY | GE Medical Systems Information Tech Inc | CARESCAPE ONE | 19726.96 | 2025-06-13 | 0
TX CHILDRENS | BE00127849 | SNA24030280SA | PDM w/ DISPLAY | GE Medical Systems Information Tech Inc | CARESCAPE ONE | 19726.96 | 2025-06-13 | 0
TX CHILDRENS | BE00127860 | SNA24040508SA | PDM w/ DISPLAY | GE Medical Systems Information Tech Inc | CARESCAPE ONE | 19726.96 | 2025-06-13 | 0
TX CHILDRENS | BE00127919 | SNA24030252SA | PDM w/ DISPLAY | GE Medical Systems Information Tech Inc | CARESCAPE ONE | 19726.96 | 2025-06-13 | 0
TX CHILDRENS | BE00127715 | SNA24020245SA | PDM w/ DISPLAY | GE Medical Systems Information Tech Inc | CARESCAPE ONE | 19726.96 | 2025-06-13 | 0
TX CHILDRENS | BE00127723 | SNA24020231SA | PDM w/ DISPLAY | GE Medical Systems Information Tech Inc | CARESCAPE ONE | 19726.96 | 2025-06-13 | 0
TX CHILDRENS | BE00127930 | SNA24030253SA | PDM w/ DISPLAY | GE Medical Systems Information Tech Inc | CARESCAPE ONE | 19726.96 | 2025-06-13 | 0
TX CHILDRENS | BE00127905 | SNA24050578SA | PDM w/ DISPLAY | GE Medical Systems Information Tech Inc | CARESCAPE ONE | 19726.96 | 2025-06-13 | 0
TX CHILDRENS | BE00127859 | SNA24050568SA | PDM w/ DISPLAY | GE Medical Systems Information Tech Inc | CARESCAPE ONE | 19726.96 | 2025-06-13 | 0
TX CHILDRENS | BE00127720 | SNA24020184SA | PDM w/ DISPLAY | GE Medical Systems Information Tech Inc | CARESCAPE ONE | 19726.96 | 2025-06-13 | 0
TX CHILDRENS | BE00127864 | SNA24050579SA | PDM w/ DISPLAY | GE Medical Systems Information Tech Inc | CARESCAPE ONE | 19726.96 | 2025-06-13 | 0
TX CHILDRENS | BE00127716 | SNA24020225SA | PDM w/ DISPLAY | GE Medical Systems Information Tech Inc | CARESCAPE ONE | 19726.96 | 2025-06-13 | 0
TX CHILDRENS | BE00127719 | SNA24020241SA | PDM w/ DISPLAY | GE Medical Systems Information Tech Inc | CARESCAPE ONE | 19726.96 | 2025-06-13 | 0
TX CHILDRENS | BE00127925 | SNA24030290SA | PDM w/ DISPLAY | GE Medical Systems Information Tech Inc | CARESCAPE ONE | 19726.96 | 2025-06-13 | 0
TX CHILDRENS | BE00127839 | SNA24030291SA | PDM w/ DISPLAY | GE Medical Systems Information Tech Inc | CARESCAPE ONE | 19726.96 | 2025-06-13 | 0
TX CHILDRENS | BE00127837 | SNA24030309SA | PDM w/ DISPLAY | GE Medical Systems Information Tech Inc | CARESCAPE ONE | 19726.96 | 2025-06-13 | 0
TX CHILDRENS | BE00127917 | SNA24030258SA | PDM w/ DISPLAY | GE Medical Systems Information Tech Inc | CARESCAPE ONE | 19726.96 | 2025-06-13 | 0
TX CHILDRENS | BE00127921 | SNA24030281SA | PDM w/ DISPLAY | GE Medical Systems Information Tech Inc | CARESCAPE ONE | 19726.96 | 2025-06-13 | 0
TX CHILDRENS | BE00127709 | SNA24050639SA | PDM w/ DISPLAY | GE Medical Systems Information Tech Inc | CARESCAPE ONE | 19726.96 | 2025-06-13 | 0
TX CHILDRENS | BE00127935 | SNA24020237SA | PDM w/ DISPLAY | GE Medical Systems Information Tech Inc | CARESCAPE ONE | 19726.96 | 2025-06-13 | 0
TX CHILDRENS | BE00127831 | SNA24030336SA | PDM w/ DISPLAY | GE Medical Systems Information Tech Inc | CARESCAPE ONE | 19726.96 | 2025-06-13 | 0
TX CHILDRENS | BE00127934 | SNA24030274SA | PDM w/ DISPLAY | GE Medical Systems Information Tech Inc | CARESCAPE ONE | 19726.96 | 2025-06-13 | 0
TX CHILDRENS | BE00127928 | SNA24030282SA | PDM w/ DISPLAY | GE Medical Systems Information Tech Inc | CARESCAPE ONE | 19726.96 | 2025-06-13 | 0
TX CHILDRENS | BE00127868 | SNA24040524SA | PDM w/ DISPLAY | GE Medical Systems Information Tech Inc | CARESCAPE ONE | 19726.96 | 2025-06-13 | 0
TX CHILDRENS | BE00127914 | SNA24020246SA | PDM w/ DISPLAY | GE Medical Systems Information Tech Inc | CARESCAPE ONE | 19726.96 | 2025-06-13 | 0
TX CHILDRENS | BE00127712 | SNA24020210SA | PDM w/ DISPLAY | GE Medical Systems Information Tech Inc | CARESCAPE ONE | 19726.96 | 2025-06-13 | 0
TX CHILDRENS | BE00127853 | SNA24030284SA | PDM w/ DISPLAY | GE Medical Systems Information Tech Inc | CARESCAPE ONE | 19726.96 | 2025-06-13 | 0
TX CHILDRENS | BE00127916 | SNA24030268SA | PDM w/ DISPLAY | GE Medical Systems Information Tech Inc | CARESCAPE ONE | 19726.96 | 2025-06-13 | 0
TX CHILDRENS | BE00127833 | SNA24030269SA | PDM w/ DISPLAY | GE Medical Systems Information Tech Inc | CARESCAPE ONE | 19726.96 | 2025-06-13 | 0
TX CHILDRENS | BE00127835 | SNA24030286SA | PDM w/ DISPLAY | GE Medical Systems Information Tech Inc | CARESCAPE ONE | 19726.96 | 2025-06-13 | 0
TX CHILDRENS | BE00127923 | SNA24030266SA | PDM w/ DISPLAY | GE Medical Systems Information Tech Inc | CARESCAPE ONE | 19726.96 | 2025-06-13 | 0
TX CHILDRENS | BE00127624 | SNA24030342SA | PDM w/ DISPLAY | GE Medical Systems Information Tech Inc | CARESCAPE ONE | 19726.96 | 2025-06-13 | 0
TX CHILDRENS | BE00127932 | SNA24030256SA | PDM w/ DISPLAY | GE Medical Systems Information Tech Inc | CARESCAPE ONE | 19726.96 | 2025-06-13 | 0
TX CHILDRENS | BE00127901 | SNA24050641SA | PDM w/ DISPLAY | GE Medical Systems Information Tech Inc | CARESCAPE ONE | 19726.96 | 2025-06-13 | 0
TX CHILDRENS | BE00127869 | SNA24050613SA | PDM w/ DISPLAY | GE Medical Systems Information Tech Inc | CARESCAPE ONE | 19726.96 | 2025-06-13 | 0
TX CHILDRENS | BE00127845 | SNA24030287SA | PDM w/ DISPLAY | GE Medical Systems Information Tech Inc | CARESCAPE ONE | 19726.96 | 2025-06-13 | 0
TX CHILDRENS | BE00127908 | SNA24050612SA | PDM w/ DISPLAY | GE Medical Systems Information Tech Inc | CARESCAPE ONE | 19726.96 | 2025-06-13 | 0
TX CHILDRENS | BE00127827 | SNA24020208SA | PDM w/ DISPLAY | GE Medical Systems Information Tech Inc | CARESCAPE ONE | 19726.96 | 2025-06-13 | 0
TX CHILDRENS | BE00127721 | SNA24020221SA | PDM w/ DISPLAY | GE Medical Systems Information Tech Inc | CARESCAPE ONE | 19726.96 | 2025-06-13 | 0
TX CHILDRENS | BE00127841 | SNA24030292SA | PDM w/ DISPLAY | GE Medical Systems Information Tech Inc | CARESCAPE ONE | 19726.96 | 2025-06-13 | 0
TX CHILDRENS | BE00127843 | SNA24030260SA | PDM w/ DISPLAY | GE Medical Systems Information Tech Inc | CARESCAPE ONE | 19726.96 | 2025-06-13 | 0
TX CHILDRENS | BE00127907 | SNA24050552SA | PDM w/ DISPLAY | GE Medical Systems Information Tech Inc | CARESCAPE ONE | 19726.96 | 2025-06-13 | 0
TX CHILDRENS | BE00127866 | SNA24050649SA | PDM w/ DISPLAY | GE Medical Systems Information Tech Inc | CARESCAPE ONE | 19726.96 | 2025-06-13 | 0
TX CHILDRENS | BE00127931 | SNA24030278SA | PDM w/ DISPLAY | GE Medical Systems Information Tech Inc | CARESCAPE ONE | 19726.96 | 2025-06-13 | 0
TX CHILDRENS | BE00127865 | SNA24050624SA | PDM w/ DISPLAY | GE Medical Systems Information Tech Inc | CARESCAPE ONE | 19726.96 | 2025-06-13 | 0
TX CHILDRENS | BE00127714 | SNA24020250SA | PDM w/ DISPLAY | GE Medical Systems Information Tech Inc | CARESCAPE ONE | 19726.96 | 2025-06-13 | 0
TX CHILDRENS | BE00127710 | SNA24020190SA | PDM w/ DISPLAY | GE Medical Systems Information Tech Inc | CARESCAPE ONE | 19726.96 | 2025-06-13 | 0
TX CHILDRENS | BE00127858 | SNA24050573SA | PDM w/ DISPLAY | GE Medical Systems Information Tech Inc | CARESCAPE ONE | 19726.96 | 2025-06-13 | 0
TX CHILDRENS | BE00127834 | SNA24030261SA | PDM w/ DISPLAY | GE Medical Systems Information Tech Inc | CARESCAPE ONE | 19726.96 | 2025-06-13 | 0
TX CHILDRENS | BE00127832 | SNA24030270SA | PDM w/ DISPLAY | GE Medical Systems Information Tech Inc | CARESCAPE ONE | 19726.96 | 2025-06-13 | 0
TX CHILDRENS | BE00127855 | SNA24050572SA | PDM w/ DISPLAY | GE Medical Systems Information Tech Inc | CARESCAPE ONE | 19726.96 | 2025-06-13 | 0
TX CHILDRENS | BE00127913 | SNA24030347SA | PDM w/ DISPLAY | GE Medical Systems Information Tech Inc | CARESCAPE ONE | 19726.96 | 2025-06-13 | 0
TX CHILDRENS | BE00127830 | SNA24020222SA | PDM w/ DISPLAY | GE Medical Systems Information Tech Inc | CARESCAPE ONE | 19726.96 | 2025-06-13 | 0
TX CHILDRENS | BE00127915 | SNA24020234SA | PDM w/ DISPLAY | GE Medical Systems Information Tech Inc | CARESCAPE ONE | 19726.96 | 2025-06-13 | 0
TX CHILDRENS | BE00127911 | SNA24030337SA | PDM w/ DISPLAY | GE Medical Systems Information Tech Inc | CARESCAPE ONE | 19726.96 | 2025-06-13 | 0
TX CHILDRENS | BE00127852 | SNA24030294SA | PDM w/ DISPLAY | GE Medical Systems Information Tech Inc | CARESCAPE ONE | 19726.96 | 2025-06-13 | 0
TX CHILDRENS | BE00127851 | SNA24030295SA | PDM w/ DISPLAY | GE Medical Systems Information Tech Inc | CARESCAPE ONE | 19726.96 | 2025-06-13 | 0
TX CHILDRENS | BE00127867 | SNA24050563SA | PDM w/ DISPLAY | GE Medical Systems Information Tech Inc | CARESCAPE ONE | 19726.96 | 2025-06-13 | 0
TX CHILDRENS | BE00127842 | SNA24030275SA | PDM w/ DISPLAY | GE Medical Systems Information Tech Inc | CARESCAPE ONE | 19726.96 | 2025-06-13 | 0
TX CHILDRENS | BE00127906 | SNA24040430SA | PDM w/ DISPLAY | GE Medical Systems Information Tech Inc | CARESCAPE ONE | 19726.96 | 2025-06-13 | 0
TX CHILDRENS | BE00127840 | SNA24030254SA | PDM w/ DISPLAY | GE Medical Systems Information Tech Inc | CARESCAPE ONE | 19726.96 | 2025-06-13 | 0
TX CHILDRENS | BE00127927 | SNA24030263SA | PDM w/ DISPLAY | GE Medical Systems Information Tech Inc | CARESCAPE ONE | 19726.96 | 2025-06-13 | 0
TX CHILDRENS | BE00127863 | SNA24050610SA | PDM w/ DISPLAY | GE Medical Systems Information Tech Inc | CARESCAPE ONE | 19726.96 | 2025-06-13 | 0
TX CHILDRENS | BE00127922 | SNA24030288SA | PDM w/ DISPLAY | GE Medical Systems Information Tech Inc | CARESCAPE ONE | 19726.96 | 2025-06-13 | 0
TX CHILDRENS | BE00127926 | SNA24030277SA | PDM w/ DISPLAY | GE Medical Systems Information Tech Inc | CARESCAPE ONE | 19726.96 | 2025-06-13 | 0
TX CHILDRENS | BE00127829 | SNA24020195SA | PDM w/ DISPLAY | GE Medical Systems Information Tech Inc | CARESCAPE ONE | 19726.96 | 2025-06-13 | 0
TX CHILDRENS | BE00127625 | SNA24020209SA | PDM w/ DISPLAY | GE Medical Systems Information Tech Inc | CARESCAPE ONE | 19726.96 | 2025-06-13 | 0
TX CHILDRENS | BE00127912 | SNA24030343SA | PDM w/ DISPLAY | GE Medical Systems Information Tech Inc | CARESCAPE ONE | 19726.96 | 2025-06-13 | 0
TX CHILDRENS | BE00127673 | SNA24050640SA | PDM w/ DISPLAY | GE Medical Systems Information Tech Inc | CARESCAPE ONE | 19717.13 | 2025-06-13 | 0
TX CHILDRENS | BE00127826 | SNA24030267SA | PDM w/ DISPLAY | GE Medical Systems Information Tech Inc | CARESCAPE ONE | 19717.13 | 2025-06-13 | 0
TX CHILDRENS | BE00127718 | SNA24020191SA | PDM w/ DISPLAY | GE Medical Systems Information Tech Inc | CARESCAPE ONE | 19717.13 | 2025-06-13 | 0
TX CHILDRENS | BE00127689 | SNA24050642SA | PDM w/ DISPLAY | GE Medical Systems Information Tech Inc | CARESCAPE ONE | 19717.13 | 2025-06-13 | 0
TX CHILDRENS | BE00127687 | SNA24050627SA | PDM w/ DISPLAY | GE Medical Systems Information Tech Inc | CARESCAPE ONE | 19717.13 | 2025-06-13 | 0
TX CHILDRENS | BE00127786 | SNA24020230SA | PDM w/ DISPLAY | GE Medical Systems Information Tech Inc | CARESCAPE ONE | 19717.13 | 2025-06-13 | 0
TX CHILDRENS | BE00127627 | SNA24020044SA | PDM w/ DISPLAY | GE Medical Systems Information Tech Inc | CARESCAPE ONE | 19717.13 | 2025-01-17 | 0
TX CHILDRENS | BE00127677 | SNA24050631SA | PDM w/ DISPLAY | GE Medical Systems Information Tech Inc | CARESCAPE ONE | 19717.13 | 2025-06-13 | 0
TX CHILDRENS | BE00127679 | SNA24050629SA | PDM w/ DISPLAY | GE Medical Systems Information Tech Inc | CARESCAPE ONE | 19717.13 | 2025-06-13 | 0
TX CHILDRENS | BE00127803 | SNA24020211SA | PDM w/ DISPLAY | GE Medical Systems Information Tech Inc | CARESCAPE ONE | 19717.13 | 2025-06-13 | 0
TX CHILDRENS | BE00127711 | SNA24020228SA | PDM w/ DISPLAY | GE Medical Systems Information Tech Inc | CARESCAPE ONE | 19717.13 | 2024-11-07 | 0
TX CHILDRENS | BE00127793 | SNA24030323SA | PDM w/ DISPLAY | GE Medical Systems Information Tech Inc | CARESCAPE ONE | 19717.13 | 2025-06-13 | 0
TX CHILDRENS | BE00127798 | SNA24020198SA | PDM w/ DISPLAY | GE Medical Systems Information Tech Inc | CARESCAPE ONE | 19717.13 | 2025-06-13 | 0
TX CHILDRENS | BE00127822 | SNA24020179SA | PDM w/ DISPLAY | GE Medical Systems Information Tech Inc | CARESCAPE ONE | 19717.13 | 2025-06-13 | 0
TX CHILDRENS | BE00127791 | SNA24020202SA | PDM w/ DISPLAY | GE Medical Systems Information Tech Inc | CARESCAPE ONE | 19717.13 | 2025-06-13 | 0
TX CHILDRENS | BE00127707 | SNA24040504SA | PDM w/ DISPLAY | GE Medical Systems Information Tech Inc | CARESCAPE ONE | 19717.13 | 2025-06-13 | 0
TX CHILDRENS | BE00127802 | SNA24020192SA | PDM w/ DISPLAY | GE Medical Systems Information Tech Inc | CARESCAPE ONE | 19717.13 | 2025-06-13 | 0
TX CHILDRENS | BE00127705 | SNA24050617SA | PDM w/ DISPLAY | GE Medical Systems Information Tech Inc | CARESCAPE ONE | 19717.13 | 2025-06-13 | 0
TX CHILDRENS | BE00127678 | SNA24050630SA | PDM w/ DISPLAY | GE Medical Systems Information Tech Inc | CARESCAPE ONE | 19717.13 | 2025-06-13 | 0
TX CHILDRENS | BE00127680 | SNA24050623SA | PDM w/ DISPLAY | GE Medical Systems Information Tech Inc | CARESCAPE ONE | 19717.13 | 2025-06-13 | 0
TX CHILDRENS | BE00127789 | SNA24020249SA | PDM w/ DISPLAY | GE Medical Systems Information Tech Inc | CARESCAPE ONE | 19717.13 | 2025-06-13 | 0
TX CHILDRENS | BE00127688 | SNA24050620SA | PDM w/ DISPLAY | GE Medical Systems Information Tech Inc | CARESCAPE ONE | 19717.13 | 2025-06-13 | 0
TX CHILDRENS | BE00127792 | SNA24020200SA | PDM w/ DISPLAY | GE Medical Systems Information Tech Inc | CARESCAPE ONE | 19717.13 | 2025-06-13 | 0
TX CHILDRENS | BE00127686 | SNA24050605SA | PDM w/ DISPLAY | GE Medical Systems Information Tech Inc | CARESCAPE ONE | 19717.13 | 2025-06-13 | 0
TX CHILDRENS | BE00127672 | SNA24050637SA | PDM w/ DISPLAY | GE Medical Systems Information Tech Inc | CARESCAPE ONE | 19717.13 | 2025-06-13 | 0
TX CHILDRENS | BE00127674 | SNA24050666SA | PDM w/ DISPLAY | GE Medical Systems Information Tech Inc | CARESCAPE ONE | 19717.13 | 2025-06-13 | 0
TX CHILDRENS | BE00127823 | SNA24020178SA | PDM w/ DISPLAY | GE Medical Systems Information Tech Inc | CARESCAPE ONE | 19717.13 | 2025-06-13 | 0
TX CHILDRENS | BE00127684 | SNA24050650SA | PDM w/ DISPLAY | GE Medical Systems Information Tech Inc | CARESCAPE ONE | 19717.13 | 2025-06-13 | 0
TX CHILDRENS | BE00127797 | SNA24020185SA | PDM w/ DISPLAY | GE Medical Systems Information Tech Inc | CARESCAPE ONE | 19717.13 | 2025-06-13 | 0
TX CHILDRENS | BE00127825 | SNA24020180SA | PDM w/ DISPLAY | GE Medical Systems Information Tech Inc | CARESCAPE ONE | 19717.13 | 2025-06-13 | 0
TX CHILDRENS | BE00127675 | SNA24040505SA | PDM w/ DISPLAY | GE Medical Systems Information Tech Inc | CARESCAPE ONE | 19717.13 | 2025-06-13 | 0
TX CHILDRENS | BE00127796 | SNA24020196SA | PDM w/ DISPLAY | GE Medical Systems Information Tech Inc | CARESCAPE ONE | 19717.13 | 2025-06-13 | 0
TX CHILDRENS | BE00127824 | SNA24020189SA | PDM w/ DISPLAY | GE Medical Systems Information Tech Inc | CARESCAPE ONE | 19717.13 | 2025-06-13 | 0
TX CHILDRENS | BE00127706 | SNA24050635SA | PDM w/ DISPLAY | GE Medical Systems Information Tech Inc | CARESCAPE ONE | 19717.13 | 2025-06-13 | 0
TX CHILDRENS | BE00127785 | SNA24020214SA | PDM w/ DISPLAY | GE Medical Systems Information Tech Inc | CARESCAPE ONE | 19717.13 | 2025-06-13 | 0
TX CHILDRENS | BE00127622 | SNA24030331SA | PDM w/ DISPLAY | GE Medical Systems Information Tech Inc | CARESCAPE ONE | 19717.13 | 2025-01-17 | 0
TX CHILDRENS | BE00127671 | SNA24040518SA | PDM w/ DISPLAY | GE Medical Systems Information Tech Inc | CARESCAPE ONE | 19717.13 | 2025-06-13 | 0
TX CHILDRENS | BE00127820 | SNA24020213SA | PDM w/ DISPLAY | GE Medical Systems Information Tech Inc | CARESCAPE ONE | 19717.13 | 2025-06-13 | 0
TX CHILDRENS | BE00127821 | SNA24020177SA | PDM w/ DISPLAY | GE Medical Systems Information Tech Inc | CARESCAPE ONE | 19717.13 | 2025-06-13 | 0
TX CHILDRENS | BE00127626 | SNA24030262SA | PDM w/ DISPLAY | GE Medical Systems Information Tech Inc | CARESCAPE ONE | 19717.13 | 2024-11-07 | 0
TX CHILDRENS | BE00127801 | SNA24020217SA | PDM w/ DISPLAY | GE Medical Systems Information Tech Inc | CARESCAPE ONE | 19717.13 | 2025-06-13 | 0
TX CHILDRENS | BE00127708 | SNA24050643SA | PDM w/ DISPLAY | GE Medical Systems Information Tech Inc | CARESCAPE ONE | 19717.13 | 2025-06-13 | 0
TX CHILDRENS | BE00127788 | SNA24020212SA | PDM w/ DISPLAY | GE Medical Systems Information Tech Inc | CARESCAPE ONE | 19717.13 | 2025-06-13 | 0
TX CHILDRENS | BE00127683 | SNA24050556SA | PDM w/ DISPLAY | GE Medical Systems Information Tech Inc | CARESCAPE ONE | 19717.13 | 2025-06-13 | 0
TX CHILDRENS | BE00127685 | SNA24050634SA | PDM w/ DISPLAY | GE Medical Systems Information Tech Inc | CARESCAPE ONE | 19717.13 | 2025-06-13 | 0
TX CHILDRENS | BE00127790 | SNA24020223SA | PDM w/ DISPLAY | GE Medical Systems Information Tech Inc | CARESCAPE ONE | 19717.13 | 2025-06-13 | 0
TX CHILDRENS | BE00127681 | SNA24050645SA | PDM w/ DISPLAY | GE Medical Systems Information Tech Inc | CARESCAPE ONE | 19717.13 | 2025-06-13 | 0
TX CHILDRENS | BE00127795 | SNA24020199SA | PDM w/ DISPLAY | GE Medical Systems Information Tech Inc | CARESCAPE ONE | 19717.13 | 2025-06-13 | 0
TX CHILDRENS | BE00127668 | SNA24050648SA | PDM w/ DISPLAY | GE Medical Systems Information Tech Inc | CARESCAPE ONE | 19717.13 | 2025-06-13 | 0
TX CHILDRENS | BE00127670 | SNA24050608SA | PDM w/ DISPLAY | GE Medical Systems Information Tech Inc | CARESCAPE ONE | 19717.13 | 2025-06-13 | 0
TX CHILDRENS | BE00127621 | SNA24020233SA | PDM w/ DISPLAY | GE Medical Systems Information Tech Inc | CARESCAPE ONE | 19717.13 | 2025-01-17 | 0
TX CHILDRENS | BE00127799 | SNA24020232SA | PDM w/ DISPLAY | GE Medical Systems Information Tech Inc | CARESCAPE ONE | 19717.13 | 2025-06-13 | 0
TX CHILDRENS | BE00127628 | SNA24020251SA | PDM w/ DISPLAY | GE Medical Systems Information Tech Inc | CARESCAPE ONE | 19717.13 | 2025-01-17 | 0
TX CHILDRENS | BE00127800 | SNA24020227SA | PDM w/ DISPLAY | GE Medical Systems Information Tech Inc | CARESCAPE ONE | 19717.13 | 2025-06-13 | 0
TX CHILDRENS | BE00127804 | SNA24020226SA | PDM w/ DISPLAY | GE Medical Systems Information Tech Inc | CARESCAPE ONE | 19717.13 | 2025-06-13 | 0
TX CHILDRENS | BE00127794 | SNA24020181SA | PDM w/ DISPLAY | GE Medical Systems Information Tech Inc | CARESCAPE ONE | 19717.13 | 2025-06-13 | 0
TX CHILDRENS | BE00127669 | SNA24050690SA | PDM w/ DISPLAY | GE Medical Systems Information Tech Inc | CARESCAPE ONE | 19717.13 | 2025-06-13 | 0
TX CHILDRENS | BE00127676 | SNA24050675SA | PDM w/ DISPLAY | GE Medical Systems Information Tech Inc | CARESCAPE ONE | 19717.13 | 2025-06-13 | 0
TX CHILDRENS | BE00127682 | SNA24050647SA | PDM w/ DISPLAY | GE Medical Systems Information Tech Inc | CARESCAPE ONE | 19717.13 | 2025-06-13 | 0
TX CHILDRENS | BE00127787 | SNA24020235SA | PDM w/ DISPLAY | GE Medical Systems Information Tech Inc | CARESCAPE ONE | 19717.13 | 2025-06-13 | 0
TX CHILDRENS | BE00035689 | BO18099G11 | CELL WASHING CENTRIFUGE | SORIN GROUP USA INC | XTRA | 19684.25 | 2013-11-26 | 0
TX CHILDRENS | BE00034898 | BO20565B12 | CELL WASHING CENTRIFUGE | SORIN GROUP USA INC | XTRA | 19684.25 | 2013-03-22 | 0
TX CHILDRENS | BE00035691 | BO18103G11 | CELL WASHING CENTRIFUGE | SORIN GROUP USA INC | XTRA | 19684.25 | 2013-11-26 | 0
TX CHILDRENS | BE00035695 | BO17740D11 | CELL WASHING CENTRIFUGE | SORIN GROUP USA INC | XTRA | 19684.25 | 2013-11-26 | 0
TX CHILDRENS | BE00035693 | BO18100G11 | CELL WASHING CENTRIFUGE | SORIN GROUP USA INC | XTRA | 19684.25 | 2013-11-26 | 0
TX CHILDRENS | BE00034899 | BO20577B12 | CELL WASHING CENTRIFUGE | SORIN GROUP USA INC | XTRA | 19684.25 | 2013-03-22 | 0
TX CHILDRENS | BE00082808 | 102743655 | ORBITER | Trumpf Medical Systems Inc Do Not Use | 7000-2600 | 19680 | 2017-05-24 | 0
TX CHILDRENS | BE00082804 | 102743643 | ORBITER | Trumpf Medical Systems Inc Do Not Use | 7000-2600 | 19680 | 2017-05-24 | 0
TX CHILDRENS | BE00128756 | 5898 | EMBRYO CULTURE SYSTEM | Esco Technologies, Inc. | MIRI | 19600 | 2025-10-13 | 0
TX CHILDRENS | BE00128757 | 5897 | EMBRYO CULTURE SYSTEM | Esco Technologies, Inc. | MIRI | 19600 | 2025-10-13 | 0
TX CHILDRENS | BE00012681 | 640557 | MICROSCOPE | NIKON INSTRUMENT INC | ECLIPSE 80i | 19594.8 | 2012-04-07 | 0
TX CHILDRENS | BE00104152 | 7743794 | GUIDANCE SYSTEM | OLYMPUS AMERICA INC | UPD-3 | 19574.1 | 2019-10-21 | 0
TX CHILDRENS | BE00065684 | 118807 | AUTOMATED SUPPLY DISPENSER | OMNICELL INC | OMNISUPPLY | 19567.4 | 2017-03-14 | 0
TX CHILDRENS | BE00126493 | 681026 | OPHTHALMOLOGY CAMERA & ACCESSORIES | NIDEK INCORPORATED | AFC-330 | 19550 | 2025-01-31 | 0
TX CHILDRENS | BE00101726 | D00206 | PHYSICAL THERAPY EQUIPMENT | DYNAVISION INTERNATIONAL LLC | D2 | 19515 | 2018-11-05 | 0
TX CHILDRENS | BE00101725 | D00208 | PHYSICAL THERAPY EQUIPMENT | DYNAVISION INTERNATIONAL LLC | D2 | 19515 | 2018-11-05 | 0
TX CHILDRENS | BE00116879 | 10401356 | CLEANER, ULTRASOUND PROBE | CS MEDICAL LLC | TD 100 | 19500 | 2022-11-01 | 0
TX CHILDRENS | BE00109428 | 10401357 | CLEANER, ULTRASOUND PROBE | CS MEDICAL LLC | TD 100 | 19500 | 2019-02-22 | 0
TX CHILDRENS | BE00066016 | 272320161 | DNA THERMAL CYCLER | LIFE TECHNOLOGIES CORPORATION | QUANTSTUDIO 3 | 19500 | 2016-12-21 | 0
TX CHILDRENS | BE00124480 | US04101846 | DISPLAY, SLAVE PHYSIOLOGICAL | Philips North America LLC | PORTAL 5000 | 19482 | 2024-10-25 | 0
TX CHILDRENS | BE00124479 | US04101811 | DISPLAY, SLAVE PHYSIOLOGICAL | Philips North America LLC | PORTAL 5000 | 19482 | 2024-10-25 | 0
TX CHILDRENS | BE00126646 | RTL3194 | TABLE, SURGICAL, AC POWERED | IMAGE DIAGNOSTICS INC. | IDI 100RTL | 19476 | 2025-08-15 | 0
TX CHILDRENS | BE00125991 | VU223490027SA | ELECTROCARDIOGRAPH | GE Medical Systems Information Tech Inc | MAC VU360 | 19472.76 | 2026-01-07 | 0
TX CHILDRENS | BE00125992 | VU223490050SA | ELECTROCARDIOGRAPH | GE Medical Systems Information Tech Inc | MAC VU360 | 19472.76 | 2026-01-07 | 0
TX CHILDRENS | BE00125993 | VU223490056SA | ELECTROCARDIOGRAPH | GE Medical Systems Information Tech Inc | MAC VU360 | 19472.76 | 2026-01-07 | 0
TX CHILDRENS | BE00125995 | VU223490078SA | ELECTROCARDIOGRAPH | GE Medical Systems Information Tech Inc | MAC VU360 | 19472.76 | 2026-01-07 | 0
TX CHILDRENS | BE00125990 | VU223490072SA | ELECTROCARDIOGRAPH | GE Medical Systems Information Tech Inc | MAC VU360 | 19472.76 | 2026-01-07 | 0
TX CHILDRENS | BE00125989 | VU223490085SA | ELECTROCARDIOGRAPH | GE Medical Systems Information Tech Inc | MAC VU360 | 19472.76 | 2026-01-07 | 0
TX CHILDRENS | BE00125994 | VU223490066SA | ELECTROCARDIOGRAPH | GE Medical Systems Information Tech Inc | MAC VU360 | 19472.76 | 2026-01-07 | 0
TX CHILDRENS | BE00112973 | T5014 | HEARING AID TEST SYSTEM | AUDIO ELECTRONICS INC | VERIFIT2 | 19445 | 2022-05-10 | 0
TX CHILDRENS | BE00064056 | 3849000822 | MICROSCOPE | CARL ZEISS MEDITEC USA INC | AXIO VERT.A1 | 19440.3 | 2015-05-13 | 0
TX CHILDRENS | BE00109290 | IR60103720 | INFUSION PUMP | IRADIMED CORPORATION | 3860+ | 19436 | 2019-08-06 | 0
TX CHILDRENS | BE00106542 | IR60103409 | INFUSION PUMP | IRADIMED CORPORATION | 3860+ | 19421.04 | 2019-03-05 | 0
TX CHILDRENS | BE00106543 | IR60103414 | INFUSION PUMP | IRADIMED CORPORATION | 3860+ | 19421.04 | 2019-03-05 | 0
TX CHILDRENS | BE00106523 | IR60103408 | INFUSION PUMP | IRADIMED CORPORATION | 3860+ | 19421.04 | 2019-03-05 | 0
TX CHILDRENS | BE00106541 | IR60103407 | INFUSION PUMP | IRADIMED CORPORATION | 3860+ | 19421.04 | 2019-03-05 | 0
TX CHILDRENS | BE00106522 | IR60103406 | INFUSION PUMP | IRADIMED CORPORATION | 3860+ | 19421.04 | 2019-03-05 | 0
TX CHILDRENS | BE00106524 | IR60103410 | INFUSION PUMP | IRADIMED CORPORATION | 3860+ | 19421.04 | 2019-03-05 | 0
TX CHILDRENS | BE00106527 | IR60103413 | INFUSION PUMP | IRADIMED CORPORATION | 3860+ | 19421.04 | 2019-03-05 | 0
TX CHILDRENS | BE00106526 | IR60103412 | INFUSION PUMP | IRADIMED CORPORATION | 3860+ | 19421.04 | 2019-03-05 | 0
TX CHILDRENS | BE00106525 | IR60103411 | INFUSION PUMP | IRADIMED CORPORATION | 3860+ | 19421.04 | 2019-03-05 | 0
TX CHILDRENS | BE00106540 | IR60103403 | INFUSION PUMP | IRADIMED CORPORATION | 3860+ | 19421.04 | 2019-03-05 | 0
TX CHILDRENS | KN229207 | ARXK-0119 | VENTILATOR CONTINUOUS | DRAEGER MEDICAL INC | BABYLOG 8000+ | 19372.5 | 2007-11-01 | 0
TX CHILDRENS | BE00066459 | SHQ15514393SA | CARDIAC MONITOR W/ RATE ALARM | GE Medical Systems Information Tech Inc | DASH 5000 | 19350 | 2017-01-14 | 0
TX CHILDRENS | BE00082166 | SHQ15524419SA | CARDIAC MONITOR W/ RATE ALARM | GE Medical Systems Information Tech Inc | DASH 5000 | 19350 | 2017-02-25 | 0
TX CHILDRENS | BE00082165 | SHQ15524415SA | CARDIAC MONITOR W/ RATE ALARM | GE Medical Systems Information Tech Inc | DASH 5000 | 19350 | 2017-02-25 | 0
TX CHILDRENS | BE00082167 | SHQ15524420SA | CARDIAC MONITOR W/ RATE ALARM | GE Medical Systems Information Tech Inc | DASH 5000 | 19350 | 2017-02-25 | 0
TX CHILDRENS | BE00062525 | 602179 | TISSUE PROCESSOR, AUTOMATED | LEICA MICROSYSTEMS INC | EM TP | 19336 | 2016-01-04 | 0
TX CHILDRENS | BE00113493 | 5500937 | MICROSCOPE ACCESSORIES | NIKON INSTRUMENT INC | NI-CTLA | 19286.3 | 2020-04-07 | 0
TX CHILDRENS | BE00125580 | GBW23430074SA | RADIANT WARMER, INFANT | DATEX-OHMEDA INC | GIRAFFE WARMER | 19283.1 | 2024-12-12 | 0
TX CHILDRENS | BE00125584 | GBW23430079SA | RADIANT WARMER, INFANT | DATEX-OHMEDA INC | GIRAFFE WARMER | 19283.1 | 2024-12-12 | 0
TX CHILDRENS | BE00125586 | GBW23430077SA | RADIANT WARMER, INFANT | DATEX-OHMEDA INC | GIRAFFE WARMER | 19283.1 | 2024-12-12 | 0
TX CHILDRENS | BE00125585 | GBW23430077SA | RADIANT WARMER, INFANT | DATEX-OHMEDA INC | GIRAFFE WARMER | 19283.1 | 2024-12-12 | 0
TX CHILDRENS | BE00125582 | GBW23430073SA | RADIANT WARMER, INFANT | DATEX-OHMEDA INC | GIRAFFE WARMER | 19283.1 | 2024-12-12 | 0
TX CHILDRENS | BE00125581 | GBW23430078SA | RADIANT WARMER, INFANT | DATEX-OHMEDA INC | GIRAFFE WARMER | 19283.1 | 2024-12-12 | 0
TX CHILDRENS | BE00125583 | GBW23430071SA | RADIANT WARMER, INFANT | DATEX-OHMEDA INC | GIRAFFE WARMER | 19283.1 | 2024-12-12 | 0
TX CHILDRENS | KN211140 | HDHJ50740 | INCUBATOR, NEONATAL | DATEX-OHMEDA INC | GIRAFFE INCUBATOR | 19281.8 | 2006-12-04 | 0
TX CHILDRENS | KN211143 | HDHJ50743 | INCUBATOR, NEONATAL | DATEX-OHMEDA INC | GIRAFFE INCUBATOR | 19281.8 | 2006-12-04 | 0
TX CHILDRENS | KN211142 | HDHJ50742 | INCUBATOR, NEONATAL | DATEX-OHMEDA INC | GIRAFFE INCUBATOR | 19281.8 | 2006-12-04 | 0
TX CHILDRENS | KN211695 | HDHJ50761 | INCUBATOR, NEONATAL | DATEX-OHMEDA INC | GIRAFFE INCUBATOR | 19281.8 | 2006-12-04 | 0
TX CHILDRENS | KN211144 | HDHJ50744 | INCUBATOR, NEONATAL | DATEX-OHMEDA INC | GIRAFFE INCUBATOR | 19281.8 | 2006-12-04 | 0
TX CHILDRENS | KN211698 | HDHJ50768 | INCUBATOR, NEONATAL | DATEX-OHMEDA INC | GIRAFFE INCUBATOR | 19281.8 | 2006-12-04 | 0
TX CHILDRENS | KN211696 | HDHJ50765 | INCUBATOR, NEONATAL | DATEX-OHMEDA INC | GIRAFFE INCUBATOR | 19281.8 | 2006-12-04 | 0
TX CHILDRENS | KN211697 | HDHJ50767 | INCUBATOR, NEONATAL | DATEX-OHMEDA INC | GIRAFFE INCUBATOR | 19281.8 | 2006-12-04 | 0
TX CHILDRENS | KN211700 | HDHJ50783 | INCUBATOR, NEONATAL | DATEX-OHMEDA INC | GIRAFFE INCUBATOR | 19281.8 | 2006-12-04 | 0
TX CHILDRENS | KN211694 | HDHJ50759 | INCUBATOR, NEONATAL | DATEX-OHMEDA INC | GIRAFFE INCUBATOR | 19281.8 | 2006-12-04 | 0
TX CHILDRENS | KN223105 | HDHJ50679 | INCUBATOR, NEONATAL | DATEX-OHMEDA INC | GIRAFFE INCUBATOR | 19281.8 | 2006-12-04 | 0
TX CHILDRENS | KN211692 | HDHJ50757 | INCUBATOR, NEONATAL | DATEX-OHMEDA INC | GIRAFFE INCUBATOR | 19281.8 | 2006-12-04 | 0
TX CHILDRENS | KN211699 | HDHJ50782 | INCUBATOR, NEONATAL | DATEX-OHMEDA INC | GIRAFFE INCUBATOR | 19281.8 | 2006-12-04 | 0
TX CHILDRENS | KN211688 | HDHJ50748 | INCUBATOR, NEONATAL | DATEX-OHMEDA INC | GIRAFFE INCUBATOR | 19281.8 | 2006-12-04 | 0
TX CHILDRENS | KN211689 | HDHJ50745 | INCUBATOR, NEONATAL | DATEX-OHMEDA INC | GIRAFFE INCUBATOR | 19281.8 | 2006-12-04 | 0
TX CHILDRENS | BE00082537 | SKA15514184SA | MAINFRAME, PATIENT MONITORING | GE Medical Systems Information Tech Inc | B850 | 19272 | 2017-04-20 | 0
TX CHILDRENS | BE00082538 | SKA15514190SA | MAINFRAME, PATIENT MONITORING | GE Medical Systems Information Tech Inc | B850 | 19272 | 2017-04-20 | 0
TX CHILDRENS | BE00065459 | SKA15250235SA | MAINFRAME, PATIENT MONITORING | GE Medical Systems Information Tech Inc | B850 | 19271.67 | 2016-09-21 | 0
TX CHILDRENS | BE00101379 | 010511 | UV LAMP | NATIONAL BIOLOGICAL CORP | UHU-318 | 19260 | 2018-10-30 | 0
TX CHILDRENS | BE00116462 | STU224420019SA | CENTRAL STATION, MONITORING | GE Medical Systems Information Tech Inc | CIC MAS 800 | 19250 | 2023-03-06 | 0
TX CHILDRENS | BE00116470 | STU224420063SA | CENTRAL STATION, MONITORING | GE Medical Systems Information Tech Inc | CIC MAS 800 | 19250 | 2023-03-06 | 0
TX CHILDRENS | BE00116465 | STU224420055SA | CENTRAL STATION, MONITORING | GE Medical Systems Information Tech Inc | CIC MAS 800 | 19250 | 2023-03-06 | 0
TX CHILDRENS | BE00116464 | STU224420048SA | CENTRAL STATION, MONITORING | GE Medical Systems Information Tech Inc | CIC MAS 800 | 19250 | 2023-03-06 | 0
TX CHILDRENS | BE00116467 | STU224420057SA | CENTRAL STATION, MONITORING | GE Medical Systems Information Tech Inc | CIC MAS 800 | 19250 | 2023-03-06 | 0
TX CHILDRENS | BE00116472 | STU224420065SA | CENTRAL STATION, MONITORING | GE Medical Systems Information Tech Inc | CIC MAS 800 | 19250 | 2023-03-06 | 0
TX CHILDRENS | BE00116474 | STU224420068SA | CENTRAL STATION, MONITORING | GE Medical Systems Information Tech Inc | CIC MAS 800 | 19250 | 2023-03-06 | 0
TX CHILDRENS | BE00116469 | STU224420061SA | CENTRAL STATION, MONITORING | GE Medical Systems Information Tech Inc | CIC MAS 800 | 19250 | 2023-03-06 | 0
TX CHILDRENS | BE00116476 | STU224420047SA | CENTRAL STATION, MONITORING | GE Medical Systems Information Tech Inc | CIC MAS 800 | 19250 | 2023-03-06 | 0
TX CHILDRENS | BE00116477 | STU224420060SA | CENTRAL STATION, MONITORING | GE Medical Systems Information Tech Inc | CIC MAS 800 | 19250 | 2023-03-06 | 0
TX CHILDRENS | BE00116471 | STU224420064SA | CENTRAL STATION, MONITORING | GE Medical Systems Information Tech Inc | CIC MAS 800 | 19250 | 2023-03-06 | 0
TX CHILDRENS | BE00116473 | STU224420066SA | CENTRAL STATION, MONITORING | GE Medical Systems Information Tech Inc | CIC MAS 800 | 19250 | 2023-03-06 | 0
TX CHILDRENS | BE00116475 | STU224420069SA | CENTRAL STATION, MONITORING | GE Medical Systems Information Tech Inc | CIC MAS 800 | 19250 | 2023-03-06 | 0
TX CHILDRENS | BE00116466 | STU224420056SA | CENTRAL STATION, MONITORING | GE Medical Systems Information Tech Inc | CIC MAS 800 | 19250 | 2023-03-06 | 0
TX CHILDRENS | BE00117346 | SDJ22120086PAS | FETAL CARDIAC MONITOR | GE HEALTHCARE INC | 259CX | 19223.1 | 2023-06-08 | 0
TX CHILDRENS | BE00117347 | SDJ22120084PAS | FETAL CARDIAC MONITOR | GE HEALTHCARE INC | 259CX | 19223.1 | 2023-06-08 | 0
TX CHILDRENS | BE00117345 | SDJ22120104PAS | FETAL CARDIAC MONITOR | GE HEALTHCARE INC | 259CX | 19223.1 | 2023-06-08 | 0
TX CHILDRENS | BE00117349 | SDJ22120136PAS | FETAL CARDIAC MONITOR | GE HEALTHCARE INC | 259CX | 19223.1 | 2023-06-08 | 0
TX CHILDRENS | BE00117348 | SDJ22120103PAS | FETAL CARDIAC MONITOR | GE HEALTHCARE INC | 259CX | 19223.1 | 2023-06-08 | 0
TX CHILDRENS | BE00117128 | SDJ22120088PAS | FETAL CARDIAC MONITOR | GE HEALTHCARE INC | 259CX | 19223.1 | 2023-04-27 | 0
TX CHILDRENS | BE00117127 | SDJ22120132PAS | FETAL CARDIAC MONITOR | GE HEALTHCARE INC | 259CX | 19223.1 | 2023-04-27 | 0
TX CHILDRENS | BE00117126 | SDJ22120131PAS | FETAL CARDIAC MONITOR | GE HEALTHCARE INC | 259CX | 19223.1 | 2023-04-27 | 0
TX CHILDRENS | KN214159 | B010559 | OSCILLOSCOPE | TEKTRONIX (PARTS) | TDS3054B | 19190.4 | 2003-04-17 | 0
TX CHILDRENS | BE00115926 | IR60104578 | INFUSION PUMP | IRADIMED CORPORATION | 3860+ | 19163 | 2022-10-20 | 0
TX CHILDRENS | BE00115927 | IR60104572 | INFUSION PUMP | IRADIMED CORPORATION | 3860+ | 19163 | 2022-10-20 | 0
TX CHILDRENS | BE00115925 | IR60104607 | INFUSION PUMP | IRADIMED CORPORATION | 3860+ | 19163 | 2022-10-20 | 0
TX CHILDRENS | BE00115928 | IR60104613 | INFUSION PUMP | IRADIMED CORPORATION | 3860+ | 19163 | 2022-10-20 | 0
TX CHILDRENS | BE00087661 | SK416511109HA | MAINFRAME, PATIENT MONITORING | GE Medical Systems Information Tech Inc | B650 | 19152.32 | 2018-02-07 | 0
TX CHILDRENS | BE00087656 | SK416511094HA | MAINFRAME, PATIENT MONITORING | GE Medical Systems Information Tech Inc | B650 | 19152.32 | 2018-02-07 | 0
TX CHILDRENS | BE00087650 | SK416511088HA | MAINFRAME, PATIENT MONITORING | GE Medical Systems Information Tech Inc | B650 | 19152.32 | 2018-02-07 | 0
TX CHILDRENS | BE00087658 | SK416511106HA | MAINFRAME, PATIENT MONITORING | GE Medical Systems Information Tech Inc | B650 | 19152.32 | 2018-02-07 | 0
TX CHILDRENS | BE00087660 | SK416511108HA | MAINFRAME, PATIENT MONITORING | GE Medical Systems Information Tech Inc | B650 | 19152.32 | 2018-02-07 | 0
TX CHILDRENS | BE00087649 | SK416511087HA | MAINFRAME, PATIENT MONITORING | GE Medical Systems Information Tech Inc | B650 | 19152.32 | 2018-02-07 | 0
TX CHILDRENS | BE00087646 | SK416501293HA | MAINFRAME, PATIENT MONITORING | GE Medical Systems Information Tech Inc | B650 | 19152.32 | 2018-02-07 | 0
TX CHILDRENS | BE00087653 | SK416511091HA | MAINFRAME, PATIENT MONITORING | GE Medical Systems Information Tech Inc | B650 | 19152.32 | 2018-02-07 | 0
TX CHILDRENS | BE00087644 | SK416501291HA | MAINFRAME, PATIENT MONITORING | GE Medical Systems Information Tech Inc | B650 | 19152.32 | 2018-02-07 | 0
TX CHILDRENS | BE00087651 | SK416511089HA | MAINFRAME, PATIENT MONITORING | GE Medical Systems Information Tech Inc | B650 | 19152.32 | 2018-02-07 | 0
TX CHILDRENS | BE00087662 | SK416511110HA | MAINFRAME, PATIENT MONITORING | GE Medical Systems Information Tech Inc | B650 | 19152.32 | 2018-02-07 | 0
TX CHILDRENS | BE00087659 | SK416511107HA | MAINFRAME, PATIENT MONITORING | GE Medical Systems Information Tech Inc | B650 | 19152.32 | 2018-02-07 | 0
TX CHILDRENS | BE00087648 | SK416511086HA | MAINFRAME, PATIENT MONITORING | GE Medical Systems Information Tech Inc | B650 | 19152.32 | 2018-02-07 | 0
TX CHILDRENS | BE00087645 | SK416501292HA | MAINFRAME, PATIENT MONITORING | GE Medical Systems Information Tech Inc | B650 | 19152.32 | 2018-02-07 | 0
TX CHILDRENS | BE00087657 | SK416511098HA | MAINFRAME, PATIENT MONITORING | GE Medical Systems Information Tech Inc | B650 | 19152.32 | 2018-02-07 | 0
TX CHILDRENS | BE00087654 | SK416511092HA | MAINFRAME, PATIENT MONITORING | GE Medical Systems Information Tech Inc | B650 | 19152.32 | 2018-02-07 | 0
TX CHILDRENS | BE00087647 | SK416511085HA | MAINFRAME, PATIENT MONITORING | GE Medical Systems Information Tech Inc | B650 | 19152.32 | 2018-02-07 | 0
TX CHILDRENS | BE00087652 | SK416511090HA | MAINFRAME, PATIENT MONITORING | GE Medical Systems Information Tech Inc | B650 | 19152.32 | 2018-02-07 | 0
TX CHILDRENS | BE00087655 | SK416511093HA | MAINFRAME, PATIENT MONITORING | GE Medical Systems Information Tech Inc | B650 | 19152.32 | 2018-02-07 | 0
TX CHILDRENS | BE00124339 | 562359H | DOSE CALIBRATOR | MIRION TECHNOLOGIES (CAPINTEC) | CRC-55T | 19150 | 2025-04-14 | 0
TX CHILDRENS | BE00124340 | 562360H | DOSE CALIBRATOR | MIRION TECHNOLOGIES (CAPINTEC) | CRC-55T | 19150 | 2025-04-14 | 0
TX CHILDRENS | BE00066027 | 10450 | UV LAMP | NATIONAL BIOLOGICAL CORP | UHU-312 | 19150 | 2021-06-05 | 0
TX CHILDRENS | KN216115 | 3311000692 | MICROSCOPE | CARL ZEISS MEDITEC USA INC | AXIOSKOP 40 | 19138.43 | 2005-04-15 | 0
TX CHILDRENS | BE00128805 | 1E24569 | MICROSCOPE | OLYMPUS AMERICA INC | BX43 | 19135.12 | 2024-10-02 | 0
TX CHILDRENS | BE00114646 | 6627511494 | SURGICAL MICROSCOPE & ACCESSOR | CARL ZEISS MEDITEC USA INC | PICO S100 | 19103.31 | 2022-01-13 | 0
TX CHILDRENS | BE00114652 | 6627511496 | SURGICAL MICROSCOPE & ACCESSOR | CARL ZEISS MEDITEC USA INC | PICO S100 | 19103.31 | 2022-01-13 | 0
TX CHILDRENS | BE00114649 | 6627511495 | SURGICAL MICROSCOPE & ACCESSOR | CARL ZEISS MEDITEC USA INC | PICO S100 | 19103.31 | 2022-01-13 | 0
TX CHILDRENS | HTMFS-H110521 | H110521 | PROBE, ENDO | PENTAX PRECISION INSTRUMENT CORP | EG-1690K | 19100.62 | 2023-02-13 | 0
TX CHILDRENS | HTMFS-H110522 | H110522 | PROBE, ENDO | PENTAX PRECISION INSTRUMENT CORP | EG-1690K | 19100.62 | 2023-02-13 | 0
TX CHILDRENS | BE00059351 | HDJS51643 | RADIANT WARMER, INFANT | DATEX-OHMEDA INC | GIRAFFE WARMER | 19091.94 | 2014-07-29 | 0
TX CHILDRENS | BE00059343 | HDJS51642 | RADIANT WARMER, INFANT | DATEX-OHMEDA INC | GIRAFFE WARMER | 19091.94 | 2014-07-29 | 0
TX CHILDRENS | BE00059346 | HDJS51658 | RADIANT WARMER, INFANT | DATEX-OHMEDA INC | GIRAFFE WARMER | 19091.94 | 2014-07-29 | 0
TX CHILDRENS | BE00059349 | HDJS51661 | RADIANT WARMER, INFANT | DATEX-OHMEDA INC | GIRAFFE WARMER | 19091.94 | 2014-07-29 | 0
TX CHILDRENS | BE00059339 | HDJS51655 | RADIANT WARMER, INFANT | DATEX-OHMEDA INC | GIRAFFE WARMER | 19091.94 | 2014-07-29 | 0
TX CHILDRENS | BE00059334 | HDJS51657 | RADIANT WARMER, INFANT | DATEX-OHMEDA INC | GIRAFFE WARMER | 19091.94 | 2014-07-29 | 0
TX CHILDRENS | BE00059350 | HDJS51648 | RADIANT WARMER, INFANT | DATEX-OHMEDA INC | GIRAFFE WARMER | 19091.94 | 2014-07-29 | 0
TX CHILDRENS | BE00059335 | HDJS51639 | RADIANT WARMER, INFANT | DATEX-OHMEDA INC | GIRAFFE WARMER | 19091.94 | 2014-07-29 | 0
TX CHILDRENS | BE00059344 | HDJS52035 | RADIANT WARMER, INFANT | DATEX-OHMEDA INC | GIRAFFE WARMER | 19091.94 | 2014-07-29 | 0
TX CHILDRENS | BE00059347 | HDJS51644 | RADIANT WARMER, INFANT | DATEX-OHMEDA INC | GIRAFFE WARMER | 19091.94 | 2014-07-29 | 0
TX CHILDRENS | BE00059340 | HDJS51652 | RADIANT WARMER, INFANT | DATEX-OHMEDA INC | GIRAFFE WARMER | 19091.94 | 2014-07-29 | 0
TX CHILDRENS | BE00059352 | HDJS51638 | RADIANT WARMER, INFANT | DATEX-OHMEDA INC | GIRAFFE WARMER | 19091.94 | 2014-07-29 | 0
TX CHILDRENS | BE00059356 | HDJS51654 | RADIANT WARMER, INFANT | DATEX-OHMEDA INC | GIRAFFE WARMER | 19091.94 | 2014-07-29 | 0
TX CHILDRENS | BE00059333 | HDJS51656 | RADIANT WARMER, INFANT | DATEX-OHMEDA INC | GIRAFFE WARMER | 19091.94 | 2014-07-29 | 0
TX CHILDRENS | BE00059338 | HDJS52036 | RADIANT WARMER, INFANT | DATEX-OHMEDA INC | GIRAFFE WARMER | 19091.94 | 2014-07-29 | 0
TX CHILDRENS | BE00059342 | HDJS51650 | RADIANT WARMER, INFANT | DATEX-OHMEDA INC | GIRAFFE WARMER | 19091.94 | 2014-07-29 | 0
TX CHILDRENS | BE00059337 | HDJS51653 | RADIANT WARMER, INFANT | DATEX-OHMEDA INC | GIRAFFE WARMER | 19091.94 | 2014-07-29 | 0
TX CHILDRENS | BE00059332 | HDJS51651 | RADIANT WARMER, INFANT | DATEX-OHMEDA INC | GIRAFFE WARMER | 19091.94 | 2014-07-29 | 0
TX CHILDRENS | BE00059336 | HDJS51660 | RADIANT WARMER, INFANT | DATEX-OHMEDA INC | GIRAFFE WARMER | 19091.94 | 2014-07-29 | 0
TX CHILDRENS | BE00059341 | HDJS51647 | RADIANT WARMER, INFANT | DATEX-OHMEDA INC | GIRAFFE WARMER | 19091.94 | 2014-07-29 | 0
TX CHILDRENS | BE00059355 | HDJS51641 | RADIANT WARMER, INFANT | DATEX-OHMEDA INC | GIRAFFE WARMER | 19091.94 | 2014-07-29 | 0
TX CHILDRENS | BE00059353 | HDJS51640 | RADIANT WARMER, INFANT | DATEX-OHMEDA INC | GIRAFFE WARMER | 19091.94 | 2014-07-29 | 0
TX CHILDRENS | BE00059348 | HDJS51659 | RADIANT WARMER, INFANT | DATEX-OHMEDA INC | GIRAFFE WARMER | 19091.94 | 2014-07-29 | 0
TX CHILDRENS | BE00059354 | HDJS51649 | RADIANT WARMER, INFANT | DATEX-OHMEDA INC | GIRAFFE WARMER | 19091.94 | 2014-07-29 | 0
TX CHILDRENS | BE00059345 | HDJS51646 | RADIANT WARMER, INFANT | DATEX-OHMEDA INC | GIRAFFE WARMER | 19091.94 | 2014-07-29 | 0
TX CHILDRENS | BE00126438 | 130423002 | SURGICAL MICROSCOPE & ACCESSOR | LEICA MICROSYSTEMS INC | M320-F12 | 19068.4 | 2025-01-30 | 0
TX CHILDRENS | BE00126439 | 130423003 | SURGICAL MICROSCOPE & ACCESSOR | LEICA MICROSYSTEMS INC | M320-F12 | 19068.4 | 2025-01-30 | 0
TX CHILDRENS | BE00115211 | SPM21060010SA | MAINFRAME, PATIENT MONITORING | GE Medical Systems Information Tech Inc | B850 | 19019.76 | 2022-09-01 | 0
TX CHILDRENS | BE00115210 | SPM21060009SA | MAINFRAME, PATIENT MONITORING | GE Medical Systems Information Tech Inc | B850 | 19019.76 | 2022-09-01 | 0
TX CHILDRENS | BE00115207 | SPM21060005SA | MAINFRAME, PATIENT MONITORING | GE Medical Systems Information Tech Inc | B850 | 19019.76 | 2022-09-01 | 0
TX CHILDRENS | BE00115205 | SPM21050004SA | MAINFRAME, PATIENT MONITORING | GE Medical Systems Information Tech Inc | B850 | 19019.76 | 2022-09-01 | 0
TX CHILDRENS | BE00115206 | SPM21060004SA | MAINFRAME, PATIENT MONITORING | GE Medical Systems Information Tech Inc | B850 | 19019.76 | 2022-09-01 | 0
TX CHILDRENS | BE00115208 | SPM21060006SA | MAINFRAME, PATIENT MONITORING | GE Medical Systems Information Tech Inc | B850 | 19019.76 | 2022-09-01 | 0
TX CHILDRENS | BE00115209 | SPM21060007SA | MAINFRAME, PATIENT MONITORING | GE Medical Systems Information Tech Inc | B850 | 19019.76 | 2022-09-01 | 0
TX CHILDRENS | BE00115204 | SPM21050002SA | MAINFRAME, PATIENT MONITORING | GE Medical Systems Information Tech Inc | B850 | 19019.76 | 2022-09-01 | 0
TX CHILDRENS | BE00115203 | SPM21050001SA | MAINFRAME, PATIENT MONITORING | GE Medical Systems Information Tech Inc | B850 | 19019.76 | 2022-09-01 | 0
TX CHILDRENS | BE00129204 | PBW24492522SA | RADIANT WARMER, INFANT | DATEX-OHMEDA INC | PANDA WARMER | 19002.45 | 2025-12-30 | 0
TX CHILDRENS | BE00129203 | PBW24492521SA | RADIANT WARMER, INFANT | DATEX-OHMEDA INC | PANDA WARMER | 19002.45 | 2025-12-30 | 0
TX CHILDRENS | KN219459 | 2764 | BLOOD GAS ANALYZER | TERUMO CARDIOVASCULAR SYSTEMS CORP | CDI 500 | 19000 | 2005-12-30 | 0
TX CHILDRENS | BE00110443 | 985003 | OPHTHALMOLOGY CAMERA & ACCESSORIES | TOPCON AMERICA CORP | TRC-NW400 | 19000 | 2019-08-08 | 0
TX CHILDRENS | KN219460 | 2765 | BLOOD GAS ANALYZER | TERUMO CARDIOVASCULAR SYSTEMS CORP | CDI 500 | 19000 | 2005-12-30 | 0
TX CHILDRENS | KN219348 | 22684-04/00 | SPUTTER COATER | DENTON VACUUM INC. | DV-502A | 19000 | 2005-11-10 | 0
TX CHILDRENS | BE00104108 | (21)986968 | OPHTHALMOLOGY CAMERA & ACCESSORIES | TOPCON AMERICA CORP | TRC-NW400 | 19000 | 2020-04-02 | 0
TX CHILDRENS | BE00086572 | 6627501975 | SURGICAL MICROSCOPE & ACCESSOR | CARL ZEISS MEDITEC USA INC | OPMI 1 FC | 19000 | 2016-11-04 | 0
TX CHILDRENS | KN219458 | 2763 | BLOOD GAS ANALYZER | TERUMO CARDIOVASCULAR SYSTEMS CORP | CDI 500 | 19000 | 2005-12-30 | 0
TX CHILDRENS | BE00114751 | 587120321 | TREADMILL AND ACCESSORIES | WOODWAY USA INC | PRO XL27 | 18990 | 2022-06-22 | 0
TX CHILDRENS | BE00084842 | 963396 | OPHTHALMOLOGY CAMERA & ACCESSORIES | TOPCON AMERICA CORP | TRC-NW400 | 18990 | 2017-07-21 | 0
TX CHILDRENS | BE00121665 | 240103-003 | RF GENERATOR | BAYLIS MEDICAL | RFP-100A | 18975 | 2025-05-14 | 0
TX CHILDRENS | BE00089059 | 6722300703 | SURGICAL MICROSCOPE & ACCESSOR | CARL ZEISS MEDITEC USA INC | OPMI 1 FC | 18972.3 | 2017-10-03 | 0
TX CHILDRENS | BE00089057 | 6722300705 | SURGICAL MICROSCOPE & ACCESSOR | CARL ZEISS MEDITEC USA INC | OPMI 1 FC | 18972.3 | 2017-10-03 | 0
TX CHILDRENS | BE00089061 | 6722300707 | SURGICAL MICROSCOPE & ACCESSOR | CARL ZEISS MEDITEC USA INC | OPMI 1 FC | 18972.3 | 2017-10-03 | 0
TX CHILDRENS | BE00089060 | 6722300706 | SURGICAL MICROSCOPE & ACCESSOR | CARL ZEISS MEDITEC USA INC | OPMI 1 FC | 18972.3 | 2017-10-03 | 0
TX CHILDRENS | BE00089056 | 6722300702 | SURGICAL MICROSCOPE & ACCESSOR | CARL ZEISS MEDITEC USA INC | OPMI 1 FC | 18972.3 | 2017-10-03 | 0
TX CHILDRENS | BE00089058 | 6722300704 | SURGICAL MICROSCOPE & ACCESSOR | CARL ZEISS MEDITEC USA INC | OPMI 1 FC | 18972.3 | 2017-10-03 | 0
TX CHILDRENS | BE00128968 | 101547-L | LASER - DIODE | BIOLITEC | LEONARDO MINI BLUE | 18962 | 2026-01-23 | 0
TX CHILDRENS | BE00036488 | 1C50740 | MICROSCOPE | OLYMPUS AMERICA INC | BX43F | 18956.96 | 2012-10-26 | 0
TX CHILDRENS | BE00130131 | PBW25088124SA | RADIANT WARMER, INFANT | DATEX-OHMEDA INC | PANDA WARMER | 18950.53 | 2026-03-31 | 0
TX CHILDRENS | BE00130132 | PBW25088123SA | RADIANT WARMER, INFANT | DATEX-OHMEDA INC | PANDA WARMER | 18950.53 | 2026-03-31 | 0
TX CHILDRENS | BE00130134 | PBW24090310SA | RADIANT WARMER, INFANT | DATEX-OHMEDA INC | PANDA WARMER | 18950.53 | 2026-03-31 | 0
TX CHILDRENS | BE00130133 | PBW25088122SA | RADIANT WARMER, INFANT | DATEX-OHMEDA INC | PANDA WARMER | 18950.53 | 2026-03-31 | 0
TX CHILDRENS | BE00125312 | C1VU224360012SA | ELECTROCARDIOGRAPH | GE Medical Systems Information Tech Inc | MAC VU360 | 18943 | 2025-09-19 | 0
TX CHILDRENS | BE00060914 | 5861837 | MICROSCOPE | LEICA MICROSYSTEMS INC | MDG41 | 18932 | 2015-06-08 | 0
TX CHILDRENS | BE00119834 | 23E531724 | SURGICAL CAMERA & ACCESSORIES | STRYKER CORP | 1688010000 | 18911.91 | 2024-10-09 | 0
TX CHILDRENS | BE00119837 | 23E539644 | SURGICAL CAMERA & ACCESSORIES | STRYKER CORP | 1688010000 | 18911.91 | 2024-10-09 | 0
TX CHILDRENS | BE00119835 | 23E548464 | SURGICAL CAMERA & ACCESSORIES | STRYKER CORP | 1688010000 | 18911.91 | 2024-10-09 | 0
TX CHILDRENS | BE00036590 | IR60100162 | INFUSION PUMP | IRADIMED CORPORATION | 3860+ | 18900 | 2012-10-18 | 0
TX CHILDRENS | BE00082640 | 5575-0416-0547 | ULTRASOUND, COLOR FLOW | SONOMED INC | VuPAD | 18854 | 2017-05-03 | 0
TX CHILDRENS | BE00062841 | 601945 | TISSUE PROCESSOR, AUTOMATED | LEICA MICROSYSTEMS INC | EM TP | 18815 | 2015-10-19 | 0
TX CHILDRENS | BE00065365 | FF1030 | BLOOD CULTURE SYSTEM | BECTON DICKINSON | FX40 | 18809.53 | 2016-11-12 | 19296
TX CHILDRENS | BE00128983 | 2429701049 | SURGICAL INSTRUMENT MOTOR ACCE | STRYKER CORP | 5400-052-000 | 18755.67 | 2026-03-09 | 0
TX CHILDRENS | BE00128985 | 2429700989 | SURGICAL INSTRUMENT MOTOR ACCE | STRYKER CORP | 5400-052-000 | 18755.67 | 2026-03-09 | 0
TX CHILDRENS | BE00128986 | 2429700759 | SURGICAL INSTRUMENT MOTOR ACCE | STRYKER CORP | 5400-052-000 | 18755.67 | 2026-03-09 | 0
TX CHILDRENS | BE00128984 | 2429700599 | SURGICAL INSTRUMENT MOTOR ACCE | STRYKER CORP | 5400-052-000 | 18755.67 | 2026-03-09 | 0
TX CHILDRENS | BE00061847 | 6627501831 | SURGICAL MICROSCOPE & ACCESSOR | CARL ZEISS MEDITEC USA INC | OPMI 1 FC | 18755.21 | 2016-06-02 | 0
TX CHILDRENS | BE00061848 | 6627501832 | SURGICAL MICROSCOPE & ACCESSOR | CARL ZEISS MEDITEC USA INC | OPMI 1 FC | 18755.21 | 2016-06-02 | 0
TX CHILDRENS | BE00061849 | 6627501833 | SURGICAL MICROSCOPE & ACCESSOR | CARL ZEISS MEDITEC USA INC | OPMI 1 FC | 18755.21 | 2016-06-02 | 0
TX CHILDRENS | BE00061846 | 6627501830 | SURGICAL MICROSCOPE & ACCESSOR | CARL ZEISS MEDITEC USA INC | OPMI 1 FC | 18755.21 | 2016-06-02 | 0
TX CHILDRENS | BE00120755 | VU223290123SA | ELECTROCARDIOGRAPH | GE Medical Systems Information Tech Inc | MAC VU360 | 18745.56 | 2025-08-27 | 0
TX CHILDRENS | BE00120754 | VU223290056SA | ELECTROCARDIOGRAPH | GE Medical Systems Information Tech Inc | MAC VU360 | 18745.56 | 2025-08-27 | 0
TX CHILDRENS | BE00101830 | 10818002 | SURGICAL MICROSCOPE & ACCESSOR | LEICA MICROSYSTEMS INC | M320-F12 | 18742.5 | 2019-08-23 | 0
TX CHILDRENS | BE00101829 | 70818001 | SURGICAL MICROSCOPE & ACCESSOR | LEICA MICROSYSTEMS INC | M320-F12 | 18742.5 | 2019-08-23 | 0
TX CHILDRENS | BE00056833 | V082500 | BLOOD & PLASMA WARMING DEVICE | Belmont Instrument LLC | FMS2000 | 18700 | 2012-10-23 | 0
TX CHILDRENS | BE00038499 | V082522 | BLOOD & PLASMA WARMING DEVICE | Belmont Instrument LLC | FMS2000 | 18700 | 2012-10-23 | 0
TX CHILDRENS | BE00056831 | V082493 | BLOOD & PLASMA WARMING DEVICE | Belmont Instrument LLC | FMS2000 | 18700 | 2012-10-23 | 0
TX CHILDRENS | BE00056832 | V082497 | BLOOD & PLASMA WARMING DEVICE | Belmont Instrument LLC | FMS2000 | 18700 | 2012-10-23 | 0
TX CHILDRENS | BE00118255 | VU222380082SA | ELECTROCARDIOGRAPH | GE Medical Systems Information Tech Inc | MAC VU360 | 18680.71 | 2024-01-19 | 0
TX CHILDRENS | BE00114088 | 11483812 | ELECTROSURG CUT & COAG DEVICE | Erbe USA Incorporated | VIO 300 D | 18665.77 | 2021-10-31 | 0
TX CHILDRENS | BE00089055 | 6627501948 | SURGICAL MICROSCOPE & ACCESSOR | CARL ZEISS MEDITEC USA INC | OPMI 1 FC | 18663.06 | 2017-10-03 | 0
TX CHILDRENS | BE00089054 | 6627501951 | SURGICAL MICROSCOPE & ACCESSOR | CARL ZEISS MEDITEC USA INC | OPMI 1 FC | 18663.06 | 2017-10-03 | 0
TX CHILDRENS | THI002033 | 10E23935 | CV BYPASS BLD ROLLER PUMP | LIVANOVA USA INC | S5 ROLLER PUMP | 18656.82 | 2023-07-27 | 0
TX CHILDRENS | THI002035 | 10E23936 | CV BYPASS BLD ROLLER PUMP | LIVANOVA USA INC | S5 ROLLER PUMP | 18656.82 | 2023-07-27 | 0
TX CHILDRENS | THI002034 | 10E23937 | CV BYPASS BLD ROLLER PUMP | LIVANOVA USA INC | S5 ROLLER PUMP | 18656.82 | 2023-07-27 | 0
TX CHILDRENS | THI002036 | 10E23949 | CV BYPASS BLD ROLLER PUMP | LIVANOVA USA INC | S5 ROLLER PUMP | 18656.82 | 2023-07-27 | 0
TX CHILDRENS | BE00116296 | DISS001 | COMPUTER & PERIPHERALS | DELL MARKETING LP | DISS | 18650.67 | 2025-08-28 | 0
TX CHILDRENS | BE00116295 | MSZIL2635 | INTERFACE MODULE | MEDTRONIC USA INC | A200 | 18650.67 | 2025-08-28 | 0
TX CHILDRENS | BE00128585 | MSMIL4696 | CONTROL MODULE/PANEL | MEDTRONIC USA INC | A120 | 18650.67 | 2025-08-28 | 0
TX CHILDRENS | BE00087634 | IR60103033 | INFUSION PUMP | IRADIMED CORPORATION | 3860+ | 18604.8 | 2018-04-11 | 0
TX CHILDRENS | BE00087635 | IR60103034 | INFUSION PUMP | IRADIMED CORPORATION | 3860+ | 18604.8 | 2018-04-11 | 0
TX CHILDRENS | BE00087633 | IR60103031 | INFUSION PUMP | IRADIMED CORPORATION | 3860+ | 18604.8 | 2018-04-11 | 0
TX CHILDRENS | BE00082825 | HDJV61195 | RADIANT WARMER, INFANT | DATEX-OHMEDA INC | GIRAFFE WARMER | 18600.31 | 2017-05-11 | 0
TX CHILDRENS | BE00082827 | HDJV61190 | RADIANT WARMER, INFANT | DATEX-OHMEDA INC | GIRAFFE WARMER | 18600.31 | 2017-05-11 | 0
TX CHILDRENS | BE00082829 | HDJV61189 | RADIANT WARMER, INFANT | DATEX-OHMEDA INC | GIRAFFE WARMER | 18600.31 | 2017-05-11 | 0
TX CHILDRENS | BE00082826 | HDJV61191 | RADIANT WARMER, INFANT | DATEX-OHMEDA INC | GIRAFFE WARMER | 18600.31 | 2017-05-11 | 0
TX CHILDRENS | BE00082828 | HDJV61192 | RADIANT WARMER, INFANT | DATEX-OHMEDA INC | GIRAFFE WARMER | 18600.31 | 2017-05-11 | 0
TX CHILDRENS | KN219955 | 4570/03.2005 | CRYOSTAT | LEICA MICROSYSTEMS INC | CM1850-3-1 | 18571 | 2006-06-15 | 0
TX CHILDRENS | BE00119754 | VU223200124SA | ELECTROCARDIOGRAPH | GE Medical Systems Information Tech Inc | MAC VU360 | 18570.56 | 2026-05-30 | 0
TX CHILDRENS | BE00119753 | VU223200117SA | ELECTROCARDIOGRAPH | GE Medical Systems Information Tech Inc | MAC VU360 | 18570.56 | 2026-05-30 | 0
TX CHILDRENS | BE00058824 | AM132093 | LARYNGOSCOPE | VERATHON MEDICAL | COBALT AVL | 18559 | 2014-05-08 | 0
TX CHILDRENS | BE00061431 | AN132263 | LARYNGOSCOPE | VERATHON MEDICAL | COBALT AVL | 18559 | 2015-01-07 | 0
TX CHILDRENS | BE00057268 | 101113854 | SURGICAL LIGHT | Trumpf Medical Systems Inc Do Not Use | ILED 3 | 18540 | 2012-07-13 | 0
TX CHILDRENS | BE00057264 | 101118223 | SURGICAL LIGHT | Trumpf Medical Systems Inc Do Not Use | ILED 3 | 18540 | 2012-07-13 | 0
TX CHILDRENS | BE00057249 | 101054074 | SURGICAL LIGHT | Trumpf Medical Systems Inc Do Not Use | ILED 3 | 18540 | 2012-07-13 | 0
TX CHILDRENS | BE00057254 | 10105073 | SURGICAL LIGHT | Trumpf Medical Systems Inc Do Not Use | ILED 3 | 18540 | 2012-07-13 | 0
TX CHILDRENS | BE00057245 | 10118830 | SURGICAL LIGHT | Trumpf Medical Systems Inc Do Not Use | ILED 3 | 18540 | 2012-07-13 | 0
TX CHILDRENS | BE00057258 | 101118829 | SURGICAL LIGHT | Trumpf Medical Systems Inc Do Not Use | ILED 3 | 18540 | 2012-07-13 | 0
TX CHILDRENS | BE00113595 | 3716H000692575 | SURGICAL LIGHT | Trumpf Medical Systems Inc Do Not Use | ILED 3 | 18540 | 2022-09-15 | 0
TX CHILDRENS | BE00113596 | 3716H000692572 | SURGICAL LIGHT | Trumpf Medical Systems Inc Do Not Use | ILED 5 | 18540 | 2022-09-15 | 0
TX CHILDRENS | BE00119362 | VU223050107SA | ELECTROCARDIOGRAPH | GE Medical Systems Information Tech Inc | MAC VU360 | 18535.56 | 2024-03-05 | 0
TX CHILDRENS | BE00118879 | VU223110028SA | ELECTROCARDIOGRAPH | GE Medical Systems Information Tech Inc | MAC VU360 | 18535.56 | 2024-04-24 | 0
TX CHILDRENS | BE00119363 | VU223050108SA | ELECTROCARDIOGRAPH | GE Medical Systems Information Tech Inc | MAC VU360 | 18535.56 | 2024-03-05 | 0
TX CHILDRENS | BE00087149 | 836728 | LAB ELECTROPHYSIOLOGY EQ. | MOLECULAR DEVICES LLC | MULTICLAMP 700B | 18509 | 2017-05-24 | 0
TX CHILDRENS | BE00087147 | 836753 | LAB ELECTROPHYSIOLOGY EQ. | MOLECULAR DEVICES LLC | MULTICLAMP 700B | 18509 | 2017-05-24 | 0
TX CHILDRENS | BE00087148 | 836781 | LAB ELECTROPHYSIOLOGY EQ. | MOLECULAR DEVICES LLC | MULTICLAMP 700B | 18509 | 2017-05-24 | 0
TX CHILDRENS | BE00058827 | SFB7-16M110010 | BODY MASS TRACKING | IMPEDIMED | IMP SFB7 | 18500 | 2014-05-24 | 0
TX CHILDRENS | BE00037332 | HDJR54062 | RADIANT WARMER, INFANT | DATEX-OHMEDA INC | PANDA WARMER | 18482.42 | 2013-05-30 | 0
TX CHILDRENS | BE00113312 | SPM19320020SA | MAINFRAME, PATIENT MONITORING | GE Medical Systems Information Tech Inc | B850 | 18458.12 | 2021-03-25 | 0
TX CHILDRENS | BE00113313 | SPM19320022SA | MAINFRAME, PATIENT MONITORING | GE Medical Systems Information Tech Inc | B850 | 18458.12 | 2021-03-25 | 0
TX CHILDRENS | BE00113311 | SPM19320018SA | MAINFRAME, PATIENT MONITORING | GE Medical Systems Information Tech Inc | B850 | 18458.12 | 2021-03-25 | 0
TX CHILDRENS | BE00112236 | SPM19360021SA | MAINFRAME, PATIENT MONITORING | GE Medical Systems Information Tech Inc | B850 | 18458.12 | 2020-11-19 | 0
TX CHILDRENS | BE00113317 | SPM19320028SA | MAINFRAME, PATIENT MONITORING | GE Medical Systems Information Tech Inc | B850 | 18458.12 | 2021-03-25 | 0
TX CHILDRENS | BE00113308 | SPM19320010SA | MAINFRAME, PATIENT MONITORING | GE Medical Systems Information Tech Inc | B850 | 18458.12 | 2021-03-25 | 0
TX CHILDRENS | BE00113323 | SPM19320036SA | MAINFRAME, PATIENT MONITORING | GE Medical Systems Information Tech Inc | B850 | 18458.12 | 2021-03-25 | 0
TX CHILDRENS | BE00113319 | SPM19320030SA | MAINFRAME, PATIENT MONITORING | GE Medical Systems Information Tech Inc | B850 | 18458.12 | 2021-03-25 | 0
TX CHILDRENS | BE00113309 | SPM19320012SA | MAINFRAME, PATIENT MONITORING | GE Medical Systems Information Tech Inc | B850 | 18458.12 | 2021-03-25 | 0
TX CHILDRENS | BE00113321 | SPM19320034SA | MAINFRAME, PATIENT MONITORING | GE Medical Systems Information Tech Inc | B850 | 18458.12 | 2021-03-25 | 0
TX CHILDRENS | BE00113310 | SPM19320014SA | MAINFRAME, PATIENT MONITORING | GE Medical Systems Information Tech Inc | B850 | 18458.12 | 2021-03-25 | 0
TX CHILDRENS | BE00113316 | SPM19320027SA | MAINFRAME, PATIENT MONITORING | GE Medical Systems Information Tech Inc | B850 | 18458.12 | 2021-03-25 | 0
TX CHILDRENS | BE00112241 | SPM19360045SA | MAINFRAME, PATIENT MONITORING | GE Medical Systems Information Tech Inc | B850 | 18458.12 | 2020-11-19 | 0
TX CHILDRENS | BE00113305 | SPM19330001SA | MAINFRAME, PATIENT MONITORING | GE Medical Systems Information Tech Inc | B850 | 18458.12 | 2021-03-25 | 0
TX CHILDRENS | BE00113307 | SPM19320007SA | MAINFRAME, PATIENT MONITORING | GE Medical Systems Information Tech Inc | B850 | 18458.12 | 2021-03-25 | 0
TX CHILDRENS | BE00112242 | SPM19360054SA | MAINFRAME, PATIENT MONITORING | GE Medical Systems Information Tech Inc | B850 | 18458.12 | 2020-11-19 | 0
TX CHILDRENS | BE00113320 | SPM19320033SA | MAINFRAME, PATIENT MONITORING | GE Medical Systems Information Tech Inc | B850 | 18458.12 | 2021-03-25 | 0
TX CHILDRENS | BE00112240 | SPM19360034SA | MAINFRAME, PATIENT MONITORING | GE Medical Systems Information Tech Inc | B850 | 18458.12 | 2020-11-19 | 0
TX CHILDRENS | BE00113315 | SPM19320024SA | MAINFRAME, PATIENT MONITORING | GE Medical Systems Information Tech Inc | B850 | 18458.12 | 2021-03-25 | 0
TX CHILDRENS | BE00112237 | SPM19360029SA | MAINFRAME, PATIENT MONITORING | GE Medical Systems Information Tech Inc | B850 | 18458.12 | 2020-11-19 | 0
TX CHILDRENS | BE00113314 | SPM19320023SA | MAINFRAME, PATIENT MONITORING | GE Medical Systems Information Tech Inc | B850 | 18458.12 | 2021-03-25 | 0
TX CHILDRENS | BE00113318 | SPM19320029SA | MAINFRAME, PATIENT MONITORING | GE Medical Systems Information Tech Inc | B850 | 18458.12 | 2021-03-25 | 0
TX CHILDRENS | BE00113306 | SPM19310002SA | MAINFRAME, PATIENT MONITORING | GE Medical Systems Information Tech Inc | B850 | 18458.12 | 2021-03-25 | 0
TX CHILDRENS | BE00112239 | SPM19360033SA | MAINFRAME, PATIENT MONITORING | GE Medical Systems Information Tech Inc | B850 | 18458.12 | 2020-11-19 | 0
TX CHILDRENS | BE00112238 | SPM19360032SA | MAINFRAME, PATIENT MONITORING | GE Medical Systems Information Tech Inc | B850 | 18458.12 | 2020-11-19 | 0
TX CHILDRENS | BE00112243 | SPM19360055SA | MAINFRAME, PATIENT MONITORING | GE Medical Systems Information Tech Inc | B850 | 18458.12 | 2020-11-19 | 0
TX CHILDRENS | BE00112244 | SPM19360058SA | MAINFRAME, PATIENT MONITORING | GE Medical Systems Information Tech Inc | B850 | 18458.12 | 2020-11-19 | 0
TX CHILDRENS | BE00113322 | SPM19320035SA | MAINFRAME, PATIENT MONITORING | GE Medical Systems Information Tech Inc | B850 | 18458.12 | 2021-03-25 | 0
TX CHILDRENS | BE00065957 | 114827 | AUTOMATED SUPPLY DISPENSER | OMNICELL INC | OMNISUPPLY | 18457.4 | 2016-10-27 | 0
TX CHILDRENS | BE00127979 | 4005201 | SURGICAL LIGHT | STRYKER CORP | F 628 | 18425.14 | 2025-08-15 | 0
TX CHILDRENS | BE00128001 | T4G79497DX | ELECTROSURG CUT & COAG DEVICE | COVIDIEN LP | VLFT10GEN | 18423.49 | 2025-07-09 | 0
TX CHILDRENS | BE00128002 | T4G79562DX | ELECTROSURG CUT & COAG DEVICE | COVIDIEN LP | VLFT10GEN | 18423.49 | 2025-07-09 | 0
TX CHILDRENS | BE00124809 | F3DZDZ3/741231 | SPIROMETER DIAGNOSTIC | VYAIRE MEDICAL 211 INC | MASTERSCREEN IOS | 18371.36 | 2029-05-28 | 0
TX CHILDRENS | BE00121928 | 3123 MS 1944 | SLIDE STAINER, AUTOMATED | EMD CHEMICALS INC. (MILLIPORESIGMA) | MIDAS III-PLUS | 18340 | 2025-03-20 | 0
TX CHILDRENS | KN205915 | 18315 | AUTOMATED SUPPLY DISPENSER | OMNICELL INC | OMNICELL | 18274.69 | 2002-04-01 | 0
TX CHILDRENS | KN205932 | 18320 | AUTOMATED SUPPLY DISPENSER | OMNICELL INC | OMNICELL | 18274.69 | 2002-04-01 | 0
TX CHILDRENS | KN205917 | 18318 | AUTOMATED SUPPLY DISPENSER | OMNICELL INC | OMNICELL | 18274.69 | 2002-04-01 | 0
TX CHILDRENS | KN205918 | 18317 | AUTOMATED SUPPLY DISPENSER | OMNICELL INC | OMNICELL | 18274.69 | 2002-04-01 | 0
TX CHILDRENS | BE00109175 | 10E15206 | CV BYPASS BLD ROLLER PUMP | SORIN GROUP USA INC | 10-80-00 | 18268 | 2019-06-21 | 0
TX CHILDRENS | BE00109176 | 10E15205 | CV BYPASS BLD ROLLER PUMP | SORIN GROUP USA INC | 10-80-00 | 18268 | 2019-06-21 | 0
TX CHILDRENS | BE00109177 | 10E15207 | CV BYPASS BLD ROLLER PUMP | SORIN GROUP USA INC | 10-80-00 | 18268 | 2019-06-21 | 0
TX CHILDRENS | BE00058998 | BR002035 | DNA THERMAL CYCLER | BIO RAD LABORATORIES INC | CFX CONNECT | 18250 | 2014-06-03 | 0
TX CHILDRENS | BE00063867 | 3328000686 | MICROSCOPE | CARL ZEISS MEDITEC USA INC | AXIO | 18220.05 | 2016-03-19 | 0
TX CHILDRENS | BE00084849 | SK416191124HA | MAINFRAME, PATIENT MONITORING | GE Medical Systems Information Tech Inc | B650 | 18218 | 2017-07-25 | 0
TX CHILDRENS | BE00060127 | 101304468 | LIGHT, EXAM, AC-POWERED | Trumpf Medical Systems Inc Do Not Use | TRULIGHT 5320 | 18180 | 2014-06-02 | 0
TX CHILDRENS | BE00060126 | 101304465 | LIGHT, EXAM, AC-POWERED | Trumpf Medical Systems Inc Do Not Use | TRULIGHT 5320 | 18180 | 2014-06-02 | 0
TX CHILDRENS | BE00060124 | 101304466 | LIGHT, EXAM, AC-POWERED | Trumpf Medical Systems Inc Do Not Use | TRULIGHT 5320 | 18180 | 2014-06-02 | 0
TX CHILDRENS | BE00060123 | 101304463 | LIGHT, EXAM, AC-POWERED | Trumpf Medical Systems Inc Do Not Use | TRULIGHT 5320 | 18180 | 2014-06-02 | 0
TX CHILDRENS | BE00128882 | STV24310032SA | CENTRAL STATION, MONITORING | GE Medical Systems Information Tech Inc | CIC MAI 800 | 18175.54 | 2026-02-27 | 0
TX CHILDRENS | BE00128893 | STV24310045SA | CENTRAL STATION, MONITORING | GE Medical Systems Information Tech Inc | CIC MAI 800 | 18175.54 | 2026-02-27 | 0
TX CHILDRENS | BE00128887 | STV24310038SA | CENTRAL STATION, MONITORING | GE Medical Systems Information Tech Inc | CIC MAI 800 | 18175.54 | 2026-02-27 | 0
TX CHILDRENS | BE00128886 | STV24310037SA | CENTRAL STATION, MONITORING | GE Medical Systems Information Tech Inc | CIC MAI 800 | 18175.54 | 2026-02-27 | 0
TX CHILDRENS | BE00128851 | STV24310007SA | CENTRAL STATION, MONITORING | GE Medical Systems Information Tech Inc | CIC MAI 800 | 18175.54 | 2026-02-27 | 0
TX CHILDRENS | BE00128885 | STV24310036SA | CENTRAL STATION, MONITORING | GE Medical Systems Information Tech Inc | CIC MAI 800 | 18175.54 | 2026-02-27 | 0
TX CHILDRENS | BE00128863 | STV24310024SA | CENTRAL STATION, MONITORING | GE Medical Systems Information Tech Inc | CIC MAI 800 | 18175.54 | 2026-02-27 | 0
TX CHILDRENS | BE00128847 | STV24310003SA | CENTRAL STATION, MONITORING | GE Medical Systems Information Tech Inc | CIC MAI 800 | 18175.54 | 2026-02-27 | 0
TX CHILDRENS | BE00128846 | STV24310002SA | CENTRAL STATION, MONITORING | GE Medical Systems Information Tech Inc | CIC MAI 800 | 18175.54 | 2026-02-27 | 0
TX CHILDRENS | BE00128867 | STV24310029SA | CENTRAL STATION, MONITORING | GE Medical Systems Information Tech Inc | CIC MAI 800 | 18175.54 | 2026-02-27 | 0
TX CHILDRENS | BE00128849 | STV24310005SA | CENTRAL STATION, MONITORING | GE Medical Systems Information Tech Inc | CIC MAI 800 | 18175.54 | 2026-02-27 | 0
TX CHILDRENS | BE00128889 | STV24310041SA | CENTRAL STATION, MONITORING | GE Medical Systems Information Tech Inc | CIC MAI 800 | 18175.54 | 2026-02-27 | 0
TX CHILDRENS | BE00128892 | STV24310044SA | CENTRAL STATION, MONITORING | GE Medical Systems Information Tech Inc | CIC MAI 800 | 18175.54 | 2026-02-27 | 0
TX CHILDRENS | BE00128855 | STV24310016SA | CENTRAL STATION, MONITORING | GE Medical Systems Information Tech Inc | CIC MAI 800 | 18175.54 | 2026-02-27 | 0
TX CHILDRENS | BE00128858 | STV24310019SA | CENTRAL STATION, MONITORING | GE Medical Systems Information Tech Inc | CIC MAI 800 | 18175.54 | 2026-02-27 | 0
TX CHILDRENS | BE00128888 | STV24310040SA | CENTRAL STATION, MONITORING | GE Medical Systems Information Tech Inc | CIC MAI 800 | 18175.54 | 2026-02-27 | 0
TX CHILDRENS | BE00128866 | STV24310027SA | CENTRAL STATION, MONITORING | GE Medical Systems Information Tech Inc | CIC MAI 800 | 18175.54 | 2026-02-27 | 0
TX CHILDRENS | BE00128894 | STV24310033SA | CENTRAL STATION, MONITORING | GE Medical Systems Information Tech Inc | CIC MAI 800 | 18175.54 | 2026-02-27 | 0
TX CHILDRENS | BE00128891 | STV24310043SA | CENTRAL STATION, MONITORING | GE Medical Systems Information Tech Inc | CIC MAI 800 | 18175.54 | 2026-02-27 | 0
TX CHILDRENS | BE00128850 | STV24310005SA | CENTRAL STATION, MONITORING | GE Medical Systems Information Tech Inc | CIC MAI 800 | 18175.54 | 2026-02-27 | 0
TX CHILDRENS | BE00128848 | STV24310004SA | CENTRAL STATION, MONITORING | GE Medical Systems Information Tech Inc | CIC MAI 800 | 18175.54 | 2026-02-27 | 0
TX CHILDRENS | BE00128865 | STV24310026SA | CENTRAL STATION, MONITORING | GE Medical Systems Information Tech Inc | CIC MAI 800 | 18175.54 | 2026-02-27 | 0
TX CHILDRENS | BE00128881 | STV24310031SA | CENTRAL STATION, MONITORING | GE Medical Systems Information Tech Inc | CIC MAI 800 | 18175.54 | 2026-02-27 | 0
TX CHILDRENS | BE00128857 | STV24310018SA | CENTRAL STATION, MONITORING | GE Medical Systems Information Tech Inc | CIC MAI 800 | 18175.54 | 2026-02-27 | 0
TX CHILDRENS | BE00128854 | STV24310015SA | CENTRAL STATION, MONITORING | GE Medical Systems Information Tech Inc | CIC MAI 800 | 18175.54 | 2026-02-27 | 0
TX CHILDRENS | BE00128856 | STV24310017SA | CENTRAL STATION, MONITORING | GE Medical Systems Information Tech Inc | CIC MAI 800 | 18175.54 | 2026-02-27 | 0
TX CHILDRENS | BE00128868 | STV24310030SA | CENTRAL STATION, MONITORING | GE Medical Systems Information Tech Inc | CIC MAI 800 | 18175.54 | 2026-02-27 | 0
TX CHILDRENS | BE00128890 | STV24310042SA | CENTRAL STATION, MONITORING | GE Medical Systems Information Tech Inc | CIC MAI 800 | 18175.54 | 2026-02-27 | 0
TX CHILDRENS | BE00128853 | STV24310014SA | CENTRAL STATION, MONITORING | GE Medical Systems Information Tech Inc | CIC MAI 800 | 18175.54 | 2026-02-27 | 0
TX CHILDRENS | BE00128884 | STV24310035SA | CENTRAL STATION, MONITORING | GE Medical Systems Information Tech Inc | CIC MAI 800 | 18175.54 | 2026-02-27 | 0
TX CHILDRENS | BE00128859 | STV24310020SA | CENTRAL STATION, MONITORING | GE Medical Systems Information Tech Inc | CIC MAI 800 | 18175.54 | 2026-02-27 | 0
TX CHILDRENS | BE00128845 | STV24300105SA | CENTRAL STATION, MONITORING | GE Medical Systems Information Tech Inc | CIC MAI 800 | 18175.54 | 2026-02-27 | 0
TX CHILDRENS | BE00128852 | STV24310008SA | CENTRAL STATION, MONITORING | GE Medical Systems Information Tech Inc | CIC MAI 800 | 18175.54 | 2026-02-27 | 0
TX CHILDRENS | BE00128862 | STV24310023SA | CENTRAL STATION, MONITORING | GE Medical Systems Information Tech Inc | CIC MAI 800 | 18175.54 | 2026-02-27 | 0
TX CHILDRENS | BE00128883 | STV24310034SA | CENTRAL STATION, MONITORING | GE Medical Systems Information Tech Inc | CIC MAI 800 | 18175.54 | 2026-02-27 | 0
TX CHILDRENS | BE00128864 | STV24310025SA | CENTRAL STATION, MONITORING | GE Medical Systems Information Tech Inc | CIC MAI 800 | 18175.54 | 2026-02-27 | 0
TX CHILDRENS | BE00128861 | STV24310022SA | CENTRAL STATION, MONITORING | GE Medical Systems Information Tech Inc | CIC MAI 800 | 18175.54 | 2026-02-27 | 0
TX CHILDRENS | BE00128860 | STV24310021SA | CENTRAL STATION, MONITORING | GE Medical Systems Information Tech Inc | CIC MAI 800 | 18175.54 | 2026-02-27 | 0
TX CHILDRENS | KN204326 | 19395 | AUTOMATED SUPPLY DISPENSER | OMNICELL INC | OMNICELL | 18166.6 | 2002-04-01 | 0
TX CHILDRENS | BE00035168 | 000217 | ELECTRO-KINETIC TRANSFECTION SYS | BULLDOG BIO | NEPA 21 | 18159.6 | 2012-06-14 | 0
TX CHILDRENS | BE00034081 | 391-88OR0120N002 | TRANSCUTANEOUS PO2 MONITOR | RADIOMETER COPENHAGEN | TCM4 | 18156 | 2012-10-06 | 0
TX CHILDRENS | BE00034082 | 391-88OR0120N015 | TRANSCUTANEOUS PO2 MONITOR | RADIOMETER COPENHAGEN | TCM4 | 18156 | 2012-10-06 | 0
TX CHILDRENS | BE00123078 | 10PB00902 | CV BYPASS BLD ROLLER PUMP | LIVANOVA USA INC | RP150 | 18121 | 2025-03-10 | 0
TX CHILDRENS | BE00101821 | 7654874 | COMPUTER - VIDEO CAPTURE SYSTEM | OLYMPUS AMERICA INC | IMH-20 | 18109 | 2019-08-08 | 0
TX CHILDRENS | BE00104127 | E352373 | COMPUTER - VIDEO CAPTURE SYSTEM | OLYMPUS AMERICA INC | IMH-20 | 18109 | 2019-10-03 | 0
TX CHILDRENS | BE00038970 | HDJQ51742 | RADIANT WARMER, INFANT | DATEX-OHMEDA INC | PANDA WARMER | 18103.4 | 2013-01-26 | 0
TX CHILDRENS | BE00038578 | HDJQ51769 | RADIANT WARMER, INFANT | DATEX-OHMEDA INC | PANDA WARMER | 18103.4 | 2013-01-26 | 0
TX CHILDRENS | BE00038593 | HDJQ51771 | RADIANT WARMER, INFANT | DATEX-OHMEDA INC | PANDA WARMER | 18103.4 | 2013-01-26 | 0
TX CHILDRENS | BE00038592 | HDJQ51766 | RADIANT WARMER, INFANT | DATEX-OHMEDA INC | PANDA WARMER | 18103.4 | 2013-01-26 | 0
TX CHILDRENS | BE00038595 | HDJQ51779 | RADIANT WARMER, INFANT | DATEX-OHMEDA INC | PANDA WARMER | 18103.4 | 2013-01-26 | 0
TX CHILDRENS | BE00038579 | HDJQ51765 | RADIANT WARMER, INFANT | DATEX-OHMEDA INC | PANDA WARMER | 18103.4 | 2013-01-26 | 0
TX CHILDRENS | BE00038604 | HDJQ51732 | RADIANT WARMER, INFANT | DATEX-OHMEDA INC | PANDA WARMER | 18103.4 | 2013-01-26 | 0
TX CHILDRENS | BE00038588 | HDJQ51739 | RADIANT WARMER, INFANT | DATEX-OHMEDA INC | PANDA WARMER | 18103.4 | 2013-01-26 | 0
TX CHILDRENS | BE00038598 | HDJQ51737 | RADIANT WARMER, INFANT | DATEX-OHMEDA INC | PANDA WARMER | 18103.4 | 2013-01-26 | 0
TX CHILDRENS | BE00038575 | HDJQ51733 | RADIANT WARMER, INFANT | DATEX-OHMEDA INC | PANDA WARMER | 18103.4 | 2013-01-26 | 0
TX CHILDRENS | BE00038966 | HDJQ51780 | RADIANT WARMER, INFANT | DATEX-OHMEDA INC | PANDA WARMER | 18103.4 | 2013-01-26 | 0
TX CHILDRENS | BE00038567 | HDJQ51751 | RADIANT WARMER, INFANT | DATEX-OHMEDA INC | PANDA WARMER | 18103.4 | 2013-01-26 | 0
TX CHILDRENS | BE00038603 | HDJQ51735 | RADIANT WARMER, INFANT | DATEX-OHMEDA INC | PANDA WARMER | 18103.4 | 2013-01-26 | 0
TX CHILDRENS | BE00038584 | HDJQ51745 | RADIANT WARMER, INFANT | DATEX-OHMEDA INC | PANDA WARMER | 18103.4 | 2013-01-26 | 0
TX CHILDRENS | BE00038601 | HDJQ51743 | RADIANT WARMER, INFANT | DATEX-OHMEDA INC | PANDA WARMER | 18103.4 | 2013-01-26 | 0
TX CHILDRENS | BE00038973 | HDJQ51734 | RADIANT WARMER, INFANT | DATEX-OHMEDA INC | PANDA WARMER | 18103.4 | 2013-01-26 | 0
TX CHILDRENS | BE00038573 | HDJQ51768 | RADIANT WARMER, INFANT | DATEX-OHMEDA INC | PANDA WARMER | 18103.4 | 2013-01-26 | 0
TX CHILDRENS | BE00038965 | HDJQ51744 | RADIANT WARMER, INFANT | DATEX-OHMEDA INC | PANDA WARMER | 18103.4 | 2013-01-26 | 0
TX CHILDRENS | BE00038590 | HDJQ51774 | RADIANT WARMER, INFANT | DATEX-OHMEDA INC | PANDA WARMER | 18103.4 | 2013-01-26 | 0
TX CHILDRENS | BE00038570 | HDJQ51755 | RADIANT WARMER, INFANT | DATEX-OHMEDA INC | PANDA WARMER | 18103.4 | 2013-01-26 | 0
TX CHILDRENS | BE00038582 | HDJQ51741 | RADIANT WARMER, INFANT | DATEX-OHMEDA INC | PANDA WARMER | 18103.4 | 2013-01-26 | 0
TX CHILDRENS | BE00038587 | HDJQ51775 | RADIANT WARMER, INFANT | DATEX-OHMEDA INC | PANDA WARMER | 18103.4 | 2013-01-26 | 0
TX CHILDRENS | BE00038968 | HDJQ51738 | RADIANT WARMER, INFANT | DATEX-OHMEDA INC | PANDA WARMER | 18103.4 | 2013-01-26 | 0
TX CHILDRENS | BE00038594 | HDJQ51778 | RADIANT WARMER, INFANT | DATEX-OHMEDA INC | PANDA WARMER | 18103.4 | 2013-01-26 | 0
TX CHILDRENS | BE00038572 | HDJQ51761 | RADIANT WARMER, INFANT | DATEX-OHMEDA INC | PANDA WARMER | 18103.4 | 2013-01-26 | 0
TX CHILDRENS | BE00038568 | HDJQ51757 | RADIANT WARMER, INFANT | DATEX-OHMEDA INC | PANDA WARMER | 18103.4 | 2013-01-26 | 0
TX CHILDRENS | BE00038967 | HDJQ51759 | RADIANT WARMER, INFANT | DATEX-OHMEDA INC | PANDA WARMER | 18103.4 | 2013-01-26 | 0
TX CHILDRENS | BE00038600 | HDJQ51772 | RADIANT WARMER, INFANT | DATEX-OHMEDA INC | PANDA WARMER | 18103.4 | 2013-01-26 | 0
TX CHILDRENS | BE00038577 | HDJQ51752 | RADIANT WARMER, INFANT | DATEX-OHMEDA INC | PANDA WARMER | 18103.4 | 2013-01-26 | 0
TX CHILDRENS | BE00038576 | HDJQ51760 | RADIANT WARMER, INFANT | DATEX-OHMEDA INC | PANDA WARMER | 18103.4 | 2013-01-26 | 0
TX CHILDRENS | BE00038969 | HDJQ51750 | RADIANT WARMER, INFANT | DATEX-OHMEDA INC | PANDA WARMER | 18103.4 | 2013-01-26 | 0
TX CHILDRENS | BE00038569 | HDJQ51776 | RADIANT WARMER, INFANT | DATEX-OHMEDA INC | PANDA WARMER | 18103.4 | 2013-01-26 | 0
TX CHILDRENS | BE00038602 | HDJQ51758 | RADIANT WARMER, INFANT | DATEX-OHMEDA INC | PANDA WARMER | 18103.4 | 2013-01-26 | 0
TX CHILDRENS | BE00038580 | HDJQ51767 | RADIANT WARMER, INFANT | DATEX-OHMEDA INC | PANDA WARMER | 18103.4 | 2013-01-26 | 0
TX CHILDRENS | BE00038586 | HDJQ51762 | RADIANT WARMER, INFANT | DATEX-OHMEDA INC | PANDA WARMER | 18103.4 | 2013-01-26 | 0
TX CHILDRENS | BE00038589 | HDJQ51777 | RADIANT WARMER, INFANT | DATEX-OHMEDA INC | PANDA WARMER | 18103.4 | 2013-01-26 | 0
TX CHILDRENS | BE00038599 | HDJQ51781 | RADIANT WARMER, INFANT | DATEX-OHMEDA INC | PANDA WARMER | 18103.4 | 2013-01-26 | 0
TX CHILDRENS | BE00038597 | HDJQ51764 | RADIANT WARMER, INFANT | DATEX-OHMEDA INC | PANDA WARMER | 18103.4 | 2013-01-26 | 0
TX CHILDRENS | BE00037330 | HDJQ51754 | RADIANT WARMER, INFANT | DATEX-OHMEDA INC | PANDA WARMER | 18103.4 | 2013-01-26 | 0
TX CHILDRENS | BE00038574 | HDJQ51773 | RADIANT WARMER, INFANT | DATEX-OHMEDA INC | PANDA WARMER | 18103.4 | 2013-01-26 | 0
TX CHILDRENS | BE00038972 | HDJQ51740 | RADIANT WARMER, INFANT | DATEX-OHMEDA INC | PANDA WARMER | 18103.4 | 2013-01-26 | 0
TX CHILDRENS | BE00038971 | HDJQ51746 | RADIANT WARMER, INFANT | DATEX-OHMEDA INC | PANDA WARMER | 18103.4 | 2013-01-26 | 0
TX CHILDRENS | BE00038571 | HDJQ51749 | RADIANT WARMER, INFANT | DATEX-OHMEDA INC | PANDA WARMER | 18103.4 | 2013-01-26 | 0
TX CHILDRENS | BE00038591 | HDJQ51753 | RADIANT WARMER, INFANT | DATEX-OHMEDA INC | PANDA WARMER | 18103.4 | 2013-01-26 | 0
TX CHILDRENS | BE00038583 | HDJQ51736 | RADIANT WARMER, INFANT | DATEX-OHMEDA INC | PANDA WARMER | 18103.4 | 2013-01-26 | 0
TX CHILDRENS | BE00038581 | HDJQ51763 | RADIANT WARMER, INFANT | DATEX-OHMEDA INC | PANDA WARMER | 18103.4 | 2013-01-26 | 0
TX CHILDRENS | BE00037331 | HDJQ51770 | RADIANT WARMER, INFANT | DATEX-OHMEDA INC | PANDA WARMER | 18103.4 | 2013-01-26 | 0
TX CHILDRENS | BE00038596 | HDJQ51747 | RADIANT WARMER, INFANT | DATEX-OHMEDA INC | PANDA WARMER | 18103.4 | 2013-01-26 | 0
TX CHILDRENS | BE00038585 | HDJQ51748 | RADIANT WARMER, INFANT | DATEX-OHMEDA INC | PANDA WARMER | 18103.4 | 2013-01-26 | 0
TX CHILDRENS | BE00056967 | SY602283-T | DVD PLAYER / RECORDER | KARL STORZ ENDOSCOPY-AMERICA INC | 202056 20-140 | 18100 | 2012-07-31 | 0
TX CHILDRENS | BE00060993 | PW605741-T | DVD PLAYER / RECORDER | KARL STORZ ENDOSCOPY-AMERICA INC | 202055 20 | 18100 | 2015-06-16 | 0
TX CHILDRENS | BE00056983 | WY602872-T | DVD PLAYER / RECORDER | KARL STORZ ENDOSCOPY-AMERICA INC | 202056 20 | 18100 | 2013-05-22 | 0
TX CHILDRENS | BE00130290 | VU225090144SA | ELECTROCARDIOGRAPH | GE Medical Systems Information Tech Inc | MAC VU360 | 18090 | 2027-03-30 | 0
TX CHILDRENS | BE00130291 | VU225090189SA | ELECTROCARDIOGRAPH | GE Medical Systems Information Tech Inc | MAC VU360 | 18090 | 2027-03-30 | 0
TX CHILDRENS | BE00119995 | AF23E167682 | DEFIBRILLATOR DC | ZOLL Medical Corporation | R SERIES | 18024.43 | 2028-05-14 | 0
TX CHILDRENS | BE00063614 | HDJU60114 | RADIANT WARMER, INFANT | DATEX-OHMEDA INC | GIRAFFE WARMER | 18022.19 | 2016-02-03 | 0
TX CHILDRENS | BE00063608 | HDJU60118 | RADIANT WARMER, INFANT | DATEX-OHMEDA INC | GIRAFFE WARMER | 18022.19 | 2016-02-03 | 0
TX CHILDRENS | BE00063615 | HDJU60115 | RADIANT WARMER, INFANT | DATEX-OHMEDA INC | GIRAFFE WARMER | 18022.19 | 2016-02-03 | 0
TX CHILDRENS | BE00063609 | HDJU60119 | RADIANT WARMER, INFANT | DATEX-OHMEDA INC | GIRAFFE WARMER | 18022.19 | 2016-02-03 | 0
TX CHILDRENS | BE00063616 | HDJU60116 | RADIANT WARMER, INFANT | DATEX-OHMEDA INC | GIRAFFE WARMER | 18022.19 | 2016-02-03 | 0
TX CHILDRENS | BE00063610 | HDJU60110 | RADIANT WARMER, INFANT | DATEX-OHMEDA INC | GIRAFFE WARMER | 18022.19 | 2016-02-03 | 0
TX CHILDRENS | BE00063612 | HDJU60112 | RADIANT WARMER, INFANT | DATEX-OHMEDA INC | GIRAFFE WARMER | 18022.19 | 2016-02-03 | 0
TX CHILDRENS | BE00063606 | HDJU60120 | RADIANT WARMER, INFANT | DATEX-OHMEDA INC | GIRAFFE WARMER | 18022.19 | 2016-02-03 | 0
TX CHILDRENS | BE00063605 | HDJU60200 | RADIANT WARMER, INFANT | DATEX-OHMEDA INC | GIRAFFE WARMER | 18022.19 | 2016-02-03 | 0
TX CHILDRENS | BE00063607 | HDJU60117 | RADIANT WARMER, INFANT | DATEX-OHMEDA INC | GIRAFFE WARMER | 18022.19 | 2016-02-03 | 0
TX CHILDRENS | BE00063611 | HDJU60111 | RADIANT WARMER, INFANT | DATEX-OHMEDA INC | GIRAFFE WARMER | 18022.19 | 2016-02-03 | 0
TX CHILDRENS | BE00082534 | HDJV60076 | RADIANT WARMER, INFANT | DATEX-OHMEDA INC | PANDA WARMER | 18016.49 | 2017-04-12 | 0
TX CHILDRENS | BE00082533 | HDJV60077 | RADIANT WARMER, INFANT | DATEX-OHMEDA INC | PANDA WARMER | 18016.49 | 2017-04-12 | 0
TX CHILDRENS | BE00118854 | 150641217 | EMS TRANSPORT BED | STRYKER SALES CORPORATION | 6506 | 18000 | 2023-02-17 | 0
TX CHILDRENS | BE00117835 | 170339293 | EMS TRANSPORT BED | STRYKER SALES CORPORATION | 6506 | 18000 | 2022-12-21 | 0
TX CHILDRENS | BE00117832 | 170339779 | EMS TRANSPORT BED | STRYKER SALES CORPORATION | 6516 | 18000 | 2022-12-21 | 0
TX CHILDRENS | BE00117829 | 170339780 | EMS TRANSPORT BED | STRYKER SALES CORPORATION | 6516 | 18000 | 2022-12-21 | 0
TX CHILDRENS | BE00118855 | 170339778 | EMS TRANSPORT BED | STRYKER SALES CORPORATION | 6516 | 18000 | 2023-02-17 | 0
TX CHILDRENS | BE00103508 | 90240826 | EMS TRANSPORT BED | STRYKER SALES CORPORATION | 6500 | 18000 | 2023-01-18 | 0
TX CHILDRENS | BE00117837 | 170139023 | EMS TRANSPORT BED | STRYKER SALES CORPORATION | 6506 | 18000 | 2022-12-21 | 0
TX CHILDRENS | BE00117828 | 150340228 | EMS TRANSPORT BED | STRYKER SALES CORPORATION | 6516 | 18000 | 2022-12-21 | 0
TX CHILDRENS | BE00117833 | 150641216 | EMS TRANSPORT BED | STRYKER SALES CORPORATION | 6506 | 18000 | 2022-12-21 | 0
TX CHILDRENS | BE00117831 | 150641219 | EMS TRANSPORT BED | STRYKER SALES CORPORATION | 6506 | 18000 | 2022-12-21 | 0
TX CHILDRENS | BE00103507 | 170240049 | EMS TRANSPORT BED | STRYKER SALES CORPORATION | 6516 | 18000 | 2022-12-21 | 0
TX CHILDRENS | BE00117836 | 90339558 | EMS TRANSPORT BED | STRYKER SALES CORPORATION | 6510 | 18000 | 2022-12-21 | 0
TX CHILDRENS | BE00117830 | 130439043 | EMS TRANSPORT BED | STRYKER SALES CORPORATION | 6516 | 18000 | 2022-12-21 | 0
TX CHILDRENS | BE00118884 | 170339292 | EMS TRANSPORT BED | STRYKER SALES CORPORATION | 6506 | 18000 | 2023-02-23 | 0
TX CHILDRENS | BE00012975 | 6283-C | UNIT DOSE PACKAGING MACHINE | MEDICAL PACKAGING INC | SERIES 1 | 18000 | 2025-06-16 | 0
TX CHILDRENS | KN7001138 | 16127 | CRYOSTAT | MICROM (GMI INC.) | MICROM HM505E | 18000 | 2001-07-06 | 0
TX CHILDRENS | BE00117834 | 150539747 | EMS TRANSPORT BED | STRYKER SALES CORPORATION | 6516 | 18000 | 2022-12-21 | 0
TX CHILDRENS | BE00106661 | SPM18030072SA | MAINFRAME, PATIENT MONITORING | GE Medical Systems Information Tech Inc | B850 | 17999.84 | 2019-04-08 | 0
TX CHILDRENS | BE00106627 | SPM18030038SA | MAINFRAME, PATIENT MONITORING | GE Medical Systems Information Tech Inc | B850 | 17999.84 | 2019-04-08 | 0
TX CHILDRENS | BE00106745 | SPM18050019SA | MAINFRAME, PATIENT MONITORING | GE Medical Systems Information Tech Inc | B850 | 17999.84 | 2019-04-08 | 0
TX CHILDRENS | BE00106679 | SPM18030090SA | MAINFRAME, PATIENT MONITORING | GE Medical Systems Information Tech Inc | B850 | 17999.84 | 2019-04-08 | 0
TX CHILDRENS | BE00106724 | SPM18030156SA | MAINFRAME, PATIENT MONITORING | GE Medical Systems Information Tech Inc | B850 | 17999.84 | 2019-04-08 | 0
TX CHILDRENS | BE00106696 | SPM18030128SA | MAINFRAME, PATIENT MONITORING | GE Medical Systems Information Tech Inc | B850 | 17999.84 | 2019-04-08 | 0
TX CHILDRENS | BE00106637 | SPM18030048SA | MAINFRAME, PATIENT MONITORING | GE Medical Systems Information Tech Inc | B850 | 17999.84 | 2019-04-08 | 0
TX CHILDRENS | BE00106694 | SPM18030126SA | MAINFRAME, PATIENT MONITORING | GE Medical Systems Information Tech Inc | B850 | 17999.84 | 2019-04-08 | 0
TX CHILDRENS | BE00106635 | SPM18030046SA | MAINFRAME, PATIENT MONITORING | GE Medical Systems Information Tech Inc | B850 | 17999.84 | 2019-04-08 | 0
TX CHILDRENS | BE00106754 | SPM18050028SA | MAINFRAME, PATIENT MONITORING | GE Medical Systems Information Tech Inc | B850 | 17999.84 | 2019-04-08 | 0
TX CHILDRENS | BE00106751 | SPM18050025SA | MAINFRAME, PATIENT MONITORING | GE Medical Systems Information Tech Inc | B850 | 17999.84 | 2019-04-08 | 0
TX CHILDRENS | BE00106727 | SPM18030159SA | MAINFRAME, PATIENT MONITORING | GE Medical Systems Information Tech Inc | B850 | 17999.84 | 2019-04-08 | 0
TX CHILDRENS | BE00106623 | SPM18030034SA | MAINFRAME, PATIENT MONITORING | GE Medical Systems Information Tech Inc | B850 | 17999.84 | 2019-04-08 | 0
TX CHILDRENS | BE00106697 | SPM18030129SA | MAINFRAME, PATIENT MONITORING | GE Medical Systems Information Tech Inc | B850 | 17999.84 | 2019-04-08 | 0
TX CHILDRENS | BE00106699 | SPM18030131SA | MAINFRAME, PATIENT MONITORING | GE Medical Systems Information Tech Inc | B850 | 17999.84 | 2019-04-08 | 0
TX CHILDRENS | BE00106693 | SPM18030125SA | MAINFRAME, PATIENT MONITORING | GE Medical Systems Information Tech Inc | B850 | 17999.84 | 2019-04-08 | 0
TX CHILDRENS | BE00106725 | SPM18030157SA | MAINFRAME, PATIENT MONITORING | GE Medical Systems Information Tech Inc | B850 | 17999.84 | 2019-04-08 | 0
TX CHILDRENS | BE00106636 | SPM18030047SA | MAINFRAME, PATIENT MONITORING | GE Medical Systems Information Tech Inc | B850 | 17999.84 | 2019-04-08 | 0
TX CHILDRENS | BE00106634 | SPM18030045SA | MAINFRAME, PATIENT MONITORING | GE Medical Systems Information Tech Inc | B850 | 17999.84 | 2019-04-08 | 0
TX CHILDRENS | BE00106695 | SPM18030127SA | MAINFRAME, PATIENT MONITORING | GE Medical Systems Information Tech Inc | B850 | 17999.84 | 2019-04-08 | 0
TX CHILDRENS | BE00106698 | SPM18030130SA | MAINFRAME, PATIENT MONITORING | GE Medical Systems Information Tech Inc | B850 | 17999.84 | 2019-04-08 | 0
TX CHILDRENS | BE00106756 | SPM18050030SA | MAINFRAME, PATIENT MONITORING | GE Medical Systems Information Tech Inc | B850 | 17999.84 | 2019-04-08 | 0
TX CHILDRENS | BE00106700 | SPM18030132SA | MAINFRAME, PATIENT MONITORING | GE Medical Systems Information Tech Inc | B850 | 17999.84 | 2019-04-08 | 0
TX CHILDRENS | BE00106655 | SPM18030066SA | MAINFRAME, PATIENT MONITORING | GE Medical Systems Information Tech Inc | B850 | 17999.84 | 2019-04-08 | 0
TX CHILDRENS | BE00106759 | SPM18050033SA | MAINFRAME, PATIENT MONITORING | GE Medical Systems Information Tech Inc | B850 | 17999.84 | 2019-04-08 | 0
TX CHILDRENS | BE00106688 | SPM18030120SA | MAINFRAME, PATIENT MONITORING | GE Medical Systems Information Tech Inc | B850 | 17999.84 | 2019-04-08 | 0
TX CHILDRENS | BE00106672 | SPM18030083SA | MAINFRAME, PATIENT MONITORING | GE Medical Systems Information Tech Inc | B850 | 17999.84 | 2019-04-08 | 0
TX CHILDRENS | BE00106746 | SPM18050020SA | MAINFRAME, PATIENT MONITORING | GE Medical Systems Information Tech Inc | B850 | 17999.84 | 2019-04-08 | 0
TX CHILDRENS | BE00106643 | SPM18030054SA | MAINFRAME, PATIENT MONITORING | GE Medical Systems Information Tech Inc | B850 | 17999.84 | 2019-04-08 | 0
TX CHILDRENS | BE00106660 | SPM18030071SA | MAINFRAME, PATIENT MONITORING | GE Medical Systems Information Tech Inc | B850 | 17999.84 | 2019-04-08 | 0
TX CHILDRENS | BE00106645 | SPM18030056SA | MAINFRAME, PATIENT MONITORING | GE Medical Systems Information Tech Inc | B850 | 17999.84 | 2019-04-08 | 0
TX CHILDRENS | BE00106706 | SPM18030138SA | MAINFRAME, PATIENT MONITORING | GE Medical Systems Information Tech Inc | B850 | 17999.84 | 2019-04-08 | 0
TX CHILDRENS | BE00106749 | SPM18050023SA | MAINFRAME, PATIENT MONITORING | GE Medical Systems Information Tech Inc | B850 | 17999.84 | 2019-04-08 | 0
TX CHILDRENS | BE00106691 | SPM18030123SA | MAINFRAME, PATIENT MONITORING | GE Medical Systems Information Tech Inc | B850 | 17999.84 | 2019-04-08 | 0
TX CHILDRENS | BE00106676 | SPM18030087SA | MAINFRAME, PATIENT MONITORING | GE Medical Systems Information Tech Inc | B850 | 17999.84 | 2019-04-08 | 0
TX CHILDRENS | BE00106674 | SPM18030085SA | MAINFRAME, PATIENT MONITORING | GE Medical Systems Information Tech Inc | B850 | 17999.84 | 2019-04-08 | 0
TX CHILDRENS | BE00106705 | SPM18030137SA | MAINFRAME, PATIENT MONITORING | GE Medical Systems Information Tech Inc | B850 | 17999.84 | 2019-04-08 | 0
TX CHILDRENS | BE00106622 | SPM18030033SA | MAINFRAME, PATIENT MONITORING | GE Medical Systems Information Tech Inc | B850 | 17999.84 | 2019-04-08 | 0
TX CHILDRENS | BE00106680 | SPM18030091SA | MAINFRAME, PATIENT MONITORING | GE Medical Systems Information Tech Inc | B850 | 17999.84 | 2019-04-08 | 0
TX CHILDRENS | BE00106650 | SPM18030061SA | MAINFRAME, PATIENT MONITORING | GE Medical Systems Information Tech Inc | B850 | 17999.84 | 2019-04-08 | 0
TX CHILDRENS | BE00106753 | SPM18050027SA | MAINFRAME, PATIENT MONITORING | GE Medical Systems Information Tech Inc | B850 | 17999.84 | 2019-04-08 | 0
TX CHILDRENS | BE00106741 | SPM18050015SA | MAINFRAME, PATIENT MONITORING | GE Medical Systems Information Tech Inc | B850 | 17999.84 | 2019-04-08 | 0
TX CHILDRENS | BE00106728 | SPM18030160SA | MAINFRAME, PATIENT MONITORING | GE Medical Systems Information Tech Inc | B850 | 17999.84 | 2019-04-08 | 0
TX CHILDRENS | BE00106640 | SPM18030051SA | MAINFRAME, PATIENT MONITORING | GE Medical Systems Information Tech Inc | B850 | 17999.84 | 2019-04-08 | 0
TX CHILDRENS | BE00106758 | SPM18050032SA | MAINFRAME, PATIENT MONITORING | GE Medical Systems Information Tech Inc | B850 | 17999.84 | 2019-04-08 | 0
TX CHILDRENS | BE00106624 | SPM18030035SA | MAINFRAME, PATIENT MONITORING | GE Medical Systems Information Tech Inc | B850 | 17999.84 | 2019-04-08 | 0
TX CHILDRENS | BE00106732 | SPM18030164SA | MAINFRAME, PATIENT MONITORING | GE Medical Systems Information Tech Inc | B850 | 17999.84 | 2019-04-08 | 0
TX CHILDRENS | BE00106702 | SPM18030134SA | MAINFRAME, PATIENT MONITORING | GE Medical Systems Information Tech Inc | B850 | 17999.84 | 2019-04-08 | 0
TX CHILDRENS | BE00106642 | SPM18030053SA | MAINFRAME, PATIENT MONITORING | GE Medical Systems Information Tech Inc | B850 | 17999.84 | 2019-04-08 | 0
TX CHILDRENS | BE00106675 | SPM18030086SA | MAINFRAME, PATIENT MONITORING | GE Medical Systems Information Tech Inc | B850 | 17999.84 | 2019-04-08 | 0
TX CHILDRENS | BE00106692 | SPM18030124SA | MAINFRAME, PATIENT MONITORING | GE Medical Systems Information Tech Inc | B850 | 17999.84 | 2019-04-08 | 0
TX CHILDRENS | BE00106629 | SPM18030040SA | MAINFRAME, PATIENT MONITORING | GE Medical Systems Information Tech Inc | B850 | 17999.84 | 2019-04-08 | 0
TX CHILDRENS | BE00106621 | SPM18030032SA | MAINFRAME, PATIENT MONITORING | GE Medical Systems Information Tech Inc | B850 | 17999.84 | 2019-04-08 | 0
TX CHILDRENS | BE00106739 | SPM18050013SA | MAINFRAME, PATIENT MONITORING | GE Medical Systems Information Tech Inc | B850 | 17999.84 | 2019-04-08 | 0
TX CHILDRENS | BE00106752 | SPM18050026SA | MAINFRAME, PATIENT MONITORING | GE Medical Systems Information Tech Inc | B850 | 17999.84 | 2019-04-08 | 0
TX CHILDRENS | BE00106761 | SPM18050107SA | MAINFRAME, PATIENT MONITORING | GE Medical Systems Information Tech Inc | B850 | 17999.84 | 2019-04-08 | 0
TX CHILDRENS | BE00106673 | SPM18030084SA | MAINFRAME, PATIENT MONITORING | GE Medical Systems Information Tech Inc | B850 | 17999.84 | 2019-04-08 | 0
TX CHILDRENS | BE00106733 | SPM18030165SA | MAINFRAME, PATIENT MONITORING | GE Medical Systems Information Tech Inc | B850 | 17999.84 | 2019-04-08 | 0
TX CHILDRENS | BE00106658 | SPM18030069SA | MAINFRAME, PATIENT MONITORING | GE Medical Systems Information Tech Inc | B850 | 17999.84 | 2019-04-08 | 0
TX CHILDRENS | BE00106721 | SPM18030153SA | MAINFRAME, PATIENT MONITORING | GE Medical Systems Information Tech Inc | B850 | 17999.84 | 2019-04-08 | 0
TX CHILDRENS | BE00106716 | SPM18030148SA | MAINFRAME, PATIENT MONITORING | GE Medical Systems Information Tech Inc | B850 | 17999.84 | 2019-04-08 | 0
TX CHILDRENS | BE00106729 | SPM18030161SA | MAINFRAME, PATIENT MONITORING | GE Medical Systems Information Tech Inc | B850 | 17999.84 | 2019-04-08 | 0
TX CHILDRENS | BE00106670 | SPM18030081SA | MAINFRAME, PATIENT MONITORING | GE Medical Systems Information Tech Inc | B850 | 17999.84 | 2019-04-08 | 0
TX CHILDRENS | BE00106681 | SPM18030092SA | MAINFRAME, PATIENT MONITORING | GE Medical Systems Information Tech Inc | B850 | 17999.84 | 2019-04-08 | 0
TX CHILDRENS | BE00106742 | SPM18050016SA | MAINFRAME, PATIENT MONITORING | GE Medical Systems Information Tech Inc | B850 | 17999.84 | 2019-04-08 | 0
TX CHILDRENS | BE00106682 | SPM18030093SA | MAINFRAME, PATIENT MONITORING | GE Medical Systems Information Tech Inc | B850 | 17999.84 | 2019-04-08 | 0
TX CHILDRENS | BE00106684 | SPM18030095SA | MAINFRAME, PATIENT MONITORING | GE Medical Systems Information Tech Inc | B850 | 17999.84 | 2019-04-08 | 0
TX CHILDRENS | BE00106715 | SPM18030147SA | MAINFRAME, PATIENT MONITORING | GE Medical Systems Information Tech Inc | B850 | 17999.84 | 2019-04-08 | 0
TX CHILDRENS | BE00106713 | SPM18030145SA | MAINFRAME, PATIENT MONITORING | GE Medical Systems Information Tech Inc | B850 | 17999.84 | 2019-04-08 | 0
TX CHILDRENS | BE00106719 | SPM18030151SA | MAINFRAME, PATIENT MONITORING | GE Medical Systems Information Tech Inc | B850 | 17999.84 | 2019-04-08 | 0
TX CHILDRENS | BE00106686 | SPM18030097SA | MAINFRAME, PATIENT MONITORING | GE Medical Systems Information Tech Inc | B850 | 17999.84 | 2019-04-08 | 0
TX CHILDRENS | BE00106760 | SPM18050106SA | MAINFRAME, PATIENT MONITORING | GE Medical Systems Information Tech Inc | B850 | 17999.84 | 2019-04-08 | 0
TX CHILDRENS | BE00106659 | SPM18030070SA | MAINFRAME, PATIENT MONITORING | GE Medical Systems Information Tech Inc | B850 | 17999.84 | 2019-04-08 | 0
TX CHILDRENS | BE00106712 | SPM18030144SA | MAINFRAME, PATIENT MONITORING | GE Medical Systems Information Tech Inc | B850 | 17999.84 | 2019-04-08 | 0
TX CHILDRENS | BE00106714 | SPM18030146SA | MAINFRAME, PATIENT MONITORING | GE Medical Systems Information Tech Inc | B850 | 17999.84 | 2019-04-08 | 0
TX CHILDRENS | BE00106626 | SPM18030037SA | MAINFRAME, PATIENT MONITORING | GE Medical Systems Information Tech Inc | B850 | 17999.84 | 2019-04-08 | 0
TX CHILDRENS | BE00106669 | SPM18030080SA | MAINFRAME, PATIENT MONITORING | GE Medical Systems Information Tech Inc | B850 | 17999.84 | 2019-04-08 | 0
TX CHILDRENS | BE00106755 | SPM18050029SA | MAINFRAME, PATIENT MONITORING | GE Medical Systems Information Tech Inc | B850 | 17999.84 | 2019-04-08 | 0
TX CHILDRENS | BE00106625 | SPM18030036SA | MAINFRAME, PATIENT MONITORING | GE Medical Systems Information Tech Inc | B850 | 17999.84 | 2019-04-08 | 0
TX CHILDRENS | BE00106683 | SPM18030094SA | MAINFRAME, PATIENT MONITORING | GE Medical Systems Information Tech Inc | B850 | 17999.84 | 2019-04-08 | 0
TX CHILDRENS | BE00106641 | SPM18030052SA | MAINFRAME, PATIENT MONITORING | GE Medical Systems Information Tech Inc | B850 | 17999.84 | 2019-04-08 | 0
TX CHILDRENS | BE00106685 | SPM18030096SA | MAINFRAME, PATIENT MONITORING | GE Medical Systems Information Tech Inc | B850 | 17999.84 | 2019-04-08 | 0
TX CHILDRENS | BE00106708 | SPM18030140SA | MAINFRAME, PATIENT MONITORING | GE Medical Systems Information Tech Inc | B850 | 17999.84 | 2019-04-08 | 0
TX CHILDRENS | BE00106710 | SPM18030142SA | MAINFRAME, PATIENT MONITORING | GE Medical Systems Information Tech Inc | B850 | 17999.84 | 2019-04-08 | 0
TX CHILDRENS | BE00106665 | SPM18030076SA | MAINFRAME, PATIENT MONITORING | GE Medical Systems Information Tech Inc | B850 | 17999.84 | 2019-04-08 | 0
TX CHILDRENS | BE00106652 | SPM18030063SA | MAINFRAME, PATIENT MONITORING | GE Medical Systems Information Tech Inc | B850 | 17999.84 | 2019-04-08 | 0
TX CHILDRENS | BE00106723 | SPM18030155SA | MAINFRAME, PATIENT MONITORING | GE Medical Systems Information Tech Inc | B850 | 17999.84 | 2019-04-08 | 0
TX CHILDRENS | BE00106738 | SPM18050012SA | MAINFRAME, PATIENT MONITORING | GE Medical Systems Information Tech Inc | B850 | 17999.84 | 2019-04-08 | 0
TX CHILDRENS | BE00106632 | SPM18030043SA | MAINFRAME, PATIENT MONITORING | GE Medical Systems Information Tech Inc | B850 | 17999.84 | 2019-04-08 | 0
TX CHILDRENS | BE00106750 | SPM18050024SA | MAINFRAME, PATIENT MONITORING | GE Medical Systems Information Tech Inc | B850 | 17999.84 | 2019-04-08 | 0
TX CHILDRENS | BE00106711 | SPM18030143SA | MAINFRAME, PATIENT MONITORING | GE Medical Systems Information Tech Inc | B850 | 17999.84 | 2019-04-08 | 0
TX CHILDRENS | BE00106709 | SPM18030141SA | MAINFRAME, PATIENT MONITORING | GE Medical Systems Information Tech Inc | B850 | 17999.84 | 2019-04-08 | 0
TX CHILDRENS | BE00106651 | SPM18030062SA | MAINFRAME, PATIENT MONITORING | GE Medical Systems Information Tech Inc | B850 | 17999.84 | 2019-04-08 | 0
TX CHILDRENS | BE00106748 | SPM18050022SA | MAINFRAME, PATIENT MONITORING | GE Medical Systems Information Tech Inc | B850 | 17999.84 | 2019-04-08 | 0
TX CHILDRENS | BE00106720 | SPM18030152SA | MAINFRAME, PATIENT MONITORING | GE Medical Systems Information Tech Inc | B850 | 17999.84 | 2019-04-08 | 0
TX CHILDRENS | BE00106722 | SPM18030154SA | MAINFRAME, PATIENT MONITORING | GE Medical Systems Information Tech Inc | B850 | 17999.84 | 2019-04-08 | 0
TX CHILDRENS | BE00106734 | SPM18030166SA | MAINFRAME, PATIENT MONITORING | GE Medical Systems Information Tech Inc | B850 | 17999.84 | 2019-04-08 | 0
TX CHILDRENS | BE00106707 | SPM18030139SA | MAINFRAME, PATIENT MONITORING | GE Medical Systems Information Tech Inc | B850 | 17999.84 | 2019-04-08 | 0
TX CHILDRENS | BE00106630 | SPM18030041SA | MAINFRAME, PATIENT MONITORING | GE Medical Systems Information Tech Inc | B850 | 17999.84 | 2019-04-08 | 0
TX CHILDRENS | BE00106633 | SPM18030044SA | MAINFRAME, PATIENT MONITORING | GE Medical Systems Information Tech Inc | B850 | 17999.84 | 2019-04-08 | 0
TX CHILDRENS | BE00106667 | SPM18030078SA | MAINFRAME, PATIENT MONITORING | GE Medical Systems Information Tech Inc | B850 | 17999.84 | 2019-04-08 | 0
TX CHILDRENS | BE00106678 | SPM18030089SA | MAINFRAME, PATIENT MONITORING | GE Medical Systems Information Tech Inc | B850 | 17999.84 | 2019-04-08 | 0
TX CHILDRENS | BE00106726 | SPM18030158SA | MAINFRAME, PATIENT MONITORING | GE Medical Systems Information Tech Inc | B850 | 17999.84 | 2019-04-08 | 0
TX CHILDRENS | BE00106737 | SPM18050011SA | MAINFRAME, PATIENT MONITORING | GE Medical Systems Information Tech Inc | B850 | 17999.84 | 2019-04-08 | 0
TX CHILDRENS | BE00106690 | SPM18030122SA | MAINFRAME, PATIENT MONITORING | GE Medical Systems Information Tech Inc | B850 | 17999.84 | 2019-04-08 | 0
TX CHILDRENS | BE00106631 | SPM18030042SA | MAINFRAME, PATIENT MONITORING | GE Medical Systems Information Tech Inc | B850 | 17999.84 | 2019-04-08 | 0
TX CHILDRENS | BE00106647 | SPM18030058SA | MAINFRAME, PATIENT MONITORING | GE Medical Systems Information Tech Inc | B850 | 17999.84 | 2019-04-08 | 0
TX CHILDRENS | BE00106704 | SPM18030136SA | MAINFRAME, PATIENT MONITORING | GE Medical Systems Information Tech Inc | B850 | 17999.84 | 2019-04-08 | 0
TX CHILDRENS | BE00106644 | SPM18030055SA | MAINFRAME, PATIENT MONITORING | GE Medical Systems Information Tech Inc | B850 | 17999.84 | 2019-04-08 | 0
TX CHILDRENS | BE00106717 | SPM18030149SA | MAINFRAME, PATIENT MONITORING | GE Medical Systems Information Tech Inc | B850 | 17999.84 | 2019-04-08 | 0
TX CHILDRENS | BE00106677 | SPM18030088SA | MAINFRAME, PATIENT MONITORING | GE Medical Systems Information Tech Inc | B850 | 17999.84 | 2019-04-08 | 0
TX CHILDRENS | BE00106735 | SPM18050009SA | MAINFRAME, PATIENT MONITORING | GE Medical Systems Information Tech Inc | B850 | 17999.84 | 2019-04-08 | 0
TX CHILDRENS | BE00106762 | SPM18050110SA | MAINFRAME, PATIENT MONITORING | GE Medical Systems Information Tech Inc | B850 | 17999.84 | 2019-04-08 | 0
TX CHILDRENS | BE00106628 | SPM18030039SA | MAINFRAME, PATIENT MONITORING | GE Medical Systems Information Tech Inc | B850 | 17999.84 | 2019-04-08 | 0
TX CHILDRENS | BE00106747 | SPM18050021SA | MAINFRAME, PATIENT MONITORING | GE Medical Systems Information Tech Inc | B850 | 17999.84 | 2019-04-08 | 0
TX CHILDRENS | BE00106730 | SPM18030162SA | MAINFRAME, PATIENT MONITORING | GE Medical Systems Information Tech Inc | B850 | 17999.84 | 2019-04-08 | 0
TX CHILDRENS | BE00106657 | SPM18030068SA | MAINFRAME, PATIENT MONITORING | GE Medical Systems Information Tech Inc | B850 | 17999.84 | 2019-04-08 | 0
TX CHILDRENS | BE00106718 | SPM18030150SA | MAINFRAME, PATIENT MONITORING | GE Medical Systems Information Tech Inc | B850 | 17999.84 | 2019-04-08 | 0
TX CHILDRENS | BE00106744 | SPM18050018SA | MAINFRAME, PATIENT MONITORING | GE Medical Systems Information Tech Inc | B850 | 17999.84 | 2019-04-08 | 0
TX CHILDRENS | BE00106703 | SPM18030135SA | MAINFRAME, PATIENT MONITORING | GE Medical Systems Information Tech Inc | B850 | 17999.84 | 2019-04-08 | 0
TX CHILDRENS | BE00106689 | SPM18030121SA | MAINFRAME, PATIENT MONITORING | GE Medical Systems Information Tech Inc | B850 | 17999.84 | 2019-04-08 | 0
TX CHILDRENS | BE00106646 | SPM18030057SA | MAINFRAME, PATIENT MONITORING | GE Medical Systems Information Tech Inc | B850 | 17999.84 | 2019-04-08 | 0
TX CHILDRENS | BE00106648 | SPM18030059SA | MAINFRAME, PATIENT MONITORING | GE Medical Systems Information Tech Inc | B850 | 17999.84 | 2019-04-08 | 0
TX CHILDRENS | BE00106662 | SPM18030073SA | MAINFRAME, PATIENT MONITORING | GE Medical Systems Information Tech Inc | B850 | 17999.84 | 2019-04-08 | 0
TX CHILDRENS | BE00106663 | SPM18030074SA | MAINFRAME, PATIENT MONITORING | GE Medical Systems Information Tech Inc | B850 | 17999.84 | 2019-04-08 | 0
TX CHILDRENS | BE00106736 | SPM18050010SA | MAINFRAME, PATIENT MONITORING | GE Medical Systems Information Tech Inc | B850 | 17999.84 | 2019-04-08 | 0
TX CHILDRENS | BE00106638 | SPM18030049SA | MAINFRAME, PATIENT MONITORING | GE Medical Systems Information Tech Inc | B850 | 17999.84 | 2019-04-08 | 0
TX CHILDRENS | BE00106668 | SPM18030079SA | MAINFRAME, PATIENT MONITORING | GE Medical Systems Information Tech Inc | B850 | 17999.84 | 2019-04-08 | 0
TX CHILDRENS | BE00106654 | SPM18030065SA | MAINFRAME, PATIENT MONITORING | GE Medical Systems Information Tech Inc | B850 | 17999.84 | 2019-04-08 | 0
TX CHILDRENS | BE00106731 | SPM18030163SA | MAINFRAME, PATIENT MONITORING | GE Medical Systems Information Tech Inc | B850 | 17999.84 | 2019-04-08 | 0
TX CHILDRENS | BE00106671 | SPM18030082SA | MAINFRAME, PATIENT MONITORING | GE Medical Systems Information Tech Inc | B850 | 17999.84 | 2019-04-08 | 0
TX CHILDRENS | BE00106656 | SPM18030067SA | MAINFRAME, PATIENT MONITORING | GE Medical Systems Information Tech Inc | B850 | 17999.84 | 2019-04-08 | 0
TX CHILDRENS | BE00106653 | SPM18030064SA | MAINFRAME, PATIENT MONITORING | GE Medical Systems Information Tech Inc | B850 | 17999.84 | 2019-04-08 | 0
TX CHILDRENS | BE00106701 | SPM18030133SA | MAINFRAME, PATIENT MONITORING | GE Medical Systems Information Tech Inc | B850 | 17999.84 | 2019-04-08 | 0
TX CHILDRENS | BE00106743 | SPM18050017SA | MAINFRAME, PATIENT MONITORING | GE Medical Systems Information Tech Inc | B850 | 17999.84 | 2019-04-08 | 0
TX CHILDRENS | BE00106757 | SPM18050031SA | MAINFRAME, PATIENT MONITORING | GE Medical Systems Information Tech Inc | B850 | 17999.84 | 2019-04-08 | 0
TX CHILDRENS | BE00106639 | SPM18030050SA | MAINFRAME, PATIENT MONITORING | GE Medical Systems Information Tech Inc | B850 | 17999.84 | 2019-04-08 | 0
TX CHILDRENS | BE00106687 | SPM18030119SA | MAINFRAME, PATIENT MONITORING | GE Medical Systems Information Tech Inc | B850 | 17999.84 | 2019-04-08 | 0
TX CHILDRENS | BE00106649 | SPM18030060SA | MAINFRAME, PATIENT MONITORING | GE Medical Systems Information Tech Inc | B850 | 17999.84 | 2019-04-08 | 0
TX CHILDRENS | BE00106666 | SPM18030077SA | MAINFRAME, PATIENT MONITORING | GE Medical Systems Information Tech Inc | B850 | 17999.84 | 2019-04-08 | 0
TX CHILDRENS | BE00106740 | SPM18050014SA | MAINFRAME, PATIENT MONITORING | GE Medical Systems Information Tech Inc | B850 | 17999.84 | 2019-04-08 | 0
TX CHILDRENS | BE00106664 | SPM18030075SA | MAINFRAME, PATIENT MONITORING | GE Medical Systems Information Tech Inc | B850 | 17999.84 | 2019-04-08 | 0
TX CHILDRENS | BE00125863 | D00407 | PHYSICAL THERAPY EQUIPMENT | DYNAVISION INTERNATIONAL LLC | D2 | 17990 | 2025-03-02 | 0
TX CHILDRENS | BE00103583 | 11444825 | ELECTROSURG CUT & COAG DEVICE | Erbe USA Incorporated | VIO 300 D | 17975 | 2019-05-05 | 0
TX CHILDRENS | KN225611 | 2080223 | AGGREGROMETER | CHRONO-LOG CORP | 700 | 17960 | 2010-03-17 | 10687.5
TX CHILDRENS | BE00061584 | 000000 3632 | MICROTOME | LEICA MICROSYSTEMS INC | VT1000S | 17940.75 | 2015-08-13 | 0
TX CHILDRENS | BE00123506 | 1162361 | CV BYPASS HEAT EXCHANGER | CARDIOQUIP LP | MCH-1000(Mi) | 17905 | 2024-12-05 | 0
TX CHILDRENS | BE00123505 | 1162362 | CV BYPASS HEAT EXCHANGER | CARDIOQUIP LP | MCH-1000(Mi) | 17905 | 2024-12-05 | 0
TX CHILDRENS | BE00128806 | CHM02312403EP | MICROTOME | EPREDIA | HM 450 | 17890 | 2025-10-03 | 0
TX CHILDRENS | BE00065889 | 10E11402 | CV BYPASS BLD ROLLER PUMP | SORIN GROUP USA INC | 10-80-00 | 17871 | 2016-10-18 | 0
TX CHILDRENS | BE00065911 | 10E11395 | CV BYPASS BLD ROLLER PUMP | SORIN GROUP USA INC | 10-80-00 | 17871 | 2016-10-18 | 0
TX CHILDRENS | BE00065890 | 10E11400 | CV BYPASS BLD ROLLER PUMP | SORIN GROUP USA INC | 10-80-00 | 17871 | 2016-10-18 | 0
TX CHILDRENS | BE00065869 | 10E11398 | CV BYPASS BLD ROLLER PUMP | SORIN GROUP USA INC | 10-80-00 | 17871 | 2016-10-18 | 0
TX CHILDRENS | BE00065933 | 10E11404 | CV BYPASS BLD ROLLER PUMP | SORIN GROUP USA INC | 10-80-00 | 17871 | 2016-10-18 | 0
TX CHILDRENS | BE00065913 | 10E11394 | CV BYPASS BLD ROLLER PUMP | SORIN GROUP USA INC | 10-80-00 | 17871 | 2016-10-18 | 0
TX CHILDRENS | BE00065912 | 10E11396 | CV BYPASS BLD ROLLER PUMP | SORIN GROUP USA INC | 10-80-00 | 17871 | 2016-10-18 | 0
TX CHILDRENS | BE00065868 | 10E11399 | CV BYPASS BLD ROLLER PUMP | SORIN GROUP USA INC | 10-80-00 | 17871 | 2016-10-18 | 0
TX CHILDRENS | BE00065935 | 10E11405 | CV BYPASS BLD ROLLER PUMP | SORIN GROUP USA INC | 10-80-00 | 17871 | 2016-10-18 | 0
TX CHILDRENS | BE00065934 | 10E11403 | CV BYPASS BLD ROLLER PUMP | SORIN GROUP USA INC | 10-80-00 | 17871 | 2016-10-18 | 0
TX CHILDRENS | BE00065867 | 10E11397 | CV BYPASS BLD ROLLER PUMP | SORIN GROUP USA INC | 10-80-00 | 17871 | 2016-10-18 | 0
TX CHILDRENS | BE00065891 | 10E11401 | CV BYPASS BLD ROLLER PUMP | SORIN GROUP USA INC | 10-80-00 | 17871 | 2016-10-18 | 0
TX CHILDRENS | BE00128835 | VISIONLB-101-2972 | CELL COUNTER, AUTOMATED | REVVITY HEALTH SCIENCES INC | CELLOMETER K2 | 17860.2 | 2026-06-16 | 0
TX CHILDRENS | BE00125637 | CQ230605 | LARYNGOSCOPE | VERATHON MEDICAL | CORE 15 | 17828 | 2024-10-31 | 0
TX CHILDRENS | BE00125639 | CQ230341 | LARYNGOSCOPE | VERATHON MEDICAL | CORE 15 | 17828 | 2024-10-31 | 0
TX CHILDRENS | BE00125638 | CQ230376 | LARYNGOSCOPE | VERATHON MEDICAL | CORE 15 | 17828 | 2024-10-31 | 0
TX CHILDRENS | BE00060904 | 3K45306 | MICROSCOPE | OLYMPUS AMERICA INC | BX53F | 17823.47 | 2015-06-08 | 0
TX CHILDRENS | BE00059973 | 4629001232 | MICROSCOPE ACCESSORIES | CARL ZEISS MEDITEC USA INC | APOTOME.2 | 17817.87 | 2014-11-11 | 0
TX CHILDRENS | BE00123435 | 10PB00608 | CV BYPASS BLD ROLLER PUMP | LIVANOVA USA INC | RP150 | 17758.58 | 2025-03-10 | 0
TX CHILDRENS | BE00123461 | 10PB00615 | CV BYPASS BLD ROLLER PUMP | LIVANOVA USA INC | RP150 | 17758.58 | 2025-03-10 | 0
TX CHILDRENS | BE00123434 | 10PB00609 | CV BYPASS BLD ROLLER PUMP | LIVANOVA USA INC | RP150 | 17758.58 | 2025-03-10 | 0
TX CHILDRENS | BE00123450 | 10PB00613 | CV BYPASS BLD ROLLER PUMP | LIVANOVA USA INC | RP150 | 17758.58 | 2025-03-10 | 0
TX CHILDRENS | BE00123448 | 10PB00610 | CV BYPASS BLD ROLLER PUMP | LIVANOVA USA INC | RP150 | 17758.58 | 2025-03-10 | 0
TX CHILDRENS | BE00125854 | 10PB00617 | CV BYPASS BLD ROLLER PUMP | LIVANOVA USA INC | RP150 | 17758.58 | 2025-03-10 | 0
TX CHILDRENS | BE00123447 | 10PB00612 | CV BYPASS BLD ROLLER PUMP | LIVANOVA USA INC | RP150 | 17758.58 | 2025-03-10 | 0
TX CHILDRENS | BE00125856 | 10PB00616 | CV BYPASS BLD ROLLER PUMP | LIVANOVA USA INC | RP150 | 17758.58 | 2025-03-10 | 0
TX CHILDRENS | BE00123446 | 10PB00611 | CV BYPASS BLD ROLLER PUMP | LIVANOVA USA INC | RP150 | 17758.58 | 2025-03-10 | 0
TX CHILDRENS | BE00123433 | 10PB00607 | CV BYPASS BLD ROLLER PUMP | LIVANOVA USA INC | RP150 | 17758.58 | 2025-03-10 | 0
TX CHILDRENS | BE00125855 | 10PB00614 | CV BYPASS BLD ROLLER PUMP | LIVANOVA USA INC | RP150 | 17758.58 | 2025-03-10 | 0
TX CHILDRENS | BE00123436 | 10PB00606 | CV BYPASS BLD ROLLER PUMP | LIVANOVA USA INC | RP150 | 17758.58 | 2025-03-10 | 0
TX CHILDRENS | BE00130812 | 1454 | TRANSCUTANEOUS PO2 MONITOR | SENTEC INC | tCOM+ | 17750 | 2026-06-08 | 0
TX CHILDRENS | BE00130811 | 1386 | TRANSCUTANEOUS PO2 MONITOR | SENTEC INC | tCOM+ | 17750 | 2026-06-08 | 0
TX CHILDRENS | BE00111849 | 19082013 | MICROPLATE READER | BIO-TEK INSTRUMENTS INC | SYNERGY HTX | 17739.6 | 2020-08-31 | 0
TX CHILDRENS | BE00011790 | AM102177 | LARYNGOSCOPE | VERATHON MEDICAL | COBALT AVL | 17675 | 2012-03-20 | 0
TX CHILDRENS | BE00116684 | RTL3154 | TABLE, SURGICAL, AC POWERED | IMAGE DIAGNOSTICS INC. | IDI 100RTL | 17675 | 2023-08-09 | 0
TX CHILDRENS | BE00117445 | AF22C151379 | DEFIBRILLATOR DC | ZOLL Medical Corporation | R SERIES | 17672.52 | 2027-06-13 | 0
TX CHILDRENS | BE00117446 | AF22C151384 | DEFIBRILLATOR DC | ZOLL Medical Corporation | R SERIES | 17672.52 | 2027-06-13 | 0
TX CHILDRENS | BE00126091 | ZM896945-P | SURGICAL CAMERA & ACCESSORIES | KARL STORZ ENDOSCOPY-AMERICA INC | TC 304 US | 17670 | 2024-12-10 | 0
TX CHILDRENS | BE00126094 | ZM896984-P | SURGICAL CAMERA & ACCESSORIES | KARL STORZ ENDOSCOPY-AMERICA INC | TC 304 US | 17670 | 2024-12-10 | 0
TX CHILDRENS | BE00126095 | ZM896934-P | SURGICAL CAMERA & ACCESSORIES | KARL STORZ ENDOSCOPY-AMERICA INC | TC 304 US | 17670 | 2024-12-10 | 0
TX CHILDRENS | BE00126093 | ZM896938-P | SURGICAL CAMERA & ACCESSORIES | KARL STORZ ENDOSCOPY-AMERICA INC | TC 304 US | 17670 | 2024-12-10 | 0
TX CHILDRENS | BE00117676 | ON862165-P | SURGICAL CAMERA & ACCESSORIES | KARL STORZ ENDOSCOPY-AMERICA INC | TC 304 US | 17670 | 2022-08-08 | 0
TX CHILDRENS | BE00117700 | ON862181-P | SURGICAL CAMERA & ACCESSORIES | KARL STORZ ENDOSCOPY-AMERICA INC | TC 304 US | 17670 | 2022-08-08 | 0
TX CHILDRENS | BE00126097 | ZM896932-P | SURGICAL CAMERA & ACCESSORIES | KARL STORZ ENDOSCOPY-AMERICA INC | TC 304 US | 17670 | 2024-12-10 | 0
TX CHILDRENS | BE00126098 | ZM896944-P | SURGICAL CAMERA & ACCESSORIES | KARL STORZ ENDOSCOPY-AMERICA INC | TC 304 US | 17670 | 2024-12-10 | 0
TX CHILDRENS | BE00126102 | XM893809-P | SURGICAL CAMERA & ACCESSORIES | KARL STORZ ENDOSCOPY-AMERICA INC | TC 304 US | 17670 | 2024-12-10 | 0
TX CHILDRENS | BE00126096 | ZM896929-P | SURGICAL CAMERA & ACCESSORIES | KARL STORZ ENDOSCOPY-AMERICA INC | TC 304 US | 17670 | 2024-12-10 | 0
TX CHILDRENS | BE00116516 | ON862170-P | SURGICAL CAMERA & ACCESSORIES | KARL STORZ ENDOSCOPY-AMERICA INC | TC 304 US | 17670 | 2022-08-08 | 0
TX CHILDRENS | BE00117689 | ON862186-P | SURGICAL CAMERA & ACCESSORIES | KARL STORZ ENDOSCOPY-AMERICA INC | TC 304 US | 17670 | 2022-08-08 | 0
TX CHILDRENS | BE00126092 | ZM896920-P | SURGICAL CAMERA & ACCESSORIES | KARL STORZ ENDOSCOPY-AMERICA INC | TC 304 US | 17670 | 2024-12-10 | 0
TX CHILDRENS | BE00117713 | ON862180-P | SURGICAL CAMERA & ACCESSORIES | KARL STORZ ENDOSCOPY-AMERICA INC | TC 304 US | 17670 | 2022-08-08 | 0
TX CHILDRENS | BE00126099 | ZM897379-P | SURGICAL CAMERA & ACCESSORIES | KARL STORZ ENDOSCOPY-AMERICA INC | TC 304 US | 17670 | 2024-12-10 | 0
TX CHILDRENS | BE00086958 | 225957 | TEST EQUIPMENT,NON-PATIENT | UNFORS RAYSAFE, INC | RAYSAFE X2 | 17668 | 2018-01-11 | 0
TX CHILDRENS | BE00061014 | AN011320000353 | DISPLAY, SLAVE PHYSIOLOGICAL | KARL STORZ ENDOSCOPY-AMERICA INC | MED19ESH | 17666.5 | 2015-06-29 | 0
TX CHILDRENS | BE00061558 | 300588502 | INCUBATOR CO2 | THERMO FISHER SCIENTIFIC ASHEVILLE LLC | 3311 | 17657.57 | 2024-09-19 | 0
TX CHILDRENS | BE00061559 | 300588504 | INCUBATOR CO2 | THERMO FISHER SCIENTIFIC ASHEVILLE LLC | 3311 | 17657.57 | 2024-09-19 | 0
TX CHILDRENS | BE00060903 | 393740 | MICROSCOPE | LEICA MICROSYSTEMS INC | DM IL LED | 17646.96 | 2015-06-08 | 0
TX CHILDRENS | KN215387 | 00120704 | SPECTRUM ANALYZER | AEROFLEX SYSTEMS | 2398 | 17640 | 2002-10-09 | 0
TX CHILDRENS | BE00101561 | 244600 | TEST EQUIPMENT,NON-PATIENT | UNFORS RAYSAFE, INC | RAYSAFE X2 | 17600 | 2018-01-31 | 0
TX CHILDRENS | BE00111630 | SPM19190117SA | MAINFRAME, PATIENT MONITORING | GE Medical Systems Information Tech Inc | B850 | 17597.04 | 2020-08-20 | 0
TX CHILDRENS | BE00111904 | SPM19360074SA | MAINFRAME, PATIENT MONITORING | GE Medical Systems Information Tech Inc | B850 | 17597.04 | 2020-09-25 | 0
TX CHILDRENS | BE00111633 | SPM19200055SA | MAINFRAME, PATIENT MONITORING | GE Medical Systems Information Tech Inc | B850 | 17597.04 | 2020-08-20 | 0
TX CHILDRENS | BE00111635 | SPM19200058SA | MAINFRAME, PATIENT MONITORING | GE Medical Systems Information Tech Inc | B850 | 17597.04 | 2020-08-20 | 0
TX CHILDRENS | BE00111902 | SPM19360043SA | MAINFRAME, PATIENT MONITORING | GE Medical Systems Information Tech Inc | B850 | 17597.04 | 2020-09-25 | 0
TX CHILDRENS | BE00111634 | SPM19200056SA | MAINFRAME, PATIENT MONITORING | GE Medical Systems Information Tech Inc | B850 | 17597.04 | 2020-08-20 | 0
TX CHILDRENS | BE00111906 | SPM19360102SA | MAINFRAME, PATIENT MONITORING | GE Medical Systems Information Tech Inc | B850 | 17597.04 | 2020-09-25 | 0
TX CHILDRENS | BE00111632 | SPM19200017SA | MAINFRAME, PATIENT MONITORING | GE Medical Systems Information Tech Inc | B850 | 17597.04 | 2020-08-20 | 0
TX CHILDRENS | BE00111903 | SPM19360052SA | MAINFRAME, PATIENT MONITORING | GE Medical Systems Information Tech Inc | B850 | 17597.04 | 2020-09-25 | 0
TX CHILDRENS | BE00111901 | SPM19350102SA | MAINFRAME, PATIENT MONITORING | GE Medical Systems Information Tech Inc | B850 | 17597.04 | 2020-09-25 | 0
TX CHILDRENS | BE00111631 | SPM19200011SA | MAINFRAME, PATIENT MONITORING | GE Medical Systems Information Tech Inc | B850 | 17597.04 | 2020-08-20 | 0
TX CHILDRENS | BE00111905 | SPM19360101SA | MAINFRAME, PATIENT MONITORING | GE Medical Systems Information Tech Inc | B850 | 17597.04 | 2020-09-25 | 0
TX CHILDRENS | BE00086601 | K0216-115G-0490 | MICROSCOPE | LIFE TECHNOLOGIES CORPORATION | EVOS FL | 17590.3 | 2017-11-08 | 0
TX CHILDRENS | BE00034905 | 6627501348 | SURGICAL MICROSCOPE & ACCESSOR | CARL ZEISS MEDITEC USA INC | OPMI 1 FC | 17588.15 | 2013-07-04 | 0
TX CHILDRENS | BE00034907 | 6627501347 | SURGICAL MICROSCOPE & ACCESSOR | CARL ZEISS MEDITEC USA INC | OPMI 1 FC | 17588.15 | 2013-07-04 | 0
TX CHILDRENS | BE00034906 | 6627501350 | SURGICAL MICROSCOPE & ACCESSOR | CARL ZEISS MEDITEC USA INC | OPMI 1 FC | 17588.15 | 2013-07-04 | 0
TX CHILDRENS | BE00122065 | F3CB01798M | WATER PURIFIER | EMD MILLIPORE CORPORATION | MILLI-Q EQ 7008 | 17584.69 | 2024-12-27 | 0
TX CHILDRENS | BE00122066 | F3CB01798K | WATER PURIFIER | EMD MILLIPORE CORPORATION | MILLI-Q EQ 7008 | 17584.69 | 2024-12-27 | 0
TX CHILDRENS | BE00033272 | 6627501098 | SURGICAL MICROSCOPE & ACCESSOR | CARL ZEISS MEDITEC USA INC | OPMI 1 FC | 17583.44 | 2012-08-01 | 0
TX CHILDRENS | BE00033271 | 6627501099 | SURGICAL MICROSCOPE & ACCESSOR | CARL ZEISS MEDITEC USA INC | S100 | 17583.44 | 2012-08-01 | 0
TX CHILDRENS | BE00082187 | 19027205AA0116031 | EMG | CADWELL MANUFACTURING | SIERRA SUMMIT | 17583.12 | 2017-03-03 | 0
TX CHILDRENS | BE00100952 | 989930 | OPHTHALMOLOGY CAMERA & ACCESSORIES | TOPCON AMERICA CORP | TRC-NW400 | 17535 | 2024-01-16 | 0
TX CHILDRENS | BE00118656 | 989960 | OPHTHALMOLOGY CAMERA & ACCESSORIES | TOPCON AMERICA CORP | TRC-NW400 | 17535 | 2024-01-24 | 0
TX CHILDRENS | BE00123451 | 2211410HE053 | DRYING CABINET | STEELCO USA | ID300-1 | 17530 | 2025-01-21 | 0
TX CHILDRENS | BE00064059 | 1909 | SOLVENT RECYCLER | CBG BIOTECH | SLV-99U | 17500 | 2016-12-01 | 0
TX CHILDRENS | BE00118711 | 1911410HB060 | DRYING CABINET | STEELCO USA | ID300/2 | 17500 | 2023-01-23 | 0
TX CHILDRENS | BE00108090 | GBWW60969 | RADIANT WARMER, INFANT | DATEX-OHMEDA INC | GIRAFFE WARMER | 17434.06 | 2019-05-22 | 0
TX CHILDRENS | BE00108092 | GBWW60980 | RADIANT WARMER, INFANT | DATEX-OHMEDA INC | GIRAFFE WARMER | 17434.06 | 2019-05-22 | 0
TX CHILDRENS | BE00108142 | GBWW60971 | RADIANT WARMER, INFANT | DATEX-OHMEDA INC | GIRAFFE WARMER | 17434.06 | 2019-05-22 | 0
TX CHILDRENS | BE00108091 | GBWW60979 | RADIANT WARMER, INFANT | DATEX-OHMEDA INC | GIRAFFE WARMER | 17434.06 | 2019-05-22 | 0
TX CHILDRENS | BE00108143 | GBWX60003 | RADIANT WARMER, INFANT | DATEX-OHMEDA INC | GIRAFFE WARMER | 17434.06 | 2019-05-22 | 0
TX CHILDRENS | BE00108144 | GBWW60981 | RADIANT WARMER, INFANT | DATEX-OHMEDA INC | GIRAFFE WARMER | 17434.06 | 2019-05-22 | 0
TX CHILDRENS | BE00108141 | GBWW60968 | RADIANT WARMER, INFANT | DATEX-OHMEDA INC | GIRAFFE WARMER | 17434.06 | 2019-05-22 | 0
TX CHILDRENS | BE00108145 | GBWW60973 | RADIANT WARMER, INFANT | DATEX-OHMEDA INC | GIRAFFE WARMER | 17434.06 | 2019-05-22 | 0
TX CHILDRENS | BE00108089 | GBWX60008 | RADIANT WARMER, INFANT | DATEX-OHMEDA INC | GIRAFFE WARMER | 17434.06 | 2019-05-22 | 0
TX CHILDRENS | BE00108088 | GBWW60978 | RADIANT WARMER, INFANT | DATEX-OHMEDA INC | GIRAFFE WARMER | 17434.06 | 2019-05-22 | 0
TX CHILDRENS | BE00035447 | ALV12G13 | CENTRIFUGE, REFRIGERATED | BECKMAN COULTER INC - SERVICE AGREEMENT | ALLEGRA 64R | 17423.25 | 2013-10-28 | 0
TX CHILDRENS | BE00035446 | ALV12F04 | CENTRIFUGE, REFRIGERATED | BECKMAN COULTER INC - SERVICE AGREEMENT | ALLEGRA 64R | 17423.25 | 2013-10-28 | 0
TX CHILDRENS | BE00116686 | VU222230245SA | ELECTROCARDIOGRAPH | GE Medical Systems Information Tech Inc | MAC VU360 | 17402.95 | 2023-08-09 | 0
TX CHILDRENS | BE00110542 | T9B30080DX | ELECTROSURG CUT & COAG DEVICE | CONMED CORP | VLFT10GEN | 17379.37 | 2020-03-24 | 0
TX CHILDRENS | BE00120791 | SNT23092105SA | CARDIAC MONITOR W/ RATE ALARM | GE Medical Systems Information Tech Inc | B450 | 17339.61 | 2025-05-15 | 0
TX CHILDRENS | BE00120790 | SNT23092103SA | CARDIAC MONITOR W/ RATE ALARM | GE Medical Systems Information Tech Inc | B450 | 17339.61 | 2025-05-15 | 0
TX CHILDRENS | BE00120789 | SNT23092104SA | CARDIAC MONITOR W/ RATE ALARM | GE Medical Systems Information Tech Inc | B450 | 17339.61 | 2025-05-15 | 0
TX CHILDRENS | BE00120792 | SNT23242098SA | CARDIAC MONITOR W/ RATE ALARM | GE Medical Systems Information Tech Inc | B450 | 17339.61 | 2025-05-15 | 0
TX CHILDRENS | KN205931 | 18431 | AUTOMATED SUPPLY DISPENSER | OMNICELL INC | OMNICELL | 17292.33 | 2002-04-01 | 0
TX CHILDRENS | KN205935 | 18411 | AUTOMATED SUPPLY DISPENSER | OMNICELL INC | OMNICELL | 17292.33 | 2002-04-01 | 0
TX CHILDRENS | KN205919 | 18452 | AUTOMATED SUPPLY DISPENSER | OMNICELL INC | OMNICELL | 17292.32 | 2002-04-01 | 0
TX CHILDRENS | KN205929 | 18518 | AUTOMATED SUPPLY DISPENSER | OMNICELL INC | OMNICELL | 17292.32 | 2002-04-01 | 0
TX CHILDRENS | KN205928 | 18429 | AUTOMATED SUPPLY DISPENSER | OMNICELL INC | OMNICELL | 17292.32 | 2002-04-01 | 0
TX CHILDRENS | BE00109485 | 203891 | INJECTOR, DYE | BAYER CORPORATION | MARK 7 ARTERION | 17281 | 2019-05-17 | 0
TX CHILDRENS | BE00109487 | 105079 | INJECTOR, DYE | BAYER CORPORATION | MARK 7 ARTERION | 17281 | 2019-05-17 | 0
TX CHILDRENS | BE00109488 | 204056 | INJECTOR, DYE | BAYER CORPORATION | MARK 7 ARTERION | 17281 | 2019-05-17 | 0
TX CHILDRENS | BE00109486 | 204053 | INJECTOR, DYE | BAYER CORPORATION | MARK 7 ARTERION | 17281 | 2019-05-17 | 0
TX CHILDRENS | BE00101629 | AF17F067899 | DEFIBRILLATOR DC | ZOLL Medical Corporation | R SERIES | 17234.1 | 2018-07-17 | 0
TX CHILDRENS | BE00082816 | SCN-20160307-02 | SURGICAL CAMERA & ACCESSORIES | KARL STORZ ENDOSCOPY-AMERICA INC | SC001E2D1 | 17233.75 | 2017-04-20 | 0
TX CHILDRENS | BE00082815 | SCN-20160307-01 | SURGICAL CAMERA & ACCESSORIES | KARL STORZ ENDOSCOPY-AMERICA INC | SC001E2D1 | 17233.75 | 2017-04-20 | 0
TX CHILDRENS | BE00012830 | 6627501010 | SURGICAL MICROSCOPE & ACCESSOR | CARL ZEISS MEDITEC USA INC | OPMI 1 FC | 17208.92 | 2011-04-07 | 0
TX CHILDRENS | BE00012829 | 6627501012 | SURGICAL MICROSCOPE & ACCESSOR | CARL ZEISS MEDITEC USA INC | OPMI 1 FC | 17208.92 | 2011-04-07 | 0
TX CHILDRENS | BE00126952 | PM35901 | DVD PLAYER / RECORDER | KARL STORZ ENDOSCOPY-AMERICA INC | WD300 | 17203.96 | 2025-02-22 | 0
TX CHILDRENS | BE00121395 | PM36006 | DVD PLAYER / RECORDER | KARL STORZ ENDOSCOPY-AMERICA INC | WD300 | 17203.96 | 2025-12-08 | 0
TX CHILDRENS | BE00126951 | PM35900 | DVD PLAYER / RECORDER | KARL STORZ ENDOSCOPY-AMERICA INC | WD300 | 17203.96 | 2025-02-22 | 0
TX CHILDRENS | BE00126953 | PM35936 | DVD PLAYER / RECORDER | KARL STORZ ENDOSCOPY-AMERICA INC | WD300 | 17203.96 | 2025-02-22 | 0
TX CHILDRENS | BE00126408 | PM35760 | DVD PLAYER / RECORDER | KARL STORZ ENDOSCOPY-AMERICA INC | WD350-KT | 17203.96 | 2024-10-24 | 0
TX CHILDRENS | BE00127105 | PM35929 | DVD PLAYER / RECORDER | KARL STORZ ENDOSCOPY-AMERICA INC | WD300 | 17203.96 | 2025-12-08 | 0
TX CHILDRENS | BE00121397 | PM36010 | DVD PLAYER / RECORDER | KARL STORZ ENDOSCOPY-AMERICA INC | WD300 | 17203.96 | 2025-12-08 | 0
TX CHILDRENS | BE00121949 | RM36316 | DVD PLAYER / RECORDER | KARL STORZ ENDOSCOPY-AMERICA INC | WD350-KT | 17203.96 | 2024-10-24 | 0
TX CHILDRENS | BE00121063 | PM36001 | DVD PLAYER / RECORDER | KARL STORZ ENDOSCOPY-AMERICA INC | WD300 | 17203.96 | 2025-12-08 | 0
TX CHILDRENS | BE00121399 | PM36004 | DVD PLAYER / RECORDER | KARL STORZ ENDOSCOPY-AMERICA INC | WD300 | 17203.96 | 2025-12-08 | 0
TX CHILDRENS | BE00120199 | PM35958 | DVD PLAYER / RECORDER | KARL STORZ ENDOSCOPY-AMERICA INC | WD300 | 17203.96 | 2025-12-08 | 0
TX CHILDRENS | BE00126950 | PM35939 | DVD PLAYER / RECORDER | KARL STORZ ENDOSCOPY-AMERICA INC | WD300 | 17203.96 | 2025-02-22 | 0
TX CHILDRENS | BE00126455 | RM36315 | DVD PLAYER / RECORDER | KARL STORZ ENDOSCOPY-AMERICA INC | WD350-KT | 17203.96 | 2024-10-24 | 0
TX CHILDRENS | BE00126423 | PM35770 | DVD PLAYER / RECORDER | KARL STORZ ENDOSCOPY-AMERICA INC | WD300 | 17203.96 | 2024-12-10 | 0
TX CHILDRENS | BE00061333 | HDJS52697 | RADIANT WARMER, INFANT | DATEX-OHMEDA INC | GIRAFFE WARMER | 17201.28 | 2014-12-25 | 0
TX CHILDRENS | BE00120182 | SNR20350049SA | MAINFRAME, PATIENT MONITORING | GE Medical Systems Information Tech Inc | B850 | 17193.14 | 2023-09-15 | 0
TX CHILDRENS | BE00120974 | SNR20360015SA | MAINFRAME, PATIENT MONITORING | GE Medical Systems Information Tech Inc | B850 | 17193.14 | 2023-09-15 | 0
TX CHILDRENS | BE00120184 | SNR20360002SA | MAINFRAME, PATIENT MONITORING | GE Medical Systems Information Tech Inc | B850 | 17193.14 | 2023-09-15 | 0
TX CHILDRENS | BE00120186 | SNR20360008SA | MAINFRAME, PATIENT MONITORING | GE Medical Systems Information Tech Inc | B850 | 17193.14 | 2023-09-15 | 0
TX CHILDRENS | BE00116468 | SNR20350041SA | MAINFRAME, PATIENT MONITORING | GE Medical Systems Information Tech Inc | B850 | 17193.14 | 2023-09-15 | 0
TX CHILDRENS | BE00120181 | SNR20350046SA | MAINFRAME, PATIENT MONITORING | GE Medical Systems Information Tech Inc | B850 | 17193.14 | 2023-09-15 | 0
TX CHILDRENS | BE00120183 | SNR20350052SA | MAINFRAME, PATIENT MONITORING | GE Medical Systems Information Tech Inc | B850 | 17193.14 | 2023-09-15 | 0
TX CHILDRENS | BE00120178 | SNR20350006SA | MAINFRAME, PATIENT MONITORING | GE Medical Systems Information Tech Inc | B850 | 17193.14 | 2023-09-15 | 0
TX CHILDRENS | BE00120187 | SNR20360009SA | MAINFRAME, PATIENT MONITORING | GE Medical Systems Information Tech Inc | B850 | 17193.14 | 2023-09-15 | 0
TX CHILDRENS | BE00120975 | SNR20360022SA | MAINFRAME, PATIENT MONITORING | GE Medical Systems Information Tech Inc | B850 | 17193.14 | 2023-09-15 | 0
TX CHILDRENS | BE00120976 | SNR20360026SA | MAINFRAME, PATIENT MONITORING | GE Medical Systems Information Tech Inc | B850 | 17193.14 | 2023-09-15 | 0
TX CHILDRENS | BE00120179 | SNR20350016SA | MAINFRAME, PATIENT MONITORING | GE Medical Systems Information Tech Inc | B850 | 17193.14 | 2023-09-15 | 0
TX CHILDRENS | BE00120188 | SNR20360011SA | MAINFRAME, PATIENT MONITORING | GE Medical Systems Information Tech Inc | B850 | 17193.14 | 2023-09-15 | 0
TX CHILDRENS | BE00120973 | SNR20360014SA | MAINFRAME, PATIENT MONITORING | GE Medical Systems Information Tech Inc | B850 | 17193.14 | 2023-09-15 | 0
TX CHILDRENS | BE00120185 | SNR20360006SA | MAINFRAME, PATIENT MONITORING | GE Medical Systems Information Tech Inc | B850 | 17193.14 | 2023-09-15 | 0
TX CHILDRENS | BE00120180 | SNR20350018SA | MAINFRAME, PATIENT MONITORING | GE Medical Systems Information Tech Inc | B850 | 17193.14 | 2023-09-15 | 0
TX CHILDRENS | BE00060658 | 11374333 | ARGON BEAM COAGULATOR ESU | Erbe USA Incorporated | APC 2 | 17143 | 2015-03-13 | 0
TX CHILDRENS | KN222992 | C6B V03 | LATHE, MACHINE | EMCO Maier Corp | SUPER 11 CD | 17140 | 2004-09-30 | 0
TX CHILDRENS | BE00130815 | AF24I180681 | DEFIBRILLATOR DC | ZOLL Medical Corporation | R SERIES | 17113.99 | 2030-05-08 | 0
TX CHILDRENS | BE00130087 | AF24I180683 | DEFIBRILLATOR DC | ZOLL Medical Corporation | R SERIES | 17113.99 | 2030-03-24 | 0
TX CHILDRENS | BE00128839 | AF24J181090 | DEFIBRILLATOR DC | ZOLL Medical Corporation | R SERIES | 17113.99 | 2029-10-15 | 0
TX CHILDRENS | BE00130814 | AF24I180679 | DEFIBRILLATOR DC | ZOLL Medical Corporation | R SERIES | 17113.99 | 2030-05-08 | 0
TX CHILDRENS | BE00128810 | AF24D176753 | DEFIBRILLATOR DC | ZOLL Medical Corporation | R SERIES | 17113.99 | 2029-10-07 | 0
TX CHILDRENS | BE00130816 | AF24I180682 | DEFIBRILLATOR DC | ZOLL Medical Corporation | R SERIES | 17113.99 | 2030-05-08 | 0
TX CHILDRENS | BE00130086 | AF24I180426 | DEFIBRILLATOR DC | ZOLL Medical Corporation | R SERIES | 17113.99 | 2030-03-24 | 0
TX CHILDRENS | BE00126644 | AF24D176752 | DEFIBRILLATOR DC | ZOLL Medical Corporation | R SERIES | 17113.99 | 2029-08-15 | 0
TX CHILDRENS | BE00122078 | 300586639 | INCUBATOR CO2 | THERMO FISHER SCIENTIFIC ASHEVILLE LLC | 3950 | 17084.82 | 2024-12-27 | 0
TX CHILDRENS | BE00102359 | (21)AF20E116815 | DEFIBRILLATOR DC | ZOLL Medical Corporation | R SERIES | 17078.1 | 2021-07-31 | 0
TX CHILDRENS | KN217095 | 23104 | AUTOMATED SUPPLY DISPENSER | OMNICELL INC | OMNICELL | 17052 | 2003-08-01 | 0
TX CHILDRENS | KN217094 | 23105 | AUTOMATED SUPPLY DISPENSER | OMNICELL INC | OMNICELL | 17052 | 2003-08-01 | 0
TX CHILDRENS | BE00123971 | 57800017 | EXERCISE EQUIP, POWERED | POWER PLATE | POWERPLATE PRO 7 | 17033.48 | 2024-11-02 | 0
TX CHILDRENS | BE00063464 | 7442626 | COMPUTER - VIDEO CAPTURE SYSTEM | OLYMPUS AMERICA INC | IMH-20 | 17014.5 | 2015-12-21 | 0
TX CHILDRENS | BE00123437 | 10PS00601 | CV BYPASS BLD ROLLER PUMP | LIVANOVA USA INC | RP85 | 17007.9 | 2025-03-10 | 0
TX CHILDRENS | BE00123445 | 10PS00864 | CV BYPASS BLD ROLLER PUMP | LIVANOVA USA INC | RP85 | 17007.9 | 2025-03-10 | 0
TX CHILDRENS | BE00123438 | 10PS00660 | CV BYPASS BLD ROLLER PUMP | LIVANOVA USA INC | RP85 | 17007.9 | 2025-03-10 | 0
TX CHILDRENS | BE00123462 | 10PS00663 | CV BYPASS BLD ROLLER PUMP | LIVANOVA USA INC | RP85 | 17007.9 | 2025-03-10 | 0
TX CHILDRENS | BE00123463 | 10PS00662 | CV BYPASS BLD ROLLER PUMP | LIVANOVA USA INC | RP85 | 17007.9 | 2025-03-10 | 0
TX CHILDRENS | BE00123449 | 10PS00665 | CV BYPASS BLD ROLLER PUMP | LIVANOVA USA INC | RP85 | 17007.9 | 2025-03-10 | 0
TX CHILDRENS | BE00033973 | 1005-REX | VARIABLE WAVELENGTH DETECTOR | WYATT MEDICAL EQUIPMENT | WREX-14 | 17000 | 2011-09-07 | 0
TX CHILDRENS | BE00126411 | 21311045 | DVD PLAYER / RECORDER | KARL STORZ ENDOSCOPY-AMERICA INC | AIDA 1-KS | 17000 | 2024-10-24 | 0
TX CHILDRENS | BE00126078 | YM895087-P | SURGICAL CAMERA & ACCESSORIES | KARL STORZ ENDOSCOPY-AMERICA INC | TC 201 US | 17000 | 2024-12-10 | 0
TX CHILDRENS | BE00126075 | YM895037-P | SURGICAL CAMERA & ACCESSORIES | KARL STORZ ENDOSCOPY-AMERICA INC | TC 201 US | 17000 | 2024-12-10 | 0
TX CHILDRENS | BE00126079 | YM895091-P | SURGICAL CAMERA & ACCESSORIES | KARL STORZ ENDOSCOPY-AMERICA INC | TC 201 US | 17000 | 2024-12-10 | 0
TX CHILDRENS | BE00117670 | TN866660-P | SURGICAL CAMERA & ACCESSORIES | KARL STORZ ENDOSCOPY-AMERICA INC | TC 201 US | 17000 | 2022-08-08 | 0
TX CHILDRENS | BE00126074 | YM895082-P | SURGICAL CAMERA & ACCESSORIES | KARL STORZ ENDOSCOPY-AMERICA INC | TC 201 US | 17000 | 2024-12-10 | 0
TX CHILDRENS | BE00126073 | YM895054-P | SURGICAL CAMERA & ACCESSORIES | KARL STORZ ENDOSCOPY-AMERICA INC | TC 201 US | 17000 | 2024-12-10 | 0
TX CHILDRENS | BE00117701 | TN866664-P | SURGICAL CAMERA & ACCESSORIES | KARL STORZ ENDOSCOPY-AMERICA INC | TC 201 US | 17000 | 2022-08-08 | 0
TX CHILDRENS | BE00126077 | YM895083-P | SURGICAL CAMERA & ACCESSORIES | KARL STORZ ENDOSCOPY-AMERICA INC | TC 201 US | 17000 | 2024-12-10 | 0
TX CHILDRENS | BE00117714 | TN866644-P | SURGICAL CAMERA & ACCESSORIES | KARL STORZ ENDOSCOPY-AMERICA INC | TC 201 US | 17000 | 2022-08-08 | 0
TX CHILDRENS | BE00126081 | YM895031-P | SURGICAL CAMERA & ACCESSORIES | KARL STORZ ENDOSCOPY-AMERICA INC | TC 201 US | 17000 | 2024-12-10 | 0
TX CHILDRENS | KN223473 | 37360014967 | COMPUTER & PERIPHERALS | DELL MARKETING LP | H5V6S1J | 17000 | 2006-10-11 | 0
TX CHILDRENS | BE00117690 | TN866084-P | SURGICAL CAMERA & ACCESSORIES | KARL STORZ ENDOSCOPY-AMERICA INC | TC 201 US | 17000 | 2022-08-08 | 0
TX CHILDRENS | BE00126076 | YM895092-P | SURGICAL CAMERA & ACCESSORIES | KARL STORZ ENDOSCOPY-AMERICA INC | TC 201 US | 17000 | 2024-12-10 | 0
TX CHILDRENS | BE00117677 | TN866659-P | SURGICAL CAMERA & ACCESSORIES | KARL STORZ ENDOSCOPY-AMERICA INC | TC 201 US | 17000 | 2022-08-08 | 0
TX CHILDRENS | BE00126100 | XM892509-P | SURGICAL CAMERA & ACCESSORIES | KARL STORZ ENDOSCOPY-AMERICA INC | TC 201 US | 17000 | 2024-12-10 | 0
TX CHILDRENS | BE00126080 | YM895032-P | SURGICAL CAMERA & ACCESSORIES | KARL STORZ ENDOSCOPY-AMERICA INC | TC 201 US | 17000 | 2024-12-10 | 0
TX CHILDRENS | BE00086653 | GSHV60053 | UNINTERRUPTABLE POWER SUPPLY | DATEX-OHMEDA INC | GIRAFFE SHUTTLE | 16991.94 | 2017-11-22 | 0
TX CHILDRENS | BE00086655 | GSHV60052 | UNINTERRUPTABLE POWER SUPPLY | DATEX-OHMEDA INC | GIRAFFE SHUTTLE | 16991.94 | 2017-11-22 | 0
TX CHILDRENS | BE00086649 | GSHV60016 | UNINTERRUPTABLE POWER SUPPLY | DATEX-OHMEDA INC | GIRAFFE SHUTTLE | 16991.94 | 2017-11-22 | 0
TX CHILDRENS | BE00086651 | GSHV60054 | UNINTERRUPTABLE POWER SUPPLY | DATEX-OHMEDA INC | GIRAFFE SHUTTLE | 16991.94 | 2017-11-22 | 0
TX CHILDRENS | BE00100026 | 11423854 | ARGON BEAM COAGULATOR ESU | Erbe USA Incorporated | APC 2 | 16990 | 2018-03-12 | 0
TX CHILDRENS | BE00103584 | 11443143 | ARGON BEAM COAGULATOR ESU | Erbe USA Incorporated | APC 2 | 16990 | 2019-05-05 | 0
TX CHILDRENS | BE00121800 | AF20H121022 | DEFIBRILLATOR DC | ZOLL Medical Corporation | R SERIES | 16979.63 | 2028-10-15 | 0
TX CHILDRENS | BE00127268 | AF23I170923 | DEFIBRILLATOR DC | ZOLL Medical Corporation | R SERIES | 16979.63 | 2029-01-02 | 0
TX CHILDRENS | BE00121766 | AF23C165331 | DEFIBRILLATOR DC | ZOLL Medical Corporation | R SERIES | 16979.63 | 2028-10-15 | 0
TX CHILDRENS | BE00121776 | AF23C165360 | DEFIBRILLATOR DC | ZOLL Medical Corporation | R SERIES | 16979.63 | 2028-10-15 | 0
TX CHILDRENS | BE00121757 | AF23C165335 | DEFIBRILLATOR DC | ZOLL Medical Corporation | R SERIES | 16979.63 | 2028-10-15 | 0
TX CHILDRENS | BE00121798 | AF23C165326 | DEFIBRILLATOR DC | ZOLL Medical Corporation | R SERIES | 16979.63 | 2028-10-15 | 0
TX CHILDRENS | BE00121780 | AF23B165297 | DEFIBRILLATOR DC | ZOLL Medical Corporation | R SERIES | 16979.63 | 2028-10-15 | 0
TX CHILDRENS | BE00121793 | AF23C165333 | DEFIBRILLATOR DC | ZOLL Medical Corporation | R SERIES | 16979.63 | 2028-10-15 | 0
TX CHILDRENS | BE00121795 | AF23B165307 | DEFIBRILLATOR DC | ZOLL Medical Corporation | R SERIES | 16979.63 | 2028-10-15 | 0
TX CHILDRENS | BE00121778 | AF23C165328 | DEFIBRILLATOR DC | ZOLL Medical Corporation | R SERIES | 16979.63 | 2028-10-15 | 0
TX CHILDRENS | BE00121759 | AF23B165304 | DEFIBRILLATOR DC | ZOLL Medical Corporation | R SERIES | 16979.63 | 2028-10-15 | 0
TX CHILDRENS | BE00121756 | AF23C165339 | DEFIBRILLATOR DC | ZOLL Medical Corporation | R SERIES | 16979.63 | 2028-10-15 | 0
TX CHILDRENS | BE00121791 | AF23C165325 | DEFIBRILLATOR DC | ZOLL Medical Corporation | R SERIES | 16979.63 | 2028-10-15 | 0
TX CHILDRENS | BE00121761 | AF23B165322 | DEFIBRILLATOR DC | ZOLL Medical Corporation | R SERIES | 16979.63 | 2028-10-15 | 0
TX CHILDRENS | BE00121786 | AF23B165319 | DEFIBRILLATOR DC | ZOLL Medical Corporation | R SERIES | 16979.63 | 2028-10-15 | 0
TX CHILDRENS | BE00121784 | AF23B165311 | DEFIBRILLATOR DC | ZOLL Medical Corporation | R SERIES | 16979.63 | 2028-10-15 | 0
TX CHILDRENS | BE00121765 | AF23C165341 | DEFIBRILLATOR DC | ZOLL Medical Corporation | R SERIES | 16979.63 | 2028-10-15 | 0
TX CHILDRENS | BE00121770 | AF23C165337 | DEFIBRILLATOR DC | ZOLL Medical Corporation | R SERIES | 16979.63 | 2028-10-15 | 0
TX CHILDRENS | BE00121774 | AF20H120885 | DEFIBRILLATOR DC | ZOLL Medical Corporation | R SERIES | 16979.63 | 2028-10-15 | 0
TX CHILDRENS | BE00128590 | AF23G169124 | DEFIBRILLATOR DC | ZOLL Medical Corporation | R SERIES | 16979.63 | 2028-07-19 | 0
TX CHILDRENS | BE00121788 | AF23B165323 | DEFIBRILLATOR DC | ZOLL Medical Corporation | R SERIES | 16979.63 | 2028-10-15 | 0
TX CHILDRENS | BE00121792 | AF23C165334 | DEFIBRILLATOR DC | ZOLL Medical Corporation | R SERIES | 16979.63 | 2028-10-15 | 0
TX CHILDRENS | BE00121764 | AF23C165342 | DEFIBRILLATOR DC | ZOLL Medical Corporation | R SERIES | 16979.63 | 2028-10-15 | 0
TX CHILDRENS | BE00121785 | AF23C165361 | DEFIBRILLATOR DC | ZOLL Medical Corporation | R SERIES | 16979.63 | 2028-10-15 | 0
TX CHILDRENS | BE00120406 | AF23D167371 | DEFIBRILLATOR DC | ZOLL Medical Corporation | R SERIES | 16979.63 | 2028-06-05 | 0
TX CHILDRENS | BE00127267 | AF23I170919 | DEFIBRILLATOR DC | ZOLL Medical Corporation | R SERIES | 16979.63 | 2029-01-02 | 0
TX CHILDRENS | BE00121762 | AF23B165303 | DEFIBRILLATOR DC | ZOLL Medical Corporation | R SERIES | 16979.63 | 2028-10-15 | 0
TX CHILDRENS | BE00121771 | AF23B165316 | DEFIBRILLATOR DC | ZOLL Medical Corporation | R SERIES | 16979.63 | 2028-10-15 | 0
TX CHILDRENS | BE00121758 | AF23C165338 | DEFIBRILLATOR DC | ZOLL Medical Corporation | R SERIES | 16979.63 | 2028-10-15 | 0
TX CHILDRENS | BE00121769 | AF22L163399 | DEFIBRILLATOR DC | ZOLL Medical Corporation | R SERIES | 16979.63 | 2028-10-15 | 0
TX CHILDRENS | BE00121768 | AF23B165301 | DEFIBRILLATOR DC | ZOLL Medical Corporation | R SERIES | 16979.63 | 2028-10-15 | 0
TX CHILDRENS | BE00121783 | AF22L163129 | DEFIBRILLATOR DC | ZOLL Medical Corporation | R SERIES | 16979.63 | 2028-10-15 | 0
TX CHILDRENS | BE00121777 | AF22L163129 | DEFIBRILLATOR DC | ZOLL Medical Corporation | R SERIES | 16979.63 | 2028-10-15 | 0
TX CHILDRENS | BE00121789 | AF23B165296 | DEFIBRILLATOR DC | ZOLL Medical Corporation | R SERIES | 16979.63 | 2028-10-15 | 0
TX CHILDRENS | BE00121790 | AF23B165318 | DEFIBRILLATOR DC | ZOLL Medical Corporation | R SERIES | 16979.63 | 2028-10-15 | 0
TX CHILDRENS | BE00121772 | AF23B165320 | DEFIBRILLATOR DC | ZOLL Medical Corporation | R SERIES | 16979.63 | 2028-10-15 | 0
TX CHILDRENS | BE00121794 | AF23B165310 | DEFIBRILLATOR DC | ZOLL Medical Corporation | R SERIES | 16979.63 | 2028-10-15 | 0
TX CHILDRENS | BE00121773 | AF23B165299 | DEFIBRILLATOR DC | ZOLL Medical Corporation | R SERIES | 16979.63 | 2028-10-15 | 0
TX CHILDRENS | BE00121799 | AF23B165321 | DEFIBRILLATOR DC | ZOLL Medical Corporation | R SERIES | 16979.63 | 2028-10-15 | 0
TX CHILDRENS | BE00119999 | AF22I160459 | DEFIBRILLATOR DC | ZOLL Medical Corporation | R SERIES | 16979.63 | 2028-03-06 | 0
TX CHILDRENS | BE00120000 | AF22I160480 | DEFIBRILLATOR DC | ZOLL Medical Corporation | R SERIES | 16979.63 | 2028-03-06 | 0
TX CHILDRENS | BE00121763 | AF23C165340 | DEFIBRILLATOR DC | ZOLL Medical Corporation | R SERIES | 16979.63 | 2028-10-15 | 0
TX CHILDRENS | BE00121775 | AF23C165330 | DEFIBRILLATOR DC | ZOLL Medical Corporation | R SERIES | 16979.63 | 2028-10-15 | 0
TX CHILDRENS | BE00121753 | AF23B165306 | DEFIBRILLATOR DC | ZOLL Medical Corporation | R SERIES | 16979.63 | 2028-10-15 | 0
TX CHILDRENS | BE00121767 | AF23B165313 | DEFIBRILLATOR DC | ZOLL Medical Corporation | R SERIES | 16979.63 | 2028-10-15 | 0
TX CHILDRENS | BE00121755 | AF23B165302 | DEFIBRILLATOR DC | ZOLL Medical Corporation | R SERIES | 16979.63 | 2028-10-15 | 0
TX CHILDRENS | BE00121752 | AF23B165312 | DEFIBRILLATOR DC | ZOLL Medical Corporation | R SERIES | 16979.63 | 2028-10-15 | 0
TX CHILDRENS | BE00121754 | AF23C165327 | DEFIBRILLATOR DC | ZOLL Medical Corporation | R SERIES | 16979.63 | 2028-10-15 | 0
TX CHILDRENS | BE00121801 | AF20I123740 | DEFIBRILLATOR DC | ZOLL Medical Corporation | R SERIES | 16979.63 | 2028-10-15 | 0
TX CHILDRENS | BE00121802 | AF23B165317 | DEFIBRILLATOR DC | ZOLL Medical Corporation | R SERIES | 16979.63 | 2028-10-15 | 0
TX CHILDRENS | BE00121796 | AF23B165305 | DEFIBRILLATOR DC | ZOLL Medical Corporation | R SERIES | 16979.63 | 2028-10-15 | 0
TX CHILDRENS | BE00121760 | AF23B165308 | DEFIBRILLATOR DC | ZOLL Medical Corporation | R SERIES | 16979.63 | 2028-10-15 | 0
TX CHILDRENS | BE00121781 | AF23B165315 | DEFIBRILLATOR DC | ZOLL Medical Corporation | R SERIES | 16979.63 | 2028-10-15 | 0
TX CHILDRENS | BE00121779 | AF23B165300 | DEFIBRILLATOR DC | ZOLL Medical Corporation | R SERIES | 16979.63 | 2028-10-15 | 0
TX CHILDRENS | BE00121787 | AF23B165314 | DEFIBRILLATOR DC | ZOLL Medical Corporation | R SERIES | 16979.63 | 2028-10-15 | 0
TX CHILDRENS | BE00124343 | AF23L173810 | DEFIBRILLATOR DC | ZOLL Medical Corporation | R SERIES | 16979.63 | 2029-01-11 | 0
TX CHILDRENS | BE00128666 | AF23G169123 | DEFIBRILLATOR DC | ZOLL Medical Corporation | R SERIES | 16979.63 | 2028-07-19 | 0
TX CHILDRENS | BE00121782 | AF23C165324 | DEFIBRILLATOR DC | ZOLL Medical Corporation | R SERIES | 16979.63 | 2028-10-15 | 0
TX CHILDRENS | BE00121797 | AF23B165298 | DEFIBRILLATOR DC | ZOLL Medical Corporation | R SERIES | 16979.63 | 2028-10-15 | 0
TX CHILDRENS | BE00120405 | AF23C165795 | DEFIBRILLATOR DC | ZOLL Medical Corporation | R SERIES | 16979.63 | 2028-06-05 | 0
TX CHILDRENS | KN216721 | 451382 | MICROSCOPE | NIKON INSTRUMENT INC | ECLIPSE 80i | 16979.2 | 2007-01-05 | 0
TX CHILDRENS | BE00010564 | 43677 | CYTOGENETIC DRYING CHAMBER | VENTURDYNE IND. (THERMOTRON) | CDS-5 | 16960 | 2005-08-09 | 0
TX CHILDRENS | BE00124018 | 3T0S273539 | HEMODIALYSIS SYSTEM ACCESSORY | FRESENIUS USA MARKETING INC | 2008T | 16950 | 2024-10-11 | 3000
TX CHILDRENS | BE00124012 | 3T0S273448 | HEMODIALYSIS SYSTEM ACCESSORY | FRESENIUS USA MARKETING INC | 2008T | 16950 | 2024-10-11 | 3000
TX CHILDRENS | BE00124014 | 3T0S273494 | HEMODIALYSIS SYSTEM ACCESSORY | FRESENIUS USA MARKETING INC | 2008T | 16950 | 2024-10-11 | 3000
TX CHILDRENS | BE00124019 | 3T0S273563 | HEMODIALYSIS SYSTEM ACCESSORY | FRESENIUS USA MARKETING INC | 2008T | 16950 | 2024-10-11 | 3000
TX CHILDRENS | BE00124017 | 3T0S273537 | HEMODIALYSIS SYSTEM ACCESSORY | FRESENIUS USA MARKETING INC | 2008T | 16950 | 2024-10-11 | 3000
TX CHILDRENS | BE00124015 | 3T0S273528 | HEMODIALYSIS SYSTEM ACCESSORY | FRESENIUS USA MARKETING INC | 2008T | 16950 | 2024-10-11 | 3000
TX CHILDRENS | BE00124013 | 3T0S273472 | HEMODIALYSIS SYSTEM ACCESSORY | FRESENIUS USA MARKETING INC | 2008T | 16950 | 2024-10-11 | 3000
TX CHILDRENS | BE00124016 | 3T0S273530 | HEMODIALYSIS SYSTEM ACCESSORY | FRESENIUS USA MARKETING INC | 2008T | 16950 | 2024-10-11 | 3000
TX CHILDRENS | BE00114089 | 11483090 | ARGON BEAM COAGULATOR ESU | Erbe USA Incorporated | APC 2 | 16917.88 | 2021-10-31 | 0
TX CHILDRENS | BE00087764 | SKA16510128SA | MAINFRAME, PATIENT MONITORING | GE Medical Systems Information Tech Inc | B850 | 16894.8 | 2018-02-07 | 0
TX CHILDRENS | BE00087793 | SKA16510222SA | MAINFRAME, PATIENT MONITORING | GE Medical Systems Information Tech Inc | B850 | 16894.8 | 2018-02-07 | 0
TX CHILDRENS | BE00087766 | SKA16510174SA | MAINFRAME, PATIENT MONITORING | GE Medical Systems Information Tech Inc | B850 | 16894.8 | 2018-02-07 | 0
TX CHILDRENS | BE00087785 | SKA16510210SA | MAINFRAME, PATIENT MONITORING | GE Medical Systems Information Tech Inc | B850 | 16894.8 | 2018-02-07 | 0
TX CHILDRENS | BE00087789 | SKA16510215SA | MAINFRAME, PATIENT MONITORING | GE Medical Systems Information Tech Inc | B850 | 16894.8 | 2018-02-07 | 0
TX CHILDRENS | BE00087773 | SKA16510186SA | MAINFRAME, PATIENT MONITORING | GE Medical Systems Information Tech Inc | B850 | 16894.8 | 2018-02-07 | 0
TX CHILDRENS | BE00087774 | SKA16510187SA | MAINFRAME, PATIENT MONITORING | GE Medical Systems Information Tech Inc | B850 | 16894.8 | 2018-02-07 | 0
TX CHILDRENS | BE00087768 | SKA16510178SA | MAINFRAME, PATIENT MONITORING | GE Medical Systems Information Tech Inc | B850 | 16894.8 | 2018-02-07 | 0
TX CHILDRENS | BE00087786 | SKA16510211SA | MAINFRAME, PATIENT MONITORING | GE Medical Systems Information Tech Inc | B850 | 16894.8 | 2018-02-07 | 0
TX CHILDRENS | BE00087771 | SKA16510184SA | MAINFRAME, PATIENT MONITORING | GE Medical Systems Information Tech Inc | B850 | 16894.8 | 2018-02-07 | 0
TX CHILDRENS | BE00087783 | SKA16510207SA | MAINFRAME, PATIENT MONITORING | GE Medical Systems Information Tech Inc | B850 | 16894.8 | 2018-02-07 | 0
TX CHILDRENS | BE00087777 | SKA16510190SA | MAINFRAME, PATIENT MONITORING | GE Medical Systems Information Tech Inc | B850 | 16894.8 | 2018-02-07 | 0
TX CHILDRENS | BE00087790 | SKA16510216SA | MAINFRAME, PATIENT MONITORING | GE Medical Systems Information Tech Inc | B850 | 16894.8 | 2018-02-07 | 0
TX CHILDRENS | BE00087765 | SKA16510129SA | MAINFRAME, PATIENT MONITORING | GE Medical Systems Information Tech Inc | B850 | 16894.8 | 2018-02-07 | 0
TX CHILDRENS | BE00087781 | SKA16510204SA | MAINFRAME, PATIENT MONITORING | GE Medical Systems Information Tech Inc | B850 | 16894.8 | 2018-02-07 | 0
TX CHILDRENS | BE00087794 | SKA16510225SA | MAINFRAME, PATIENT MONITORING | GE Medical Systems Information Tech Inc | B850 | 16894.8 | 2018-02-07 | 0
TX CHILDRENS | BE00087782 | SKA16510205SA | MAINFRAME, PATIENT MONITORING | GE Medical Systems Information Tech Inc | B850 | 16894.8 | 2018-02-07 | 0
TX CHILDRENS | BE00087795 | SKA16510230SA | MAINFRAME, PATIENT MONITORING | GE Medical Systems Information Tech Inc | B850 | 16894.8 | 2018-02-07 | 0
TX CHILDRENS | BE00087769 | SKA16510179SA | MAINFRAME, PATIENT MONITORING | GE Medical Systems Information Tech Inc | B850 | 16894.8 | 2018-02-07 | 0
TX CHILDRENS | BE00087763 | SKA16510108SA | MAINFRAME, PATIENT MONITORING | GE Medical Systems Information Tech Inc | B850 | 16894.8 | 2018-02-07 | 0
TX CHILDRENS | BE00087788 | SKA16510214SA | MAINFRAME, PATIENT MONITORING | GE Medical Systems Information Tech Inc | B850 | 16894.8 | 2018-02-07 | 0
TX CHILDRENS | BE00087800 | SKA16510239SA | MAINFRAME, PATIENT MONITORING | GE Medical Systems Information Tech Inc | B850 | 16894.8 | 2018-02-07 | 0
TX CHILDRENS | BE00087798 | SKA16510235SA | MAINFRAME, PATIENT MONITORING | GE Medical Systems Information Tech Inc | B850 | 16894.8 | 2018-02-07 | 0
TX CHILDRENS | BE00087775 | SKA16510188SA | MAINFRAME, PATIENT MONITORING | GE Medical Systems Information Tech Inc | B850 | 16894.8 | 2018-02-07 | 0
TX CHILDRENS | BE00087778 | SKA16510193SA | MAINFRAME, PATIENT MONITORING | GE Medical Systems Information Tech Inc | B850 | 16894.8 | 2018-02-07 | 0
TX CHILDRENS | BE00087792 | SKA16510221SA | MAINFRAME, PATIENT MONITORING | GE Medical Systems Information Tech Inc | B850 | 16894.8 | 2018-02-07 | 0
TX CHILDRENS | BE00087776 | SKA16510189SA | MAINFRAME, PATIENT MONITORING | GE Medical Systems Information Tech Inc | B850 | 16894.8 | 2018-02-07 | 0
TX CHILDRENS | BE00087779 | SKA16510195SA | MAINFRAME, PATIENT MONITORING | GE Medical Systems Information Tech Inc | B850 | 16894.8 | 2018-02-07 | 0
TX CHILDRENS | BE00087791 | SKA16510219SA | MAINFRAME, PATIENT MONITORING | GE Medical Systems Information Tech Inc | B850 | 16894.8 | 2018-02-07 | 0
TX CHILDRENS | BE00087767 | SKA16510177SA | MAINFRAME, PATIENT MONITORING | GE Medical Systems Information Tech Inc | B850 | 16894.8 | 2018-02-07 | 0
TX CHILDRENS | BE00087787 | SKA16510212SA | MAINFRAME, PATIENT MONITORING | GE Medical Systems Information Tech Inc | B850 | 16894.8 | 2018-02-07 | 0
TX CHILDRENS | BE00087784 | SKA16510209SA | MAINFRAME, PATIENT MONITORING | GE Medical Systems Information Tech Inc | B850 | 16894.8 | 2018-02-07 | 0
TX CHILDRENS | BE00087796 | SKA16510231SA | MAINFRAME, PATIENT MONITORING | GE Medical Systems Information Tech Inc | B850 | 16894.8 | 2018-02-07 | 0
TX CHILDRENS | BE00087797 | SKA16510234SA | MAINFRAME, PATIENT MONITORING | GE Medical Systems Information Tech Inc | B850 | 16894.8 | 2018-02-07 | 0
TX CHILDRENS | BE00087770 | SKA16510180SA | MAINFRAME, PATIENT MONITORING | GE Medical Systems Information Tech Inc | B850 | 16894.8 | 2018-02-07 | 0
TX CHILDRENS | BE00087799 | SKA16510236SA | MAINFRAME, PATIENT MONITORING | GE Medical Systems Information Tech Inc | B850 | 16894.8 | 2018-02-07 | 0
TX CHILDRENS | BE00087772 | SKA16510185SA | MAINFRAME, PATIENT MONITORING | GE Medical Systems Information Tech Inc | B850 | 16894.8 | 2018-02-07 | 0
TX CHILDRENS | BE00087780 | SKA16510203SA | MAINFRAME, PATIENT MONITORING | GE Medical Systems Information Tech Inc | B850 | 16894.8 | 2018-02-07 | 0
TX CHILDRENS | BE00121042 | 300590409 | INCUBATOR CO2 | THERMO FISHER SCIENTIFIC ASHEVILLE LLC | 3311 | 16878.56 | 2024-11-02 | 0
TX CHILDRENS | BE00061560 | 300590406 | INCUBATOR CO2 | THERMO FISHER SCIENTIFIC ASHEVILLE LLC | 3311 | 16878.56 | 2024-09-19 | 0
TX CHILDRENS | BE00121041 | 300590416 | INCUBATOR CO2 | THERMO FISHER SCIENTIFIC ASHEVILLE LLC | 3311 | 16878.56 | 2024-11-02 | 0
TX CHILDRENS | BE00103803 | C3638 | HEARING AID TEST SYSTEM | ETYMONIC DESIGN INC | VERIFIT2 | 16865 | 2019-08-29 | 0
TX CHILDRENS | BE00118165 | 2204-0546A | ANEROBIC INSTRUMENT | SPIRAL BIOTECH | AN3 | 16826 | 2023-05-03 | 0
TX CHILDRENS | BE00101834 | GBWX70289 | RADIANT WARMER, INFANT | DATEX-OHMEDA INC | GIRAFFE WARMER | 16793.29 | 2019-09-10 | 0
TX CHILDRENS | BE00108737 | E80534 | VENTILATOR CONTINUOUS | VYAIRE MEDICAL 211 INC | LTV-1200 | 16789.27 | 2019-04-15 | 0
TX CHILDRENS | BE00108736 | E80532 | VENTILATOR CONTINUOUS | VYAIRE MEDICAL 211 INC | LTV-1200 | 16789.27 | 2019-04-15 | 0
TX CHILDRENS | BE00108739 | E80537 | VENTILATOR CONTINUOUS | VYAIRE MEDICAL 211 INC | LTV-1200 | 16789.27 | 2019-04-15 | 0
TX CHILDRENS | BE00108738 | E80535 | VENTILATOR CONTINUOUS | VYAIRE MEDICAL 211 INC | LTV-1200 | 16789.27 | 2019-04-15 | 0
TX CHILDRENS | BE00119838 | 23D582654 | LIGHT SOURCE | STRYKER CORP | 0220230300 | 16777.78 | 2024-10-09 | 0
TX CHILDRENS | BE00127108 | STF21352104SA | MAINFRAME, PATIENT MONITORING | GE Medical Systems Information Tech Inc | B650 | 16738 | 2023-03-06 | 0
TX CHILDRENS | BE00127110 | STF21352092SA | MAINFRAME, PATIENT MONITORING | GE Medical Systems Information Tech Inc | B650 | 16738 | 2023-03-06 | 0
TX CHILDRENS | BE00116463 | STF21352079SA | MAINFRAME, PATIENT MONITORING | GE Medical Systems Information Tech Inc | B650 | 16738 | 2023-03-06 | 0
TX CHILDRENS | BE00116402 | STF21352085SA | MAINFRAME, PATIENT MONITORING | GE Medical Systems Information Tech Inc | B650 | 16738 | 2023-03-06 | 0
TX CHILDRENS | BE00116404 | STF21352087SA | MAINFRAME, PATIENT MONITORING | GE Medical Systems Information Tech Inc | B650 | 16738 | 2023-03-06 | 0
TX CHILDRENS | BE00116405 | STF21352089SA | MAINFRAME, PATIENT MONITORING | GE Medical Systems Information Tech Inc | B650 | 16738 | 2023-03-06 | 0
TX CHILDRENS | BE00116398 | STF21352067SA | MAINFRAME, PATIENT MONITORING | GE Medical Systems Information Tech Inc | B650 | 16738 | 2023-03-06 | 0
TX CHILDRENS | BE00120860 | STF21352097SA | MAINFRAME, PATIENT MONITORING | GE Medical Systems Information Tech Inc | B650 | 16738 | 2023-03-06 | 0
TX CHILDRENS | BE00116401 | STF21352084SA | MAINFRAME, PATIENT MONITORING | GE Medical Systems Information Tech Inc | B650 | 16738 | 2023-03-06 | 0
TX CHILDRENS | BE00120855 | STF21352095SA | MAINFRAME, PATIENT MONITORING | GE Medical Systems Information Tech Inc | B650 | 16738 | 2023-03-06 | 0
TX CHILDRENS | BE00120856 | STF21352094SA | MAINFRAME, PATIENT MONITORING | GE Medical Systems Information Tech Inc | B650 | 16738 | 2023-03-06 | 0
TX CHILDRENS | BE00127109 | STF21352093SA | MAINFRAME, PATIENT MONITORING | GE Medical Systems Information Tech Inc | B650 | 16738 | 2023-03-06 | 0
TX CHILDRENS | BE00120859 | STF21352102SA | MAINFRAME, PATIENT MONITORING | GE Medical Systems Information Tech Inc | B650 | 16738 | 2023-03-06 | 0
TX CHILDRENS | BE00127111 | STF51352081SA | MAINFRAME, PATIENT MONITORING | GE Medical Systems Information Tech Inc | B650 | 16738 | 2023-03-06 | 0
TX CHILDRENS | BE00127113 | STF51352070SA | MAINFRAME, PATIENT MONITORING | GE Medical Systems Information Tech Inc | B650 | 16738 | 2023-03-06 | 0
TX CHILDRENS | BE00116403 | STF21352086SA | MAINFRAME, PATIENT MONITORING | GE Medical Systems Information Tech Inc | B650 | 16738 | 2023-03-06 | 0
TX CHILDRENS | BE00120888 | STF21352080SA | MAINFRAME, PATIENT MONITORING | GE Medical Systems Information Tech Inc | B650 | 16738 | 2023-03-06 | 0
TX CHILDRENS | BE00116400 | STF21352083SA | MAINFRAME, PATIENT MONITORING | GE Medical Systems Information Tech Inc | B650 | 16738 | 2023-03-06 | 0
TX CHILDRENS | BE00127107 | STF21352077SA | MAINFRAME, PATIENT MONITORING | GE Medical Systems Information Tech Inc | B650 | 16738 | 2023-03-06 | 0
TX CHILDRENS | BE00120858 | STF21352078SA | MAINFRAME, PATIENT MONITORING | GE Medical Systems Information Tech Inc | B650 | 16738 | 2023-03-06 | 0
TX CHILDRENS | BE00116395 | STF21352062SA | MAINFRAME, PATIENT MONITORING | GE Medical Systems Information Tech Inc | B650 | 16738 | 2023-03-06 | 0
TX CHILDRENS | BE00127017 | STF21352082SA | MAINFRAME, PATIENT MONITORING | GE Medical Systems Information Tech Inc | B650 | 16738 | 2023-03-06 | 0
TX CHILDRENS | BE00120857 | STF21352068SA | MAINFRAME, PATIENT MONITORING | GE Medical Systems Information Tech Inc | B650 | 16738 | 2023-03-06 | 0
TX CHILDRENS | BE00127112 | STF51352075SA | MAINFRAME, PATIENT MONITORING | GE Medical Systems Information Tech Inc | B650 | 16738 | 2023-03-06 | 0
TX CHILDRENS | BE00116397 | STF21352064SA | MAINFRAME, PATIENT MONITORING | GE Medical Systems Information Tech Inc | B650 | 16738 | 2023-03-06 | 0
TX CHILDRENS | BE00116393 | STF21352058SA | MAINFRAME, PATIENT MONITORING | GE Medical Systems Information Tech Inc | B650 | 16738 | 2023-03-06 | 0
TX CHILDRENS | BE00116394 | STF21352061SA | MAINFRAME, PATIENT MONITORING | GE Medical Systems Information Tech Inc | B650 | 16738 | 2023-03-06 | 0
TX CHILDRENS | BE00116396 | STF21352063SA | MAINFRAME, PATIENT MONITORING | GE Medical Systems Information Tech Inc | B650 | 16738 | 2023-03-06 | 0
TX CHILDRENS | BE00057265 | 101337352 | ORBITER | Trumpf Medical Systems Inc Do Not Use | 7000-2600 | 16731 | 2012-07-13 | 0
TX CHILDRENS | BE00057251 | 101337350 | ORBITER | Trumpf Medical Systems Inc Do Not Use | 7000-2600 | 16731 | 2012-07-13 | 0
TX CHILDRENS | BE00057261 | 101336488 | ORBITER | Trumpf Medical Systems Inc Do Not Use | 7000-2600 | 16731 | 2012-07-13 | 0
TX CHILDRENS | BE00057247 | 101337356 | ORBITER | Trumpf Medical Systems Inc Do Not Use | 7000-2600 | 16731 | 2012-07-13 | 0
TX CHILDRENS | BE00057243 | 101337354 | ORBITER | Trumpf Medical Systems Inc Do Not Use | 7000-2600 | 16731 | 2012-07-13 | 0
TX CHILDRENS | BE00057259 | 101336490 | ORBITER | Trumpf Medical Systems Inc Do Not Use | 7000-2600 | 16731 | 2012-07-13 | 0
TX CHILDRENS | BE00057238 | 3633411009 | DRYING CABINET | STERIS Corporation | RELIANCE 1024 | 16711.2 | 2013-04-05 | 0
TX CHILDRENS | BE00060591 | 3H43936 | MICROSCOPE | OLYMPUS AMERICA INC | BX43F | 16695.1 | 2015-01-26 | 0
TX CHILDRENS | BE00126603 | 2409417373 | TRANSPOSAL FLUID SYSTEM | STRYKER CORP | NEPTUNE 3 | 16675 | 2025-07-09 | 0
TX CHILDRENS | BE00126601 | 2406537753 | TRANSPOSAL FLUID SYSTEM | STRYKER CORP | NEPTUNE 3 | 16675 | 2025-07-09 | 0
TX CHILDRENS | BE00126602 | 2405202213 | TRANSPOSAL FLUID SYSTEM | STRYKER CORP | NEPTUNE 3 | 16675 | 2025-07-09 | 0
TX CHILDRENS | BE00126926 | (21)7152232179 | SLIDE STAINER, AUTOMATED | ELITechGroup Inc | 7152 | 16650 | 2025-01-21 | 0
TX CHILDRENS | BE00127560 | (21)7152232252 | SLIDE STAINER, AUTOMATED | ELITechGroup Inc | 7152 | 16650 | 2025-08-04 | 0
TX CHILDRENS | BE00122089 | 7152232224 | SLIDE STAINER, AUTOMATED | ELITechGroup Inc | 7152 | 16650 | 2025-01-01 | 0
TX CHILDRENS | BE00122107 | 7152232171 | SLIDE STAINER, AUTOMATED | ELITechGroup Inc | 7152 | 16650 | 2025-03-20 | 0
TX CHILDRENS | BE00127009 | 300590403 | INCUBATOR CO2 | THERMO FISHER SCIENTIFIC ASHEVILLE LLC | 3311 | 16646.2 | 2024-10-08 | 0
TX CHILDRENS | BE00061561 | 300590401 | INCUBATOR CO2 | THERMO FISHER SCIENTIFIC ASHEVILLE LLC | 3311 | 16646.2 | 2024-09-19 | 0
TX CHILDRENS | BE00100188 | 5708 | VENTILATOR CONTINUOUS | Hamilton Medical Inc | T1 | 16639.16 | 2018-06-27 | 0
TX CHILDRENS | BE00100185 | 5692 | VENTILATOR CONTINUOUS | Hamilton Medical Inc | T1 | 16639.16 | 2018-06-27 | 0
TX CHILDRENS | BE00100187 | 5699 | VENTILATOR CONTINUOUS | Hamilton Medical Inc | T1 | 16639.16 | 2018-06-27 | 0
TX CHILDRENS | BE00100186 | 5696 | VENTILATOR CONTINUOUS | Hamilton Medical Inc | T1 | 16639.16 | 2018-06-27 | 0
TX CHILDRENS | BE00100189 | 5727 | VENTILATOR CONTINUOUS | Hamilton Medical Inc | T1 | 16639.16 | 2018-06-27 | 0
TX CHILDRENS | BE00086383 | GBWW60305 | RADIANT WARMER, INFANT | DATEX-OHMEDA INC | GIRAFFE WARMER | 16595.66 | 2023-06-28 | 0
TX CHILDRENS | BE00100201 | GBWW60163 | RADIANT WARMER, INFANT | DATEX-OHMEDA INC | GIRAFFE WARMER | 16595.66 | 2018-03-31 | 0
TX CHILDRENS | BE00100202 | GBWW60164 | RADIANT WARMER, INFANT | DATEX-OHMEDA INC | GIRAFFE WARMER | 16595.66 | 2018-03-31 | 0
TX CHILDRENS | BE00100200 | GBWW60161 | RADIANT WARMER, INFANT | DATEX-OHMEDA INC | GIRAFFE WARMER | 16595.66 | 2018-03-31 | 0
TX CHILDRENS | BE00086382 | GBWW60353 | RADIANT WARMER, INFANT | DATEX-OHMEDA INC | GIRAFFE WARMER | 16595.66 | 2023-06-28 | 0
TX CHILDRENS | BE00086381 | GBWW60306 | RADIANT WARMER, INFANT | DATEX-OHMEDA INC | GIRAFFE WARMER | 16595.66 | 2024-11-07 | 0
TX CHILDRENS | BE00086341 | GBWW60306 | RADIANT WARMER, INFANT | DATEX-OHMEDA INC | GIRAFFE WARMER | 16595.66 | 2023-08-17 | 0
TX CHILDRENS | BE00100199 | GBWW60160 | RADIANT WARMER, INFANT | DATEX-OHMEDA INC | GIRAFFE WARMER | 16595.66 | 2018-03-31 | 0
TX CHILDRENS | BE00122808 | 1031431 | MIDDLE EAR ANALYZER | INTERACOUSTICS | TITAN | 16578 | 2025-02-04 | 0
TX CHILDRENS | BE00060259 | 97932 | AUTOMATED SUPPLY DISPENSER | OMNICELL INC | OMNISUPPLY | 16570.5 | 2015-01-29 | 0
TX CHILDRENS | BE00087801 | SKA15331432SR | MAINFRAME, PATIENT MONITORING | GE Medical Systems Information Tech Inc | B850 | 16569 | 2018-02-07 | 0
TX CHILDRENS | BE00087802 | SKA15341500SR | MAINFRAME, PATIENT MONITORING | GE Medical Systems Information Tech Inc | B850 | 16569 | 2018-02-07 | 0
TX CHILDRENS | BE00087805 | SKA16350177SR | MAINFRAME, PATIENT MONITORING | GE Medical Systems Information Tech Inc | B850 | 16569 | 2018-02-07 | 0
TX CHILDRENS | BE00087803 | SKA15463478SR | MAINFRAME, PATIENT MONITORING | GE Medical Systems Information Tech Inc | B850 | 16569 | 2018-02-07 | 0
TX CHILDRENS | BE00087810 | SKA16350242SR | MAINFRAME, PATIENT MONITORING | GE Medical Systems Information Tech Inc | B850 | 16569 | 2018-02-07 | 0
TX CHILDRENS | BE00087807 | SKA16350191SR | MAINFRAME, PATIENT MONITORING | GE Medical Systems Information Tech Inc | B850 | 16569 | 2018-02-07 | 0
TX CHILDRENS | BE00087808 | SKA16350200SR | MAINFRAME, PATIENT MONITORING | GE Medical Systems Information Tech Inc | B850 | 16569 | 2018-02-07 | 0
TX CHILDRENS | BE00087811 | SKA16360006SR | MAINFRAME, PATIENT MONITORING | GE Medical Systems Information Tech Inc | B850 | 16569 | 2018-02-07 | 0
TX CHILDRENS | BE00087806 | SKA16350190SR | MAINFRAME, PATIENT MONITORING | GE Medical Systems Information Tech Inc | B850 | 16569 | 2018-02-07 | 0
TX CHILDRENS | BE00087804 | SKA16350164SR | MAINFRAME, PATIENT MONITORING | GE Medical Systems Information Tech Inc | B850 | 16569 | 2018-02-07 | 0
TX CHILDRENS | BE00087809 | SKA16350231SR | MAINFRAME, PATIENT MONITORING | GE Medical Systems Information Tech Inc | B850 | 16569 | 2018-02-07 | 0
TX CHILDRENS | BE00060299 | 11160071 | CV BYPASS HEAT EXCHANGER | CARDIOQUIP LP | MCH-1000 | 16500 | 2015-06-23 | 0
TX CHILDRENS | BE00108664 | 1809203463 | TRANSPOSAL FLUID SYSTEM | STRYKER CORP | NEPTUNE 3 | 16500 | 2019-05-20 | 27766.12
TX CHILDRENS | KN181688 | 0432585017 | TABLE, MECHANICAL | AMSCO MEDICAL | 2080 | 16500 | 1993-09-30 | 0
TX CHILDRENS | BE00088517 | 1632608303 | TRANSPOSAL FLUID SYSTEM | STRYKER CORP | NEPTUNE 3 | 16500 | 2018-04-24 | 0
TX CHILDRENS | KN222456 | 0016937 | EXERCISE EQUIP, POWERED | NOT APPLICABLE | 90807P | 16500 | 2004-05-23 | 0
TX CHILDRENS | BE00088518 | 1632608263 | TRANSPOSAL FLUID SYSTEM | STRYKER CORP | NEPTUNE 3 | 16500 | 2018-04-24 | 0
TX CHILDRENS | BE00108741 | 1719801113 | TRANSPOSAL FLUID SYSTEM | STRYKER CORP | NEPTUNE 3 | 16500 | 2019-05-20 | 27766.12
TX CHILDRENS | BE00108740 | 1718610363 | TRANSPOSAL FLUID SYSTEM | STRYKER CORP | NEPTUNE 3 | 16500 | 2019-05-20 | 27766.12
TX CHILDRENS | BE00088515 | 1632608313 | TRANSPOSAL FLUID SYSTEM | STRYKER CORP | NEPTUNE 3 | 16500 | 2018-04-24 | 0
TX CHILDRENS | BE00108742 | 1719309603 | TRANSPOSAL FLUID SYSTEM | STRYKER CORP | NEPTUNE 3 | 16500 | 2019-05-20 | 27766.12
TX CHILDRENS | BE00112294 | 1807407703 | TRANSPOSAL FLUID SYSTEM | STRYKER CORP | NEPTUNE 3 | 16500 | 2021-04-28 | 27766.12
TX CHILDRENS | BE00088516 | 1632608333 | TRANSPOSAL FLUID SYSTEM | STRYKER CORP | NEPTUNE 3 | 16500 | 2018-04-24 | 0
TX CHILDRENS | BE00064918 | 0000000P10030 | AUTOMATED CHEMISTRY ANALYZER | ABAXIS | 1100-1000 | 16500 | 2016-10-12 | 0
TX CHILDRENS | BE00108743 | 1719309633 | TRANSPOSAL FLUID SYSTEM | STRYKER CORP | NEPTUNE 3 | 16500 | 2019-05-20 | 27766.12
TX CHILDRENS | BE00088514 | 1632608383 | TRANSPOSAL FLUID SYSTEM | STRYKER CORP | NEPTUNE 3 | 16500 | 2018-04-24 | 0
TX CHILDRENS | BE00113450 | GS0086824 | TYMPANOMETER | LUCAS GRASON STADLER (GSI) | TYMPSTAR PRO | 16499.5 | 2020-04-10 | 0
TX CHILDRENS | BE00119992 | 43149580 | CENTRIFUGE, REFRIGERATED | THERMO FISHER SCIENTIFIC ASHEVILLE LLC | SORVALL X4R PRO-MD | 16483.29 | 2024-05-11 | 0
TX CHILDRENS | BE00115976 | DA0521011 | CELL HARVESTER | PERKIN ELMER CORP. | C961961 | 16434.02 | 2022-08-15 | 9900
TX CHILDRENS | BE00109617 | AF18I085319 | DEFIBRILLATOR DC | ZOLL Medical Corporation | R SERIES | 16414.72 | 2023-07-24 | 0
TX CHILDRENS | BE00109215 | AF18E081485 | DEFIBRILLATOR DC | ZOLL Medical Corporation | R SERIES | 16414.72 | 2023-07-24 | 0
TX CHILDRENS | BE00102088 | AF18L088959 | DEFIBRILLATOR DC | ZOLL Medical Corporation | R SERIES | 16414.72 | 2023-12-20 | 0
TX CHILDRENS | BE00109619 | AF18I085322 | DEFIBRILLATOR DC | ZOLL Medical Corporation | R SERIES | 16414.72 | 2023-07-24 | 0
TX CHILDRENS | BE00109614 | AF18I085311 | DEFIBRILLATOR DC | ZOLL Medical Corporation | R SERIES | 16414.72 | 2023-07-24 | 0
TX CHILDRENS | BE00103382 | AF18H083444 | DEFIBRILLATOR DC | ZOLL Medical Corporation | R SERIES | 16414.72 | 2023-07-24 | 0
TX CHILDRENS | BE00109615 | AF18I085317 | DEFIBRILLATOR DC | ZOLL Medical Corporation | R SERIES | 16414.72 | 2023-07-24 | 0
TX CHILDRENS | BE00109612 | AF18I085307 | DEFIBRILLATOR DC | ZOLL Medical Corporation | R SERIES | 16414.72 | 2023-07-24 | 0
TX CHILDRENS | BE00109618 | AF18I085320 | DEFIBRILLATOR DC | ZOLL Medical Corporation | R SERIES | 16414.72 | 2023-07-24 | 0
TX CHILDRENS | BE00103380 | AF18A075344 | DEFIBRILLATOR DC | ZOLL Medical Corporation | R SERIES | 16414.72 | 2023-07-24 | 0
TX CHILDRENS | BE00109613 | AF18I085308 | DEFIBRILLATOR DC | ZOLL Medical Corporation | R SERIES | 16414.72 | 2023-07-24 | 0
TX CHILDRENS | BE00109214 | AF18E081438 | DEFIBRILLATOR DC | ZOLL Medical Corporation | R SERIES | 16414.72 | 2023-07-24 | 0
TX CHILDRENS | BE00109616 | AF18I085318 | DEFIBRILLATOR DC | ZOLL Medical Corporation | R SERIES | 16414.72 | 2023-07-24 | 0
TX CHILDRENS | BE00102087 | AF18J086241 | DEFIBRILLATOR DC | ZOLL Medical Corporation | R SERIES | 16414.72 | 2023-12-20 | 0
TX CHILDRENS | BE00111449 | AF19B092836 | DEFIBRILLATOR DC | ZOLL Medical Corporation | R SERIES | 16414.72 | 2024-07-30 | 0
TX CHILDRENS | BE00103381 | AF18C078072 | DEFIBRILLATOR DC | ZOLL Medical Corporation | R SERIES | 16414.72 | 2023-07-24 | 0
TX CHILDRENS | BE00109620 | AF18I085323 | DEFIBRILLATOR DC | ZOLL Medical Corporation | R SERIES | 16414.72 | 2023-07-24 | 0
TX CHILDRENS | BE00114365 | AF20I123850 | DEFIBRILLATOR DC | ZOLL Medical Corporation | R SERIES | 16414.7 | 2025-11-03 | 0
TX CHILDRENS | BE00113401 | AF19H103111 | DEFIBRILLATOR DC | ZOLL Medical Corporation | R SERIES | 16414.7 | 2025-02-03 | 0
TX CHILDRENS | BE00104276 | AF18H083446 | DEFIBRILLATOR DC | ZOLL Medical Corporation | R SERIES | 16414.7 | 2023-12-04 | 0
TX CHILDRENS | BE00114361 | AF20I123839 | DEFIBRILLATOR DC | ZOLL Medical Corporation | R SERIES | 16414.7 | 2025-11-03 | 0
TX CHILDRENS | BE00114364 | AF20I123848 | DEFIBRILLATOR DC | ZOLL Medical Corporation | R SERIES | 16414.7 | 2025-11-03 | 0
TX CHILDRENS | BE00113523 | AF20B111108 | DEFIBRILLATOR DC | ZOLL Medical Corporation | R SERIES | 16414.7 | 2025-03-18 | 0
TX CHILDRENS | BE00113521 | AF20A110111 | DEFIBRILLATOR DC | ZOLL Medical Corporation | R SERIES | 16414.7 | 2025-03-18 | 0
TX CHILDRENS | BE00113524 | AF20B111615 | DEFIBRILLATOR DC | ZOLL Medical Corporation | R SERIES | 16414.7 | 2025-03-18 | 0
TX CHILDRENS | BE00114363 | AF20I123845 | DEFIBRILLATOR DC | ZOLL Medical Corporation | R SERIES | 16414.7 | 2025-11-03 | 0
TX CHILDRENS | BE00114366 | AF20I123852 | DEFIBRILLATOR DC | ZOLL Medical Corporation | R SERIES | 16414.7 | 2025-11-03 | 0
TX CHILDRENS | BE00113522 | AF20A110504 | DEFIBRILLATOR DC | ZOLL Medical Corporation | R SERIES | 16414.7 | 2025-03-18 | 0
TX CHILDRENS | BE00113402 | AF19H103128 | DEFIBRILLATOR DC | ZOLL Medical Corporation | R SERIES | 16414.7 | 2025-02-03 | 0
TX CHILDRENS | BE00114362 | AF20I123842 | DEFIBRILLATOR DC | ZOLL Medical Corporation | R SERIES | 16414.7 | 2025-11-03 | 0
TX CHILDRENS | BE00115770 | AF20E117045 | DEFIBRILLATOR DC | ZOLL Medical Corporation | R SERIES | 16414.07 | 2026-09-26 | 0
TX CHILDRENS | BE00115769 | AF20E116816 | DEFIBRILLATOR DC | ZOLL Medical Corporation | R SERIES | 16414.07 | 2026-09-26 | 0
TX CHILDRENS | BE00115771 | AF20E117046 | DEFIBRILLATOR DC | ZOLL Medical Corporation | R SERIES | 16414.07 | 2026-09-26 | 0
TX CHILDRENS | BE00100344 | E78787 | VENTILATOR CONTINUOUS | VYAIRE MEDICAL 211 INC | LTV-1200 | 16413.27 | 2018-11-15 | 0
TX CHILDRENS | BE00100342 | E78607 | VENTILATOR CONTINUOUS | VYAIRE MEDICAL 211 INC | LTV-1200 | 16413.27 | 2018-11-15 | 0
TX CHILDRENS | BE00100345 | E78605 | VENTILATOR CONTINUOUS | VYAIRE MEDICAL 211 INC | LTV-1200 | 16413.27 | 2018-11-15 | 0
TX CHILDRENS | BE00100341 | E78789 | VENTILATOR CONTINUOUS | VYAIRE MEDICAL 211 INC | LTV-1200 | 16413.27 | 2018-11-15 | 0
TX CHILDRENS | BE00100343 | E78786 | VENTILATOR CONTINUOUS | VYAIRE MEDICAL 211 INC | LTV-1200 | 16413.27 | 2018-11-15 | 0
TX CHILDRENS | BE00115772 | AF21G139743 | DEFIBRILLATOR DC | ZOLL Medical Corporation | R SERIES | 16408.29 | 2026-11-22 | 0
TX CHILDRENS | BE00060256 | 3D46283 | MICROSCOPE | OLYMPUS AMERICA INC | SZX16 | 16408 | 2014-06-11 | 0
TX CHILDRENS | BE00060255 | 3D45303 | MICROSCOPE | OLYMPUS AMERICA INC | SZX16 | 16408 | 2014-06-11 | 0
TX CHILDRENS | BE00060229 | 3D4574 | MICROSCOPE | OLYMPUS AMERICA INC | SZX16 | 16408 | 2014-06-11 | 0
TX CHILDRENS | BE00060221 | 3E43346 | MICROSCOPE | OLYMPUS AMERICA INC | SZX16 | 16408 | 2014-06-11 | 0
TX CHILDRENS | BE00060254 | 2B12896 | MICROSCOPE | OLYMPUS AMERICA INC | SZX16 | 16408 | 2014-06-11 | 0
TX CHILDRENS | KN225253 | 07507941 | STERILIZER, STEAM | GETINGE USA SALES LLC | 433HC | 16396 | 2009-09-20 | 0
TX CHILDRENS | BE00100380 | 7670861 | LIGHT SOURCE | OLYMPUS AMERICA INC | CLV-190 | 16300 | 2018-04-16 | 0
TX CHILDRENS | BE00115515 | 988211 | OPHTHALMOLOGY CAMERA & ACCESSORIES | NIDEK INCORPORATED | TRC-NW400 | 16285 | 2022-09-19 | 0
TX CHILDRENS | KN231614 | 1842 | OXYGEN CONSUMPTION MONITOR | INTEGRA LIFESCIENCES CORP | AC31 | 16285 | 2009-12-17 | 0
TX CHILDRENS | BE00120810 | SNT23092118SA | CARDIAC MONITOR W/ RATE ALARM | GE Medical Systems Information Tech Inc | B450 | 16229.7 | 2025-05-15 | 0
TX CHILDRENS | BE00120802 | SNT23092108SA | CARDIAC MONITOR W/ RATE ALARM | GE Medical Systems Information Tech Inc | B450 | 16229.7 | 2025-05-15 | 0
TX CHILDRENS | BE00120807 | SNT23092115SA | CARDIAC MONITOR W/ RATE ALARM | GE Medical Systems Information Tech Inc | B450 | 16229.7 | 2025-05-15 | 0
TX CHILDRENS | BE00120805 | SNT23092112SA | CARDIAC MONITOR W/ RATE ALARM | GE Medical Systems Information Tech Inc | B450 | 16229.7 | 2025-05-15 | 0
TX CHILDRENS | BE00120801 | SNT23092107SA | CARDIAC MONITOR W/ RATE ALARM | GE Medical Systems Information Tech Inc | B450 | 16229.7 | 2025-05-15 | 0
TX CHILDRENS | BE00120809 | SNT23092117SA | CARDIAC MONITOR W/ RATE ALARM | GE Medical Systems Information Tech Inc | B450 | 16229.7 | 2025-05-15 | 0
TX CHILDRENS | BE00120812 | SNT23092120SA | CARDIAC MONITOR W/ RATE ALARM | GE Medical Systems Information Tech Inc | B450 | 16229.7 | 2025-05-15 | 0
TX CHILDRENS | BE00120804 | SNT23092110SA | CARDIAC MONITOR W/ RATE ALARM | GE Medical Systems Information Tech Inc | B450 | 16229.7 | 2025-05-15 | 0
TX CHILDRENS | BE00120806 | SNT23092114SA | CARDIAC MONITOR W/ RATE ALARM | GE Medical Systems Information Tech Inc | B450 | 16229.7 | 2025-05-15 | 0
TX CHILDRENS | BE00120803 | SNT23092109SA | CARDIAC MONITOR W/ RATE ALARM | GE Medical Systems Information Tech Inc | B450 | 16229.7 | 2025-05-15 | 0
TX CHILDRENS | BE00120811 | SNT23092119SA | CARDIAC MONITOR W/ RATE ALARM | GE Medical Systems Information Tech Inc | B450 | 16229.7 | 2025-05-15 | 0
TX CHILDRENS | BE00120808 | SNT23092116SA | CARDIAC MONITOR W/ RATE ALARM | GE Medical Systems Information Tech Inc | B450 | 16229.7 | 2025-05-15 | 0
TX CHILDRENS | BE00034944 | 901284 | THYROID UPTAKE MEASUREMENT SYSTEM | MIRION TECHNOLOGIES (CAPINTEC) | CAPTUS 3000 | 16225 | 2012-04-03 | 0
TX CHILDRENS | BE00056605 | 01013610108300 | LIGHT, EXAM, AC-POWERED | JOSTRA / MAQUET | PRISMALIX | 16180.75 | 2013-02-22 | 0
TX CHILDRENS | BE00056610 | 01012310107064 | LIGHT, EXAM, AC-POWERED | JOSTRA / MAQUET | PRISMALIX | 16180.75 | 2013-02-22 | 0
TX CHILDRENS | BE00056606 | 01013610108297 | LIGHT, EXAM, AC-POWERED | JOSTRA / MAQUET | PRISMALIX | 16180.75 | 2013-02-22 | 0
TX CHILDRENS | BE00056609 | 01013610108306 | LIGHT, EXAM, AC-POWERED | JOSTRA / MAQUET | PRISMALIX | 16180.75 | 2013-02-22 | 0
TX CHILDRENS | BE00056600 | 01012210108979 | LIGHT, EXAM, AC-POWERED | JOSTRA / MAQUET | PRISMALIX | 16180.75 | 2013-02-22 | 0
TX CHILDRENS | BE00056607 | 01013610108299 | LIGHT, EXAM, AC-POWERED | JOSTRA / MAQUET | PRISMALIX | 16180.75 | 2013-02-22 | 0
TX CHILDRENS | BE00056603 | 01013610108307 | LIGHT, EXAM, AC-POWERED | JOSTRA / MAQUET | PRISMALIX | 16180.75 | 2013-02-22 | 0
TX CHILDRENS | BE00056602 | 01013610108308 | LIGHT, EXAM, AC-POWERED | JOSTRA / MAQUET | PRISMALIX | 16180.75 | 2013-02-22 | 0
TX CHILDRENS | BE00056601 | 01013610108295 | LIGHT, EXAM, AC-POWERED | JOSTRA / MAQUET | PRISMALIX | 16180.75 | 2013-02-22 | 0
TX CHILDRENS | BE00056611 | 01013610108301 | LIGHT, EXAM, AC-POWERED | JOSTRA / MAQUET | PRISMALIX | 16180.75 | 2013-02-22 | 0
TX CHILDRENS | BE00056598 | 01013610108302 | LIGHT, EXAM, AC-POWERED | JOSTRA / MAQUET | PRISMALIX | 16180.75 | 2013-02-22 | 0
TX CHILDRENS | BE00056608 | 01013610108298 | LIGHT, EXAM, AC-POWERED | JOSTRA / MAQUET | PRISMALIX | 16180.75 | 2013-02-22 | 0
TX CHILDRENS | BE00056613 | 01013610108303 | LIGHT, EXAM, AC-POWERED | JOSTRA / MAQUET | PRISMALIX | 16180.75 | 2013-02-22 | 0
TX CHILDRENS | BE00056612 | 01013610108304 | LIGHT, EXAM, AC-POWERED | JOSTRA / MAQUET | PRISMALIX | 16180.75 | 2013-02-22 | 0
TX CHILDRENS | BE00056604 | 01013610108305 | LIGHT, EXAM, AC-POWERED | JOSTRA / MAQUET | PRISMALIX | 16180.75 | 2013-02-22 | 0
TX CHILDRENS | BE00056599 | 01012210108975 | LIGHT, EXAM, AC-POWERED | JOSTRA / MAQUET | PRISMALIX | 16180.75 | 2013-02-22 | 0
TX CHILDRENS | BE00116633 | CN211554 | LARYNGOSCOPE | VERATHON MEDICAL | CORE 15 | 16170 | 2023-02-22 | 0
TX CHILDRENS | BE00116767 | CN211471 | LARYNGOSCOPE | VERATHON MEDICAL | CORE 15 | 16170 | 2022-06-16 | 0
TX CHILDRENS | BE00117675 | UO10404 | INSUFFLATOR, ENDOSCOPIC | KARL STORZ ENDOSCOPY-AMERICA INC | UI 500 | 16155 | 2022-08-08 | 0
TX CHILDRENS | BE00117716 | UO10435 | INSUFFLATOR, ENDOSCOPIC | KARL STORZ ENDOSCOPY-AMERICA INC | UI 500 | 16155 | 2022-08-08 | 0
TX CHILDRENS | BE00117688 | UO10446 | INSUFFLATOR, ENDOSCOPIC | KARL STORZ ENDOSCOPY-AMERICA INC | UI 500 | 16155 | 2022-08-08 | 0
TX CHILDRENS | BE00116515 | UO10445 | INSUFFLATOR, ENDOSCOPIC | KARL STORZ ENDOSCOPY-AMERICA INC | UI 500 | 16155 | 2022-08-08 | 0
TX CHILDRENS | BE00117704 | UO10424 | INSUFFLATOR, ENDOSCOPIC | KARL STORZ ENDOSCOPY-AMERICA INC | UI 500 | 16155 | 2022-08-08 | 0
TX CHILDRENS | BE00035683 | 831558 | LAB ELECTROPHYSIOLOGY EQ. | MOLECULAR DEVICES LLC | 700B | 16139 | 2014-01-03 | 0
TX CHILDRENS | BE00058626 | 832670 | LAB ELECTROPHYSIOLOGY EQ. | MOLECULAR DEVICES LLC | MULTICLAMP 700B | 16139 | 2014-03-04 | 0
TX CHILDRENS | BE00109808 | GBWY70017 | RADIANT WARMER, INFANT | DATEX-OHMEDA INC | GIRAFFE WARMER | 16138.16 | 2020-01-24 | 0
TX CHILDRENS | BE00109810 | GBWY70018 | RADIANT WARMER, INFANT | DATEX-OHMEDA INC | GIRAFFE WARMER | 16138.16 | 2020-01-24 | 0
TX CHILDRENS | BE00109811 | GBWY70015 | RADIANT WARMER, INFANT | DATEX-OHMEDA INC | GIRAFFE WARMER | 16138.16 | 2020-01-24 | 0
TX CHILDRENS | BE00109813 | GBWY70016 | RADIANT WARMER, INFANT | DATEX-OHMEDA INC | GIRAFFE WARMER | 16138.16 | 2020-01-24 | 0
TX CHILDRENS | BE00109812 | GBWY70011 | RADIANT WARMER, INFANT | DATEX-OHMEDA INC | GIRAFFE WARMER | 16138.16 | 2020-01-24 | 0
TX CHILDRENS | BE00109814 | GBWY70012 | RADIANT WARMER, INFANT | DATEX-OHMEDA INC | GIRAFFE WARMER | 16138.16 | 2020-01-24 | 0
TX CHILDRENS | BE00109807 | GBWY70014 | RADIANT WARMER, INFANT | DATEX-OHMEDA INC | GIRAFFE WARMER | 16138.16 | 2020-01-24 | 0
TX CHILDRENS | BE00109809 | GBWY70013 | RADIANT WARMER, INFANT | DATEX-OHMEDA INC | GIRAFFE WARMER | 16138.16 | 2020-01-24 | 0
TX CHILDRENS | BE00114357 | 83696 | AUTOMATED SUPPLY DISPENSER | OMNICELL INC | OMNISUPPLY | 16132.5 | 2020-11-05 | 0
TX CHILDRENS | BE00100835 | 17000882 | VENTILATED CABINET | TECNIPLAST USA INC | 9BIOC24R4Y2 | 16129.43 | 2018-10-01 | 0
TX CHILDRENS | BE00100834 | 17000873 | VENTILATED CABINET | TECNIPLAST USA INC | 9BIOC24R4Y2 | 16129.43 | 2018-10-01 | 0
TX CHILDRENS | KN204985 | 17857 | AUTOMATED SUPPLY DISPENSER | OMNICELL INC | OMNICELL | 16091.12 | 2002-04-01 | 0
TX CHILDRENS | KN204984 | 17858 | AUTOMATED SUPPLY DISPENSER | OMNICELL INC | OMNICELL | 16090.12 | 2002-04-01 | 0
TX CHILDRENS | BE00062176 | ZV2406 | SURGICAL CAMERA & ACCESSORIES | KARL STORZ ENDOSCOPY-AMERICA INC | TP100 | 16063.13 | 2016-08-09 | 0
TX CHILDRENS | BE00064037 | A00NQJ | SURGICAL CAMERA & ACCESSORIES | KARL STORZ ENDOSCOPY-AMERICA INC | 200450 20 | 16063.13 | 2016-05-07 | 0
TX CHILDRENS | BE00110814 | AF19I104013 | DEFIBRILLATOR DC | ZOLL Medical Corporation | R SERIES | 16044.45 | 2024-10-29 | 0
TX CHILDRENS | BE00110822 | AF19I104038 | DEFIBRILLATOR DC | ZOLL Medical Corporation | R SERIES | 16044.45 | 2024-10-29 | 0
TX CHILDRENS | BE00110793 | AF19I104022 | DEFIBRILLATOR DC | ZOLL Medical Corporation | R SERIES | 16044.45 | 2024-10-29 | 0
TX CHILDRENS | BE00110810 | AF19I104006 | DEFIBRILLATOR DC | ZOLL Medical Corporation | R SERIES | 16044.45 | 2024-10-29 | 0
TX CHILDRENS | BE00110783 | AF19I104018 | DEFIBRILLATOR DC | ZOLL Medical Corporation | R SERIES | 16044.45 | 2024-10-29 | 0
TX CHILDRENS | BE00110787 | AF19I104045 | DEFIBRILLATOR DC | ZOLL Medical Corporation | R SERIES | 16044.45 | 2024-10-29 | 0
TX CHILDRENS | BE00110807 | AF19I104041 | DEFIBRILLATOR DC | ZOLL Medical Corporation | R SERIES | 16044.45 | 2024-10-29 | 0
TX CHILDRENS | BE00110799 | AF19I104046 | DEFIBRILLATOR DC | ZOLL Medical Corporation | R SERIES | 16044.45 | 2024-10-29 | 0
TX CHILDRENS | BE00110796 | AF19I104005 | DEFIBRILLATOR DC | ZOLL Medical Corporation | R SERIES | 16044.45 | 2024-10-29 | 0
TX CHILDRENS | BE00110820 | AF19I104025 | DEFIBRILLATOR DC | ZOLL Medical Corporation | R SERIES | 16044.45 | 2024-10-29 | 0
TX CHILDRENS | BE00110819 | AF19I104033 | DEFIBRILLATOR DC | ZOLL Medical Corporation | R SERIES | 16044.45 | 2024-10-29 | 0
TX CHILDRENS | BE00110818 | AF19I104043 | DEFIBRILLATOR DC | ZOLL Medical Corporation | R SERIES | 16044.45 | 2024-10-29 | 0
TX CHILDRENS | BE00110795 | AF19I104133 | DEFIBRILLATOR DC | ZOLL Medical Corporation | R SERIES | 16044.45 | 2024-10-29 | 0
TX CHILDRENS | BE00110784 | AF19I104039 | DEFIBRILLATOR DC | ZOLL Medical Corporation | R SERIES | 16044.45 | 2024-10-29 | 0
TX CHILDRENS | BE00110816 | AF19I104032 | DEFIBRILLATOR DC | ZOLL Medical Corporation | R SERIES | 16044.45 | 2024-10-29 | 0
TX CHILDRENS | BE00110812 | AF19I104026 | DEFIBRILLATOR DC | ZOLL Medical Corporation | R SERIES | 16044.45 | 2024-10-29 | 0
TX CHILDRENS | BE00110794 | AF19I104017 | DEFIBRILLATOR DC | ZOLL Medical Corporation | R SERIES | 16044.45 | 2024-10-29 | 0
TX CHILDRENS | BE00110823 | AF19I104044 | DEFIBRILLATOR DC | ZOLL Medical Corporation | R SERIES | 16044.45 | 2024-10-29 | 0
TX CHILDRENS | BE00110808 | AF19I104019 | DEFIBRILLATOR DC | ZOLL Medical Corporation | R SERIES | 16044.45 | 2024-10-29 | 0
TX CHILDRENS | BE00110782 | AF19I104010 | DEFIBRILLATOR DC | ZOLL Medical Corporation | R SERIES | 16044.45 | 2024-10-29 | 0
TX CHILDRENS | BE00110809 | AF19I104014 | DEFIBRILLATOR DC | ZOLL Medical Corporation | R SERIES | 16044.45 | 2024-10-29 | 0
TX CHILDRENS | BE00110777 | AF19I104003 | DEFIBRILLATOR DC | ZOLL Medical Corporation | R SERIES | 16044.45 | 2024-10-29 | 0
TX CHILDRENS | BE00110805 | AF19I104004 | DEFIBRILLATOR DC | ZOLL Medical Corporation | R SERIES | 16044.45 | 2024-10-29 | 0
TX CHILDRENS | BE00110821 | AF19I104020 | DEFIBRILLATOR DC | ZOLL Medical Corporation | R SERIES | 16044.45 | 2024-10-29 | 0
TX CHILDRENS | BE00110813 | AF19I104117 | DEFIBRILLATOR DC | ZOLL Medical Corporation | R SERIES | 16044.45 | 2024-10-29 | 0
TX CHILDRENS | BE00110791 | AF19I103997 | DEFIBRILLATOR DC | ZOLL Medical Corporation | R SERIES | 16044.45 | 2024-10-29 | 0
TX CHILDRENS | BE00110815 | AF19I104008 | DEFIBRILLATOR DC | ZOLL Medical Corporation | R SERIES | 16044.45 | 2024-10-29 | 0
TX CHILDRENS | BE00110790 | AF19I104029 | DEFIBRILLATOR DC | ZOLL Medical Corporation | R SERIES | 16044.45 | 2024-10-29 | 0
TX CHILDRENS | BE00110806 | AF19I103999 | DEFIBRILLATOR DC | ZOLL Medical Corporation | R SERIES | 16044.45 | 2024-10-29 | 0
TX CHILDRENS | BE00110781 | AF19I104036 | DEFIBRILLATOR DC | ZOLL Medical Corporation | R SERIES | 16044.45 | 2024-10-29 | 0
TX CHILDRENS | BE00110817 | AF19I104028 | DEFIBRILLATOR DC | ZOLL Medical Corporation | R SERIES | 16044.45 | 2024-10-29 | 0
TX CHILDRENS | BE00110779 | AF19I104000 | DEFIBRILLATOR DC | ZOLL Medical Corporation | R SERIES | 16044.45 | 2024-10-29 | 0
TX CHILDRENS | BE00110800 | AF19I104129 | DEFIBRILLATOR DC | ZOLL Medical Corporation | R SERIES | 16044.45 | 2024-10-29 | 0
TX CHILDRENS | BE00110786 | AF19I104030 | DEFIBRILLATOR DC | ZOLL Medical Corporation | R SERIES | 16044.45 | 2024-10-29 | 0
TX CHILDRENS | BE00110785 | AF19I104007 | DEFIBRILLATOR DC | ZOLL Medical Corporation | R SERIES | 16044.45 | 2024-10-29 | 0
TX CHILDRENS | BE00110797 | AF19I104132 | DEFIBRILLATOR DC | ZOLL Medical Corporation | R SERIES | 16044.45 | 2024-10-29 | 0
TX CHILDRENS | BE00110798 | AF19I104021 | DEFIBRILLATOR DC | ZOLL Medical Corporation | R SERIES | 16044.45 | 2024-10-29 | 0
TX CHILDRENS | BE00110801 | AF19I104012 | DEFIBRILLATOR DC | ZOLL Medical Corporation | R SERIES | 16044.45 | 2024-10-29 | 0
TX CHILDRENS | BE00110778 | AF19I104035 | DEFIBRILLATOR DC | ZOLL Medical Corporation | R SERIES | 16044.45 | 2024-10-29 | 0
TX CHILDRENS | BE00110802 | AF19I104023 | DEFIBRILLATOR DC | ZOLL Medical Corporation | R SERIES | 16044.45 | 2024-10-29 | 0
TX CHILDRENS | BE00110803 | AF19I104047 | DEFIBRILLATOR DC | ZOLL Medical Corporation | R SERIES | 16044.45 | 2024-10-29 | 0
TX CHILDRENS | BE00110811 | AF19I104001 | DEFIBRILLATOR DC | ZOLL Medical Corporation | R SERIES | 16044.45 | 2024-10-29 | 0
TX CHILDRENS | BE00110792 | AF19H103117 | DEFIBRILLATOR DC | ZOLL Medical Corporation | R SERIES | 16044.45 | 2024-10-29 | 0
TX CHILDRENS | BE00110789 | AF19I104009 | DEFIBRILLATOR DC | ZOLL Medical Corporation | R SERIES | 16044.45 | 2024-10-29 | 0
TX CHILDRENS | BE00110788 | AF19I104042 | DEFIBRILLATOR DC | ZOLL Medical Corporation | R SERIES | 16044.45 | 2024-10-29 | 0
TX CHILDRENS | BE00110804 | AF19I104031 | DEFIBRILLATOR DC | ZOLL Medical Corporation | R SERIES | 16044.45 | 2024-10-29 | 0
TX CHILDRENS | BE00110780 | AF19H103120 | DEFIBRILLATOR DC | ZOLL Medical Corporation | R SERIES | 16044.45 | 2024-10-29 | 0
TX CHILDRENS | BE00117005 | 988498 | OPHTHALMOLOGY CAMERA & ACCESSORIES | TOPCON AMERICA CORP | TRC-NW400 | 16035 | 2023-05-03 | 0
TX CHILDRENS | BE00110143 | R10N046 | INOCULATOR | TREK DIAGNOSTIC SYSTEMS | 430-A | 16035 | 2020-03-19 | 0
TX CHILDRENS | BE00089338 | AF16I059056 | DEFIBRILLATOR DC | ZOLL Medical Corporation | R SERIES | 16005 | 2017-12-12 | 0
TX CHILDRENS | BE00089336 | AF16I059053 | DEFIBRILLATOR DC | ZOLL Medical Corporation | R SERIES | 16005 | 2017-12-12 | 0
TX CHILDRENS | BE00089329 | AF16I059045 | DEFIBRILLATOR DC | ZOLL Medical Corporation | R SERIES | 16005 | 2017-12-12 | 0
TX CHILDRENS | BE00089328 | AF16I059044 | DEFIBRILLATOR DC | ZOLL Medical Corporation | R SERIES | 16005 | 2017-12-12 | 0
TX CHILDRENS | BE00089316 | AF16I059031 | DEFIBRILLATOR DC | ZOLL Medical Corporation | R SERIES | 16005 | 2017-12-12 | 0
TX CHILDRENS | BE00089315 | AF16I059030 | DEFIBRILLATOR DC | ZOLL Medical Corporation | R SERIES | 16005 | 2017-12-12 | 0
TX CHILDRENS | BE00089335 | AF16I059052 | DEFIBRILLATOR DC | ZOLL Medical Corporation | R SERIES | 16005 | 2017-12-12 | 0
TX CHILDRENS | BE00089320 | AF16I059036 | DEFIBRILLATOR DC | ZOLL Medical Corporation | R SERIES | 16005 | 2017-12-12 | 0
TX CHILDRENS | BE00089333 | AF16I059050 | DEFIBRILLATOR DC | ZOLL Medical Corporation | R SERIES | 16005 | 2017-12-12 | 0
TX CHILDRENS | BE00089331 | AF16I059047 | DEFIBRILLATOR DC | ZOLL Medical Corporation | R SERIES | 16005 | 2017-12-12 | 0
TX CHILDRENS | BE00089313 | AF16I059028 | DEFIBRILLATOR DC | ZOLL Medical Corporation | R SERIES | 16005 | 2017-12-12 | 0
TX CHILDRENS | BE00089318 | AF16I059033 | DEFIBRILLATOR DC | ZOLL Medical Corporation | R SERIES | 16005 | 2017-12-12 | 0
TX CHILDRENS | BE00089325 | AF16I059041 | DEFIBRILLATOR DC | ZOLL Medical Corporation | R SERIES | 16005 | 2017-12-12 | 0
TX CHILDRENS | BE00089321 | AF16I059037 | DEFIBRILLATOR DC | ZOLL Medical Corporation | R SERIES | 16005 | 2017-12-12 | 0
TX CHILDRENS | BE00089322 | AF16I059038 | DEFIBRILLATOR DC | ZOLL Medical Corporation | R SERIES | 16005 | 2017-12-12 | 0
TX CHILDRENS | BE00089337 | AF16I059055 | DEFIBRILLATOR DC | ZOLL Medical Corporation | R SERIES | 16005 | 2017-12-12 | 0
TX CHILDRENS | BE00089326 | AF16I059042 | DEFIBRILLATOR DC | ZOLL Medical Corporation | R SERIES | 16005 | 2017-12-12 | 0
TX CHILDRENS | BE00089327 | AF16I059043 | DEFIBRILLATOR DC | ZOLL Medical Corporation | R SERIES | 16005 | 2017-12-12 | 0
TX CHILDRENS | BE00089324 | AF16I059040 | DEFIBRILLATOR DC | ZOLL Medical Corporation | R SERIES | 16005 | 2017-12-12 | 0
TX CHILDRENS | BE00089330 | AF16I059046 | DEFIBRILLATOR DC | ZOLL Medical Corporation | R SERIES | 16005 | 2017-12-12 | 0
TX CHILDRENS | BE00089334 | AF16I059051 | DEFIBRILLATOR DC | ZOLL Medical Corporation | R SERIES | 16005 | 2017-12-12 | 0
TX CHILDRENS | BE00089317 | AF16I059032 | DEFIBRILLATOR DC | ZOLL Medical Corporation | R SERIES | 16005 | 2017-12-12 | 0
TX CHILDRENS | BE00089319 | AF16I059035 | DEFIBRILLATOR DC | ZOLL Medical Corporation | R SERIES | 16005 | 2017-12-12 | 0
TX CHILDRENS | BE00089314 | AF16I059029 | DEFIBRILLATOR DC | ZOLL Medical Corporation | R SERIES | 16005 | 2017-12-12 | 0
TX CHILDRENS | BE00089332 | AF16I059048 | DEFIBRILLATOR DC | ZOLL Medical Corporation | R SERIES | 16005 | 2017-12-12 | 0
TX CHILDRENS | BE00089323 | AF16I059039 | DEFIBRILLATOR DC | ZOLL Medical Corporation | R SERIES | 16005 | 2017-12-12 | 0
TX CHILDRENS | BE00107842 | BP004857 | NONFETAL ULTRASONIC MONITOR | VERATHON MEDICAL | PRIME | 16000 | 2023-03-13 | 0
TX CHILDRENS | BE00086775 | 91095852 | CV BYPASS HEART-LUNG MACHINE | JOSTRA / MAQUET | 70102.2161 | 16000 | 2017-12-19 | 0
TX CHILDRENS | BE00107841 | BP004856 | NONFETAL ULTRASONIC MONITOR | VERATHON MEDICAL | PRIME | 16000 | 2023-03-13 | 0
TX CHILDRENS | BE00107839 | BP004854 | NONFETAL ULTRASONIC MONITOR | VERATHON MEDICAL | PRIME | 16000 | 2023-03-13 | 0
TX CHILDRENS | BE00086773 | 91095841 | CV BYPASS HEART-LUNG MACHINE | JOSTRA / MAQUET | 70102.2161 | 16000 | 2017-12-19 | 0
TX CHILDRENS | BE00059809 | 194743 | MICROPLATE READER | BIO-TEK INSTRUMENTS INC | POWERWAVE X5 | 16000 | 2014-07-29 | 0
TX CHILDRENS | BE00107840 | BP004855 | NONFETAL ULTRASONIC MONITOR | VERATHON MEDICAL | PRIME | 16000 | 2023-03-13 | 0
TX CHILDRENS | BE00101816 | 17-081003 | COLPOSCOPE | LEISEGANG | OPTIK2 (3MTL-LED1") | 15995.24 | 2019-08-12 | 0
TX CHILDRENS | BE00100733 | 80A-SF-00550 | sEMG/SURFACE ELECTROMYOGRAPH | ACCELERATED CARE PLUS LEASING INC | 300800A | 15995 | 2019-04-09 | 0
TX CHILDRENS | BE00126858 | V-861490-01B00138 | PRES. PLETHYSMOGRAPH(BODY-BOX) | JAEGER MEDICAL INSTRUMENTS | MS-BODY | 15980 | 2016-12-15 | 0
TX CHILDRENS | BE00113866 | 02755505 | LIGHT, EXAM, AC-POWERED | STRYKER CORP | F 300 | 15964.01 | 2021-09-16 | 0
TX CHILDRENS | BE00113854 | 02755620 | LIGHT, EXAM, AC-POWERED | STRYKER CORP | F 300 | 15964.01 | 2021-09-16 | 0
TX CHILDRENS | BE00113881 | 02739069 | LIGHT, EXAM, AC-POWERED | STRYKER CORP | F 300 | 15964.01 | 2021-09-16 | 0
TX CHILDRENS | BE00113899 | 02756243 | LIGHT, EXAM, AC-POWERED | STRYKER CORP | F 300 | 15964.01 | 2021-09-16 | 0
TX CHILDRENS | BE00113872 | 02755563 | LIGHT, EXAM, AC-POWERED | STRYKER CORP | F 300 | 15964.01 | 2021-09-16 | 0
TX CHILDRENS | BE00113875 | 02748847 | LIGHT, EXAM, AC-POWERED | STRYKER CORP | F 300 | 15964.01 | 2021-09-16 | 0
TX CHILDRENS | BE00113878 | 02755894 | LIGHT, EXAM, AC-POWERED | STRYKER CORP | F 300 | 15964.01 | 2021-09-16 | 0
TX CHILDRENS | BE00113896 | 02739011 | LIGHT, EXAM, AC-POWERED | STRYKER CORP | F 300 | 15964.01 | 2021-09-16 | 0
TX CHILDRENS | BE00113869 | 02755447 | LIGHT, EXAM, AC-POWERED | STRYKER CORP | F 300 | 15964.01 | 2021-09-16 | 0
TX CHILDRENS | BE00113863 | 02756465 | LIGHT, EXAM, AC-POWERED | STRYKER CORP | F 300 | 15964.01 | 2021-09-16 | 0
TX CHILDRENS | BE00113884 | 02756175 | LIGHT, EXAM, AC-POWERED | STRYKER CORP | F 300 | 15964.01 | 2021-09-16 | 0
TX CHILDRENS | BE00120603 | 02118960 | LIGHT, EXAM, AC-POWERED | STRYKER CORP | F 300 | 15964.01 | 2023-08-29 | 0
TX CHILDRENS | BE00113890 | 02739072 | LIGHT, EXAM, AC-POWERED | STRYKER CORP | F 300 | 15964.01 | 2021-09-16 | 0
TX CHILDRENS | BE00113887 | 02738895 | LIGHT, EXAM, AC-POWERED | STRYKER CORP | F 300 | 15964.01 | 2021-09-16 | 0
TX CHILDRENS | BE00113893 | 02738955 | LIGHT, EXAM, AC-POWERED | STRYKER CORP | F 300 | 15964.01 | 2021-09-16 | 0
TX CHILDRENS | BE00126998 | 03919580 | LIGHT, EXAM, AC-POWERED | STRYKER CORP | SIRCA | 15964.01 | 2021-09-16 | 0
TX CHILDRENS | BE00113860 | 02756066 | LIGHT, EXAM, AC-POWERED | STRYKER CORP | F 300 | 15964.01 | 2021-09-16 | 0
TX CHILDRENS | BE00108650 | 20301178 | STERILE TUBING WELDER | TERUMO CARDIOVASCULAR SYSTEMS CORP | ME-SC203A | 15883 | 2019-07-31 | 0
TX CHILDRENS | BE00108649 | 20301177 | STERILE TUBING WELDER | TERUMO CARDIOVASCULAR SYSTEMS CORP | ME-SC203A | 15883 | 2019-07-31 | 0
TX CHILDRENS | BE00100064 | 20300940 | STERILE TUBING WELDER | TERUMO CARDIOVASCULAR SYSTEMS CORP | ME-SC203A | 15883 | 2018-03-19 | 0
TX CHILDRENS | BE00100063 | 20300939 | STERILE TUBING WELDER | TERUMO CARDIOVASCULAR SYSTEMS CORP | ME-SC203A | 15883 | 2018-03-19 | 0
TX CHILDRENS | BE00131159 | SNT25039601SA | CARDIAC MONITOR W/ RATE ALARM | GE Medical Systems Information Tech Inc | B450 | 15876.74 | 2026-06-05 | 0
TX CHILDRENS | BE00131145 | SNT25039586SA | CARDIAC MONITOR W/ RATE ALARM | GE Medical Systems Information Tech Inc | B450 | 15876.74 | 2026-06-05 | 0
TX CHILDRENS | BE00131152 | SNT25039593SA | CARDIAC MONITOR W/ RATE ALARM | GE Medical Systems Information Tech Inc | B450 | 15876.74 | 2026-06-05 | 0
TX CHILDRENS | BE00131160 | SNT25049580SA | CARDIAC MONITOR W/ RATE ALARM | GE Medical Systems Information Tech Inc | B450 | 15876.74 | 2026-06-05 | 0
TX CHILDRENS | BE00131143 | SNT25039584SA | CARDIAC MONITOR W/ RATE ALARM | GE Medical Systems Information Tech Inc | B450 | 15876.74 | 2026-06-05 | 0
TX CHILDRENS | BE00131156 | SNT25039598SA | CARDIAC MONITOR W/ RATE ALARM | GE Medical Systems Information Tech Inc | B450 | 15876.74 | 2026-06-05 | 0
TX CHILDRENS | BE00131153 | SNT25039594SA | CARDIAC MONITOR W/ RATE ALARM | GE Medical Systems Information Tech Inc | B450 | 15876.74 | 2026-06-05 | 0
TX CHILDRENS | BE00131142 | SNT25039583SA | CARDIAC MONITOR W/ RATE ALARM | GE Medical Systems Information Tech Inc | B450 | 15876.74 | 2026-06-05 | 0
TX CHILDRENS | BE00131146 | SNT25039587SA | CARDIAC MONITOR W/ RATE ALARM | GE Medical Systems Information Tech Inc | B450 | 15876.74 | 2026-06-05 | 0
TX CHILDRENS | BE00131147 | SNT25039588SA | CARDIAC MONITOR W/ RATE ALARM | GE Medical Systems Information Tech Inc | B450 | 15876.74 | 2026-06-05 | 0
TX CHILDRENS | BE00131154 | SNT25039595SA | CARDIAC MONITOR W/ RATE ALARM | GE Medical Systems Information Tech Inc | B450 | 15876.74 | 2026-06-05 | 0
TX CHILDRENS | BE00131151 | SNT25039592SA | CARDIAC MONITOR W/ RATE ALARM | GE Medical Systems Information Tech Inc | B450 | 15876.74 | 2026-06-05 | 0
TX CHILDRENS | BE00131149 | SNT25039590SA | CARDIAC MONITOR W/ RATE ALARM | GE Medical Systems Information Tech Inc | B450 | 15876.74 | 2026-06-05 | 0
TX CHILDRENS | BE00131157 | SNT25039599SA | CARDIAC MONITOR W/ RATE ALARM | GE Medical Systems Information Tech Inc | B450 | 15876.74 | 2026-06-05 | 0
TX CHILDRENS | BE00131150 | SNT25039591SA | CARDIAC MONITOR W/ RATE ALARM | GE Medical Systems Information Tech Inc | B450 | 15876.74 | 2026-06-05 | 0
TX CHILDRENS | BE00131141 | SNT25039582SA | CARDIAC MONITOR W/ RATE ALARM | GE Medical Systems Information Tech Inc | B450 | 15876.74 | 2026-06-05 | 0
TX CHILDRENS | BE00131155 | SNT25039596SA | CARDIAC MONITOR W/ RATE ALARM | GE Medical Systems Information Tech Inc | B450 | 15876.74 | 2026-06-05 | 0
TX CHILDRENS | BE00131144 | SNT25039585SA | CARDIAC MONITOR W/ RATE ALARM | GE Medical Systems Information Tech Inc | B450 | 15876.74 | 2026-06-05 | 0
TX CHILDRENS | BE00131158 | SNT25039600SA | CARDIAC MONITOR W/ RATE ALARM | GE Medical Systems Information Tech Inc | B450 | 15876.74 | 2026-06-05 | 0
TX CHILDRENS | BE00131148 | SNT25039589SA | CARDIAC MONITOR W/ RATE ALARM | GE Medical Systems Information Tech Inc | B450 | 15876.74 | 2026-06-05 | 0
TX CHILDRENS | BE00126567 | AC2308846129 | BATTERY CHARGER | STRYKER CORP | 9110-120-000 | 15848.84 | 2025-03-27 | 0
TX CHILDRENS | BE00126568 | AC2308846459 | BATTERY CHARGER | STRYKER CORP | 9110-120-000 | 15848.84 | 2025-03-27 | 0
TX CHILDRENS | BE00126569 | AC2308846449 | BATTERY CHARGER | STRYKER CORP | 9110-120-000 | 15848.84 | 2025-03-27 | 0
TX CHILDRENS | BE00117167 | 19-081056 | COLPOSCOPE | LEISEGANG | OPTIK2 (3MTL-LED1") | 15847.17 | 2023-07-20 | 0
TX CHILDRENS | BE00114743 | 19-081102 | COLPOSCOPE | LEISEGANG | OPTIK2 (3MTL-LED1") | 15847.17 | 2022-03-28 | 0
TX CHILDRENS | BE00126120 | 22-081003 | COLPOSCOPE | LEISEGANG | OPTIK2 (3MTL-LED1") | 15847.17 | 2025-01-18 | 0
TX CHILDRENS | BE00087109 | 15490157 | ELECTROSURG CUT & COAG DEVICE | CONMED CORP | 60-8005-001 | 15843.96 | 2018-02-02 | 0
TX CHILDRENS | BE00127731 | STN24020002SA | MAINFRAME, BEDSIDE ALL-IN-ONE | GE Medical Systems Information Tech Inc | CANVAS | 15841 | 2025-07-02 | 0
TX CHILDRENS | BE00127776 | STN24010083SA | MAINFRAME, BEDSIDE ALL-IN-ONE | GE Medical Systems Information Tech Inc | CANVAS | 15841 | 2025-07-02 | 0
TX CHILDRENS | BE00127662 | STN24040083SA | MAINFRAME, BEDSIDE ALL-IN-ONE | GE Medical Systems Information Tech Inc | CANVAS | 15841 | 2025-07-02 | 0
TX CHILDRENS | BE00127730 | STN24010090SA | MAINFRAME, BEDSIDE ALL-IN-ONE | GE Medical Systems Information Tech Inc | CANVAS | 15841 | 2025-07-02 | 0
TX CHILDRENS | BE00127629 | STN24010036SA | MAINFRAME, BEDSIDE ALL-IN-ONE | GE Medical Systems Information Tech Inc | CANVAS | 15841 | 2025-07-02 | 0
TX CHILDRENS | BE00125406 | STN23510001SA | MAINFRAME, BEDSIDE ALL-IN-ONE | GE Medical Systems Information Tech Inc | CANVAS | 15841 | 2024-12-26 | 0
TX CHILDRENS | BE00125402 | STN23510003SA | MAINFRAME, BEDSIDE ALL-IN-ONE | GE Medical Systems Information Tech Inc | CANVAS | 15841 | 2024-12-26 | 0
TX CHILDRENS | BE00127774 | STN24010066SA | MAINFRAME, BEDSIDE ALL-IN-ONE | GE Medical Systems Information Tech Inc | CANVAS | 15841 | 2025-07-02 | 0
TX CHILDRENS | BE00127694 | STN23520055SA | MAINFRAME, BEDSIDE ALL-IN-ONE | GE Medical Systems Information Tech Inc | CANVAS | 15841 | 2025-07-02 | 0
TX CHILDRENS | BE00127938 | STN24010094SA | MAINFRAME, BEDSIDE ALL-IN-ONE | GE Medical Systems Information Tech Inc | CANVAS | 15841 | 2025-07-02 | 0
TX CHILDRENS | BE00125448 | STN23490025SA | MAINFRAME, BEDSIDE ALL-IN-ONE | GE Medical Systems Information Tech Inc | CANVAS | 15841 | 2024-12-26 | 0
TX CHILDRENS | BE00127657 | STN24040074SA | MAINFRAME, BEDSIDE ALL-IN-ONE | GE Medical Systems Information Tech Inc | CANVAS | 15841 | 2025-07-02 | 0
TX CHILDRENS | BE00125460 | STN23480096SA | MAINFRAME, BEDSIDE ALL-IN-ONE | GE Medical Systems Information Tech Inc | CANVAS | 15841 | 2024-12-26 | 0
TX CHILDRENS | BE00125430 | STN23460006SA | MAINFRAME, BEDSIDE ALL-IN-ONE | GE Medical Systems Information Tech Inc | CANVAS | 15841 | 2024-12-26 | 0
TX CHILDRENS | BE00125445 | STN23480088SA | MAINFRAME, BEDSIDE ALL-IN-ONE | GE Medical Systems Information Tech Inc | CANVAS | 15841 | 2024-12-26 | 0
TX CHILDRENS | BE00127661 | STN24040082SA | MAINFRAME, BEDSIDE ALL-IN-ONE | GE Medical Systems Information Tech Inc | CANVAS | 15841 | 2025-07-02 | 0
TX CHILDRENS | BE00125463 | STN23480052SA | MAINFRAME, BEDSIDE ALL-IN-ONE | GE Medical Systems Information Tech Inc | CANVAS | 15841 | 2024-12-26 | 0
TX CHILDRENS | BE00125411 | STN23500088SA | MAINFRAME, BEDSIDE ALL-IN-ONE | GE Medical Systems Information Tech Inc | CANVAS | 15841 | 2024-12-26 | 0
TX CHILDRENS | BE00125397 | STN23460059SA | MAINFRAME, BEDSIDE ALL-IN-ONE | GE Medical Systems Information Tech Inc | CANVAS | 15841 | 2024-12-26 | 0
TX CHILDRENS | BE00125438 | STN23480084SA | MAINFRAME, BEDSIDE ALL-IN-ONE | GE Medical Systems Information Tech Inc | CANVAS | 15841 | 2024-12-26 | 0
TX CHILDRENS | BE00125454 | STN23500092SA | MAINFRAME, BEDSIDE ALL-IN-ONE | GE Medical Systems Information Tech Inc | CANVAS | 15841 | 2024-12-26 | 0
TX CHILDRENS | BE00125391 | STN23480010SA | MAINFRAME, BEDSIDE ALL-IN-ONE | GE Medical Systems Information Tech Inc | CANVAS | 15841 | 2024-12-26 | 0
TX CHILDRENS | BE00127632 | STN24020026SA | MAINFRAME, BEDSIDE ALL-IN-ONE | GE Medical Systems Information Tech Inc | CANVAS | 15841 | 2025-07-02 | 0
TX CHILDRENS | BE00125442 | STN23480094SA | MAINFRAME, BEDSIDE ALL-IN-ONE | GE Medical Systems Information Tech Inc | CANVAS | 15841 | 2024-12-26 | 0
TX CHILDRENS | BE00127658 | STN24040079SA | MAINFRAME, BEDSIDE ALL-IN-ONE | GE Medical Systems Information Tech Inc | CANVAS | 15841 | 2025-07-02 | 0
TX CHILDRENS | BE00125399 | STN23500086SA | MAINFRAME, BEDSIDE ALL-IN-ONE | GE Medical Systems Information Tech Inc | CANVAS | 15841 | 2024-12-26 | 0
TX CHILDRENS | BE00125421 | STN23490023SA | MAINFRAME, BEDSIDE ALL-IN-ONE | GE Medical Systems Information Tech Inc | CANVAS | 15841 | 2024-12-26 | 0
TX CHILDRENS | BE00125451 | STN23490030SA | MAINFRAME, BEDSIDE ALL-IN-ONE | GE Medical Systems Information Tech Inc | CANVAS | 15841 | 2024-12-26 | 0
TX CHILDRENS | BE00125455 | STN23500068SA | MAINFRAME, BEDSIDE ALL-IN-ONE | GE Medical Systems Information Tech Inc | CANVAS | 15841 | 2024-12-26 | 0
TX CHILDRENS | BE00125395 | STN23500074SA | MAINFRAME, BEDSIDE ALL-IN-ONE | GE Medical Systems Information Tech Inc | CANVAS | 15841 | 2024-12-26 | 0
TX CHILDRENS | BE00127656 | STN24040076SA | MAINFRAME, BEDSIDE ALL-IN-ONE | GE Medical Systems Information Tech Inc | CANVAS | 15841 | 2025-07-02 | 0
TX CHILDRENS | BE00125412 | STN23500099SA | MAINFRAME, BEDSIDE ALL-IN-ONE | GE Medical Systems Information Tech Inc | CANVAS | 15841 | 2024-12-26 | 0
TX CHILDRENS | BE00125426 | STN23480012SA | MAINFRAME, BEDSIDE ALL-IN-ONE | GE Medical Systems Information Tech Inc | CANVAS | 15841 | 2024-12-26 | 0
TX CHILDRENS | BE00125439 | STN23480087SA | MAINFRAME, BEDSIDE ALL-IN-ONE | GE Medical Systems Information Tech Inc | CANVAS | 15841 | 2024-12-26 | 0
TX CHILDRENS | BE00125464 | STN23480093SA | MAINFRAME, BEDSIDE ALL-IN-ONE | GE Medical Systems Information Tech Inc | CANVAS | 15841 | 2024-12-26 | 0
TX CHILDRENS | BE00125420 | STN23500094SA | MAINFRAME, BEDSIDE ALL-IN-ONE | GE Medical Systems Information Tech Inc | CANVAS | 15841 | 2024-12-26 | 0
TX CHILDRENS | BE00127651 | STN24040086SA | MAINFRAME, BEDSIDE ALL-IN-ONE | GE Medical Systems Information Tech Inc | CANVAS | 15841 | 2025-07-02 | 0
TX CHILDRENS | BE00127649 | STN24040105SA | MAINFRAME, BEDSIDE ALL-IN-ONE | GE Medical Systems Information Tech Inc | CANVAS | 15841 | 2025-07-02 | 0
TX CHILDRENS | BE00127941 | STN24020004SA | MAINFRAME, BEDSIDE ALL-IN-ONE | GE Medical Systems Information Tech Inc | CANVAS | 15841 | 2025-07-02 | 0
TX CHILDRENS | BE00125392 | STN23490022SA | MAINFRAME, BEDSIDE ALL-IN-ONE | GE Medical Systems Information Tech Inc | CANVAS | 15841 | 2024-12-26 | 0
TX CHILDRENS | BE00125452 | STN23490049SA | MAINFRAME, BEDSIDE ALL-IN-ONE | GE Medical Systems Information Tech Inc | CANVAS | 15841 | 2024-12-26 | 0
TX CHILDRENS | BE00125389 | STN23500054SA | MAINFRAME, BEDSIDE ALL-IN-ONE | GE Medical Systems Information Tech Inc | CANVAS | 15841 | 2024-12-26 | 0
TX CHILDRENS | BE00125435 | STN23490015SA | MAINFRAME, BEDSIDE ALL-IN-ONE | GE Medical Systems Information Tech Inc | CANVAS | 15841 | 2024-12-26 | 0
TX CHILDRENS | BE00127777 | STN24010056SA | MAINFRAME, BEDSIDE ALL-IN-ONE | GE Medical Systems Information Tech Inc | CANVAS | 15841 | 2025-07-02 | 0
TX CHILDRENS | BE00125436 | STN23480086SA | MAINFRAME, BEDSIDE ALL-IN-ONE | GE Medical Systems Information Tech Inc | CANVAS | 15841 | 2024-12-26 | 0
TX CHILDRENS | BE00125446 | STN23480089SA | MAINFRAME, BEDSIDE ALL-IN-ONE | GE Medical Systems Information Tech Inc | CANVAS | 15841 | 2024-12-26 | 0
TX CHILDRENS | BE00125431 | STN23500006SA | MAINFRAME, BEDSIDE ALL-IN-ONE | GE Medical Systems Information Tech Inc | CANVAS | 15841 | 2024-12-26 | 0
TX CHILDRENS | BE00127727 | STN24020010SA | MAINFRAME, BEDSIDE ALL-IN-ONE | GE Medical Systems Information Tech Inc | CANVAS | 15841 | 2025-07-02 | 0
TX CHILDRENS | BE00125449 | STN23490033SA | MAINFRAME, BEDSIDE ALL-IN-ONE | GE Medical Systems Information Tech Inc | CANVAS | 15841 | 2024-12-26 | 0
TX CHILDRENS | BE00125418 | STN23490026SA | MAINFRAME, BEDSIDE ALL-IN-ONE | GE Medical Systems Information Tech Inc | CANVAS | 15841 | 2024-12-26 | 0
TX CHILDRENS | BE00125390 | STN23500093SA | MAINFRAME, BEDSIDE ALL-IN-ONE | GE Medical Systems Information Tech Inc | CANVAS | 15841 | 2024-12-26 | 0
TX CHILDRENS | BE00127939 | STN24010084SA | MAINFRAME, BEDSIDE ALL-IN-ONE | GE Medical Systems Information Tech Inc | CANVAS | 15841 | 2025-07-02 | 0
TX CHILDRENS | BE00127691 | STN24010040SA | MAINFRAME, BEDSIDE ALL-IN-ONE | GE Medical Systems Information Tech Inc | CANVAS | 15841 | 2025-07-02 | 0
TX CHILDRENS | BE00125414 | STN23490052SA | MAINFRAME, BEDSIDE ALL-IN-ONE | GE Medical Systems Information Tech Inc | CANVAS | 15841 | 2024-12-26 | 0
TX CHILDRENS | BE00125415 | STN23490051SA | MAINFRAME, BEDSIDE ALL-IN-ONE | GE Medical Systems Information Tech Inc | CANVAS | 15841 | 2024-12-26 | 0
TX CHILDRENS | BE00125459 | STN23480095SA | MAINFRAME, BEDSIDE ALL-IN-ONE | GE Medical Systems Information Tech Inc | CANVAS | 15841 | 2024-12-26 | 0
TX CHILDRENS | BE00125400 | STN23500076SA | MAINFRAME, BEDSIDE ALL-IN-ONE | GE Medical Systems Information Tech Inc | CANVAS | 15841 | 2024-12-26 | 0
TX CHILDRENS | BE00127631 | STN24010075SA | MAINFRAME, BEDSIDE ALL-IN-ONE | GE Medical Systems Information Tech Inc | CANVAS | 15841 | 2025-07-02 | 0
TX CHILDRENS | BE00125440 | STN23480085SA | MAINFRAME, BEDSIDE ALL-IN-ONE | GE Medical Systems Information Tech Inc | CANVAS | 15841 | 2024-12-26 | 0
TX CHILDRENS | BE00125428 | STN23460062SA | MAINFRAME, BEDSIDE ALL-IN-ONE | GE Medical Systems Information Tech Inc | CANVAS | 15841 | 2024-12-26 | 0
TX CHILDRENS | BE00127634 | STN24010055SA | MAINFRAME, BEDSIDE ALL-IN-ONE | GE Medical Systems Information Tech Inc | CANVAS | 15841 | 2025-07-02 | 0
TX CHILDRENS | BE00125410 | STN23500071SA | MAINFRAME, BEDSIDE ALL-IN-ONE | GE Medical Systems Information Tech Inc | CANVAS | 15841 | 2024-12-26 | 0
TX CHILDRENS | BE00125427 | STN23500015SA | MAINFRAME, BEDSIDE ALL-IN-ONE | GE Medical Systems Information Tech Inc | CANVAS | 15841 | 2024-12-26 | 0
TX CHILDRENS | BE00127690 | STN24010087SA | MAINFRAME, BEDSIDE ALL-IN-ONE | GE Medical Systems Information Tech Inc | CANVAS | 15841 | 2025-07-02 | 0
TX CHILDRENS | BE00125424 | STN23490039SA | MAINFRAME, BEDSIDE ALL-IN-ONE | GE Medical Systems Information Tech Inc | CANVAS | 15841 | 2024-12-26 | 0
TX CHILDRENS | BE00125456 | STN23480060SA | MAINFRAME, BEDSIDE ALL-IN-ONE | GE Medical Systems Information Tech Inc | CANVAS | 15841 | 2024-12-26 | 0
TX CHILDRENS | BE00125394 | STN23480058SA | MAINFRAME, BEDSIDE ALL-IN-ONE | GE Medical Systems Information Tech Inc | CANVAS | 15841 | 2024-12-26 | 0
TX CHILDRENS | BE00125425 | STN23490010SA | MAINFRAME, BEDSIDE ALL-IN-ONE | GE Medical Systems Information Tech Inc | CANVAS | 15841 | 2024-12-26 | 0
TX CHILDRENS | BE00125433 | STN23500012SA | MAINFRAME, BEDSIDE ALL-IN-ONE | GE Medical Systems Information Tech Inc | CANVAS | 15841 | 2024-12-26 | 0
TX CHILDRENS | BE00125462 | STN23480059SA | MAINFRAME, BEDSIDE ALL-IN-ONE | GE Medical Systems Information Tech Inc | CANVAS | 15841 | 2024-12-26 | 0
TX CHILDRENS | BE00125417 | STN23490055SA | MAINFRAME, BEDSIDE ALL-IN-ONE | GE Medical Systems Information Tech Inc | CANVAS | 15841 | 2024-12-26 | 0
TX CHILDRENS | BE00127663 | STN24040081SA | MAINFRAME, BEDSIDE ALL-IN-ONE | GE Medical Systems Information Tech Inc | CANVAS | 15841 | 2025-07-02 | 0
TX CHILDRENS | BE00127653 | STN24040087SA | MAINFRAME, BEDSIDE ALL-IN-ONE | GE Medical Systems Information Tech Inc | CANVAS | 15841 | 2025-07-02 | 0
TX CHILDRENS | BE00127775 | STN24020003SA | MAINFRAME, BEDSIDE ALL-IN-ONE | GE Medical Systems Information Tech Inc | CANVAS | 15841 | 2025-07-02 | 0
TX CHILDRENS | BE00125405 | STN23500057SA | MAINFRAME, BEDSIDE ALL-IN-ONE | GE Medical Systems Information Tech Inc | CANVAS | 15841 | 2024-12-26 | 0
TX CHILDRENS | BE00125423 | STN23500089SA | MAINFRAME, BEDSIDE ALL-IN-ONE | GE Medical Systems Information Tech Inc | CANVAS | 15841 | 2024-12-26 | 0
TX CHILDRENS | BE00127697 | STN24010060SA | MAINFRAME, BEDSIDE ALL-IN-ONE | GE Medical Systems Information Tech Inc | CANVAS | 15841 | 2025-07-02 | 0
TX CHILDRENS | BE00125437 | STN23480090SA | MAINFRAME, BEDSIDE ALL-IN-ONE | GE Medical Systems Information Tech Inc | CANVAS | 15841 | 2024-12-26 | 0
TX CHILDRENS | BE00125450 | STN23490032SA | MAINFRAME, BEDSIDE ALL-IN-ONE | GE Medical Systems Information Tech Inc | CANVAS | 15841 | 2024-12-26 | 0
TX CHILDRENS | BE00125408 | STN23500098SA | MAINFRAME, BEDSIDE ALL-IN-ONE | GE Medical Systems Information Tech Inc | CANVAS | 15841 | 2024-12-26 | 0
TX CHILDRENS | BE00127652 | STN24040091SA | MAINFRAME, BEDSIDE ALL-IN-ONE | GE Medical Systems Information Tech Inc | CANVAS | 15841 | 2025-07-02 | 0
TX CHILDRENS | BE00125453 | STN23500095SA | MAINFRAME, BEDSIDE ALL-IN-ONE | GE Medical Systems Information Tech Inc | CANVAS | 15841 | 2024-12-26 | 0
TX CHILDRENS | BE00125398 | STN23470012SA | MAINFRAME, BEDSIDE ALL-IN-ONE | GE Medical Systems Information Tech Inc | CANVAS | 15841 | 2024-12-26 | 0
TX CHILDRENS | BE00127693 | STN24020005SA | MAINFRAME, BEDSIDE ALL-IN-ONE | GE Medical Systems Information Tech Inc | CANVAS | 15841 | 2025-07-02 | 0
TX CHILDRENS | BE00125444 | STN23470005SA | MAINFRAME, BEDSIDE ALL-IN-ONE | GE Medical Systems Information Tech Inc | CANVAS | 15841 | 2024-12-26 | 0
TX CHILDRENS | BE00127659 | STN24040097SA | MAINFRAME, BEDSIDE ALL-IN-ONE | GE Medical Systems Information Tech Inc | CANVAS | 15841 | 2025-07-02 | 0
TX CHILDRENS | BE00125401 | STN23480077SA | MAINFRAME, BEDSIDE ALL-IN-ONE | GE Medical Systems Information Tech Inc | CANVAS | 15841 | 2024-12-26 | 0
TX CHILDRENS | BE00125419 | STN23490021SA | MAINFRAME, BEDSIDE ALL-IN-ONE | GE Medical Systems Information Tech Inc | CANVAS | 15841 | 2024-12-26 | 0
TX CHILDRENS | BE00127729 | STN24010097SA | MAINFRAME, BEDSIDE ALL-IN-ONE | GE Medical Systems Information Tech Inc | CANVAS | 15841 | 2025-07-02 | 0
TX CHILDRENS | BE00127773 | STN24010082SA | MAINFRAME, BEDSIDE ALL-IN-ONE | GE Medical Systems Information Tech Inc | CANVAS | 15841 | 2025-07-02 | 0
TX CHILDRENS | BE00127695 | STN24010063SA | MAINFRAME, BEDSIDE ALL-IN-ONE | GE Medical Systems Information Tech Inc | CANVAS | 15841 | 2025-07-02 | 0
TX CHILDRENS | BE00127696 | STN24010062SA | MAINFRAME, BEDSIDE ALL-IN-ONE | GE Medical Systems Information Tech Inc | CANVAS | 15841 | 2025-07-02 | 0
TX CHILDRENS | BE00125434 | STN23500007SA | MAINFRAME, BEDSIDE ALL-IN-ONE | GE Medical Systems Information Tech Inc | CANVAS | 15841 | 2024-12-26 | 0
TX CHILDRENS | BE00125441 | STN23480091SA | MAINFRAME, BEDSIDE ALL-IN-ONE | GE Medical Systems Information Tech Inc | CANVAS | 15841 | 2024-12-26 | 0
TX CHILDRENS | BE00127630 | STN24010085SA | MAINFRAME, BEDSIDE ALL-IN-ONE | GE Medical Systems Information Tech Inc | CANVAS | 15841 | 2025-07-02 | 0
TX CHILDRENS | BE00127940 | STN24010059SA | MAINFRAME, BEDSIDE ALL-IN-ONE | GE Medical Systems Information Tech Inc | CANVAS | 15841 | 2025-07-02 | 0
TX CHILDRENS | BE00125393 | STN23500084SA | MAINFRAME, BEDSIDE ALL-IN-ONE | GE Medical Systems Information Tech Inc | CANVAS | 15841 | 2024-12-26 | 0
TX CHILDRENS | BE00125413 | STN23500058SA | MAINFRAME, BEDSIDE ALL-IN-ONE | GE Medical Systems Information Tech Inc | CANVAS | 15841 | 2024-12-26 | 0
TX CHILDRENS | BE00125396 | STN23500082SA | MAINFRAME, BEDSIDE ALL-IN-ONE | GE Medical Systems Information Tech Inc | CANVAS | 15841 | 2024-12-26 | 0
TX CHILDRENS | BE00127633 | STN24020024SA | MAINFRAME, BEDSIDE ALL-IN-ONE | GE Medical Systems Information Tech Inc | CANVAS | 15841 | 2025-07-02 | 0
TX CHILDRENS | BE00125443 | STN23470008SA | MAINFRAME, BEDSIDE ALL-IN-ONE | GE Medical Systems Information Tech Inc | CANVAS | 15841 | 2024-12-26 | 0
TX CHILDRENS | BE00125416 | STN23490027SA | MAINFRAME, BEDSIDE ALL-IN-ONE | GE Medical Systems Information Tech Inc | CANVAS | 15841 | 2024-12-26 | 0
TX CHILDRENS | BE00127692 | STN23520060SA | MAINFRAME, BEDSIDE ALL-IN-ONE | GE Medical Systems Information Tech Inc | CANVAS | 15841 | 2025-07-02 | 0
TX CHILDRENS | BE00125429 | STN23500004SA | MAINFRAME, BEDSIDE ALL-IN-ONE | GE Medical Systems Information Tech Inc | CANVAS | 15841 | 2024-12-26 | 0
TX CHILDRENS | BE00127636 | STN24010073SA | MAINFRAME, BEDSIDE ALL-IN-ONE | GE Medical Systems Information Tech Inc | CANVAS | 15841 | 2025-07-02 | 0
TX CHILDRENS | BE00127635 | STN24010041SA | MAINFRAME, BEDSIDE ALL-IN-ONE | GE Medical Systems Information Tech Inc | CANVAS | 15841 | 2025-07-02 | 0
TX CHILDRENS | BE00127942 | STN24020001SA | MAINFRAME, BEDSIDE ALL-IN-ONE | GE Medical Systems Information Tech Inc | CANVAS | 15841 | 2025-07-02 | 0
TX CHILDRENS | BE00125404 | STN24140465SA | MAINFRAME, BEDSIDE ALL-IN-ONE | GE Medical Systems Information Tech Inc | CANVAS | 15841 | 2024-12-26 | 0
TX CHILDRENS | BE00127650 | STN24040088SA | MAINFRAME, BEDSIDE ALL-IN-ONE | GE Medical Systems Information Tech Inc | CANVAS | 15841 | 2025-07-02 | 0
TX CHILDRENS | BE00125465 | STN23490024SA | MAINFRAME, BEDSIDE ALL-IN-ONE | GE Medical Systems Information Tech Inc | CANVAS | 15841 | 2024-12-26 | 0
TX CHILDRENS | BE00127728 | STN24020009SA | MAINFRAME, BEDSIDE ALL-IN-ONE | GE Medical Systems Information Tech Inc | CANVAS | 15841 | 2025-07-02 | 0
TX CHILDRENS | BE00127660 | STN24040100SA | MAINFRAME, BEDSIDE ALL-IN-ONE | GE Medical Systems Information Tech Inc | CANVAS | 15841 | 2025-07-02 | 0
TX CHILDRENS | BE00125461 | STN23480054SA | MAINFRAME, BEDSIDE ALL-IN-ONE | GE Medical Systems Information Tech Inc | CANVAS | 15841 | 2024-12-26 | 0
TX CHILDRENS | BE00125447 | STN23480026SA | MAINFRAME, BEDSIDE ALL-IN-ONE | GE Medical Systems Information Tech Inc | CANVAS | 15841 | 2024-12-26 | 0
TX CHILDRENS | BE00125432 | STN23490056SA | MAINFRAME, BEDSIDE ALL-IN-ONE | GE Medical Systems Information Tech Inc | CANVAS | 15841 | 2024-12-26 | 0
TX CHILDRENS | BE00127698 | STN24010061SA | MAINFRAME, BEDSIDE ALL-IN-ONE | GE Medical Systems Information Tech Inc | CANVAS | 15841 | 2025-07-02 | 0
TX CHILDRENS | BE00125409 | STN23480003SA | MAINFRAME, BEDSIDE ALL-IN-ONE | GE Medical Systems Information Tech Inc | CANVAS | 15841 | 2024-12-26 | 0
TX CHILDRENS | BE00125422 | STN23500091SA | MAINFRAME, BEDSIDE ALL-IN-ONE | GE Medical Systems Information Tech Inc | CANVAS | 15841 | 2024-12-26 | 0
TX CHILDRENS | BE00065829 | SICP00632 | SURGICAL INSTRUMENT MOTOR ACCE | MEDTRONIC XOMED INC | 234000 | 15838.2 | 2017-01-14 | 0
TX CHILDRENS | BE00115616 | (21)987935 | OPHTHALMOLOGY CAMERA & ACCESSORIES | TOPCON AMERICA CORP | TRC-NW400 | 15835 | 2022-08-17 | 0
TX CHILDRENS | BE00103253 | AF18C078048 | DEFIBRILLATOR DC | ZOLL Medical Corporation | R SERIES | 15800.15 | 2023-04-08 | 0
TX CHILDRENS | BE00103268 | AF18C078064 | DEFIBRILLATOR DC | ZOLL Medical Corporation | R SERIES | 15800.15 | 2023-04-08 | 0
TX CHILDRENS | BE00103327 | AF18C078231 | DEFIBRILLATOR DC | ZOLL Medical Corporation | R SERIES | 15800.15 | 2023-04-08 | 0
TX CHILDRENS | BE00104563 | AF17J072104 | DEFIBRILLATOR DC | ZOLL Medical Corporation | R SERIES | 15800.15 | 2019-02-26 | 0
TX CHILDRENS | BE00104560 | AF17J072100 | DEFIBRILLATOR DC | ZOLL Medical Corporation | R SERIES | 15800.15 | 2019-02-26 | 0
TX CHILDRENS | BE00103251 | AF18C078046 | DEFIBRILLATOR DC | ZOLL Medical Corporation | R SERIES | 15800.15 | 2023-04-08 | 0
TX CHILDRENS | BE00104548 | AF17J072085 | DEFIBRILLATOR DC | ZOLL Medical Corporation | R SERIES | 15800.15 | 2019-02-26 | 0
TX CHILDRENS | BE00108174 | AF17L074494 | DEFIBRILLATOR DC | ZOLL Medical Corporation | R SERIES | 15800.15 | 2023-04-08 | 0
TX CHILDRENS | BE00108175 | AF17L074532 | DEFIBRILLATOR DC | ZOLL Medical Corporation | R SERIES | 15800.15 | 2023-04-08 | 0
TX CHILDRENS | BE00103263 | AF18C078058 | DEFIBRILLATOR DC | ZOLL Medical Corporation | R SERIES | 15800.15 | 2023-04-08 | 0
TX CHILDRENS | BE00104571 | AF17J072114 | DEFIBRILLATOR DC | ZOLL Medical Corporation | R SERIES | 15800.15 | 2019-02-26 | 0
TX CHILDRENS | BE00103319 | AF18C078223 | DEFIBRILLATOR DC | ZOLL Medical Corporation | R SERIES | 15800.15 | 2023-04-08 | 0
TX CHILDRENS | BE00104553 | AF17J072090 | DEFIBRILLATOR DC | ZOLL Medical Corporation | R SERIES | 15800.15 | 2019-02-26 | 0
TX CHILDRENS | BE00103321 | AF18C078225 | DEFIBRILLATOR DC | ZOLL Medical Corporation | R SERIES | 15800.15 | 2023-04-08 | 0
TX CHILDRENS | BE00103244 | AF18C078038 | DEFIBRILLATOR DC | ZOLL Medical Corporation | R SERIES | 15800.15 | 2023-04-08 | 0
TX CHILDRENS | BE00104569 | AF17J072111 | DEFIBRILLATOR DC | ZOLL Medical Corporation | R SERIES | 15800.15 | 2019-02-26 | 0
TX CHILDRENS | BE00103339 | AF18C078244 | DEFIBRILLATOR DC | ZOLL Medical Corporation | R SERIES | 15800.15 | 2023-04-08 | 0
TX CHILDRENS | BE00108164 | AF17L074511 | DEFIBRILLATOR DC | ZOLL Medical Corporation | R SERIES | 15800.15 | 2023-04-08 | 0
TX CHILDRENS | BE00103318 | AF18C078222 | DEFIBRILLATOR DC | ZOLL Medical Corporation | R SERIES | 15800.15 | 2023-04-08 | 0
TX CHILDRENS | BE00103373 | AF18C078282 | DEFIBRILLATOR DC | ZOLL Medical Corporation | R SERIES | 15800.15 | 2023-04-08 | 0
TX CHILDRENS | BE00103280 | AF18C078076 | DEFIBRILLATOR DC | ZOLL Medical Corporation | R SERIES | 15800.15 | 2023-04-08 | 0
TX CHILDRENS | BE00103297 | AF18C078093 | DEFIBRILLATOR DC | ZOLL Medical Corporation | R SERIES | 15800.15 | 2023-04-08 | 0
TX CHILDRENS | BE00103311 | AF18C078214 | DEFIBRILLATOR DC | ZOLL Medical Corporation | R SERIES | 15800.15 | 2023-04-08 | 0
TX CHILDRENS | BE00103233 | AF18C078027 | DEFIBRILLATOR DC | ZOLL Medical Corporation | R SERIES | 15800.15 | 2023-04-08 | 0
TX CHILDRENS | BE00103272 | AF18C078068 | DEFIBRILLATOR DC | ZOLL Medical Corporation | R SERIES | 15800.15 | 2023-04-08 | 0
TX CHILDRENS | BE00103291 | AF18C078066 | DEFIBRILLATOR DC | ZOLL Medical Corporation | R SERIES | 15800.15 | 2023-04-08 | 0
TX CHILDRENS | BE00103290 | AF18C078086 | DEFIBRILLATOR DC | ZOLL Medical Corporation | R SERIES | 15800.15 | 2023-04-08 | 0
TX CHILDRENS | BE00104550 | AF17J072087 | DEFIBRILLATOR DC | ZOLL Medical Corporation | R SERIES | 15800.15 | 2019-02-26 | 0
TX CHILDRENS | BE00104551 | AF17J072088 | DEFIBRILLATOR DC | ZOLL Medical Corporation | R SERIES | 15800.15 | 2019-02-26 | 0
TX CHILDRENS | BE00108161 | AF17L074546 | DEFIBRILLATOR DC | ZOLL Medical Corporation | R SERIES | 15800.15 | 2023-04-08 | 0
TX CHILDRENS | BE00103332 | AF18C078237 | DEFIBRILLATOR DC | ZOLL Medical Corporation | R SERIES | 15800.15 | 2023-04-08 | 0
TX CHILDRENS | BE00103234 | AF18C078028 | DEFIBRILLATOR DC | ZOLL Medical Corporation | R SERIES | 15800.15 | 2023-04-08 | 0
TX CHILDRENS | BE00103313 | AF18C078216 | DEFIBRILLATOR DC | ZOLL Medical Corporation | R SERIES | 15800.15 | 2023-04-08 | 0
TX CHILDRENS | BE00103273 | AF18C078069 | DEFIBRILLATOR DC | ZOLL Medical Corporation | R SERIES | 15800.15 | 2023-04-08 | 0
TX CHILDRENS | BE00104564 | AF17J072105 | DEFIBRILLATOR DC | ZOLL Medical Corporation | R SERIES | 15800.15 | 2019-02-26 | 0
TX CHILDRENS | BE00108642 | AF17L074514 | DEFIBRILLATOR DC | ZOLL Medical Corporation | R SERIES | 15800.15 | 2023-04-08 | 0
TX CHILDRENS | BE00103331 | AF18C078236 | DEFIBRILLATOR DC | ZOLL Medical Corporation | R SERIES | 15800.15 | 2023-04-08 | 0
TX CHILDRENS | BE00103255 | AF18C078050 | DEFIBRILLATOR DC | ZOLL Medical Corporation | R SERIES | 15800.15 | 2023-04-08 | 0
TX CHILDRENS | BE00103283 | AF18C078079 | DEFIBRILLATOR DC | ZOLL Medical Corporation | R SERIES | 15800.15 | 2023-04-08 | 0
TX CHILDRENS | BE00103379 | AF18C079117 | DEFIBRILLATOR DC | ZOLL Medical Corporation | R SERIES | 15800.15 | 2023-04-08 | 0
TX CHILDRENS | BE00104559 | AF17J072099 | DEFIBRILLATOR DC | ZOLL Medical Corporation | R SERIES | 15800.15 | 2019-02-26 | 0
TX CHILDRENS | BE00103323 | AF18C078227 | DEFIBRILLATOR DC | ZOLL Medical Corporation | R SERIES | 15800.15 | 2023-04-08 | 0
TX CHILDRENS | BE00103285 | AF18C078081 | DEFIBRILLATOR DC | ZOLL Medical Corporation | R SERIES | 15800.15 | 2023-04-08 | 0
TX CHILDRENS | BE00103245 | AF18C078039 | DEFIBRILLATOR DC | ZOLL Medical Corporation | R SERIES | 15800.15 | 2023-04-08 | 0
TX CHILDRENS | BE00103326 | AF18C078230 | DEFIBRILLATOR DC | ZOLL Medical Corporation | R SERIES | 15800.15 | 2023-04-08 | 0
TX CHILDRENS | BE00108154 | AF17L074502 | DEFIBRILLATOR DC | ZOLL Medical Corporation | R SERIES | 15800.15 | 2023-04-08 | 0
TX CHILDRENS | BE00104543 | AF17J072077 | DEFIBRILLATOR DC | ZOLL Medical Corporation | R SERIES | 15800.15 | 2019-02-26 | 0
TX CHILDRENS | BE00103284 | AF18C078080 | DEFIBRILLATOR DC | ZOLL Medical Corporation | R SERIES | 15800.15 | 2023-04-08 | 0
TX CHILDRENS | BE00103306 | AF18C078209 | DEFIBRILLATOR DC | ZOLL Medical Corporation | R SERIES | 15800.15 | 2023-04-08 | 0
TX CHILDRENS | BE00103267 | AF18C078063 | DEFIBRILLATOR DC | ZOLL Medical Corporation | R SERIES | 15800.15 | 2023-04-08 | 0
TX CHILDRENS | BE00103264 | AF18C078059 | DEFIBRILLATOR DC | ZOLL Medical Corporation | R SERIES | 15800.15 | 2023-04-08 | 0
TX CHILDRENS | BE00103341 | AF18C078246 | DEFIBRILLATOR DC | ZOLL Medical Corporation | R SERIES | 15800.15 | 2023-04-08 | 0
TX CHILDRENS | BE00103260 | AF18C078055 | DEFIBRILLATOR DC | ZOLL Medical Corporation | R SERIES | 15800.15 | 2023-04-08 | 0
TX CHILDRENS | BE00103261 | AF18C078056 | DEFIBRILLATOR DC | ZOLL Medical Corporation | R SERIES | 15800.15 | 2023-04-08 | 0
TX CHILDRENS | BE00103262 | AF18C078057 | DEFIBRILLATOR DC | ZOLL Medical Corporation | R SERIES | 15800.15 | 2023-04-08 | 0
TX CHILDRENS | BE00104565 | AF17J072106 | DEFIBRILLATOR DC | ZOLL Medical Corporation | R SERIES | 15800.15 | 2019-02-26 | 0
TX CHILDRENS | BE00103317 | AF18C078221 | DEFIBRILLATOR DC | ZOLL Medical Corporation | R SERIES | 15800.15 | 2023-04-08 | 0
TX CHILDRENS | BE00103294 | AF18C078090 | DEFIBRILLATOR DC | ZOLL Medical Corporation | R SERIES | 15800.15 | 2023-04-08 | 0
TX CHILDRENS | BE00103354 | AF18C078260 | DEFIBRILLATOR DC | ZOLL Medical Corporation | R SERIES | 15800.15 | 2023-04-08 | 0
TX CHILDRENS | BE00103358 | AF18C078265 | DEFIBRILLATOR DC | ZOLL Medical Corporation | R SERIES | 15800.15 | 2023-04-08 | 0
TX CHILDRENS | BE00108169 | AF17L074542 | DEFIBRILLATOR DC | ZOLL Medical Corporation | R SERIES | 15800.15 | 2023-04-08 | 0
TX CHILDRENS | BE00103340 | AF18C078245 | DEFIBRILLATOR DC | ZOLL Medical Corporation | R SERIES | 15800.15 | 2023-04-08 | 0
TX CHILDRENS | BE00108167 | AF17L074528 | DEFIBRILLATOR DC | ZOLL Medical Corporation | R SERIES | 15800.15 | 2023-04-08 | 0
TX CHILDRENS | BE00111448 | AF18C079122 | DEFIBRILLATOR DC | ZOLL Medical Corporation | R SERIES | 15800.15 | 2019-08-05 | 0
TX CHILDRENS | BE00103314 | AF18C078217 | DEFIBRILLATOR DC | ZOLL Medical Corporation | R SERIES | 15800.15 | 2023-04-08 | 0
TX CHILDRENS | BE00103334 | AF18C078239 | DEFIBRILLATOR DC | ZOLL Medical Corporation | R SERIES | 15800.15 | 2023-04-08 | 0
TX CHILDRENS | BE00103298 | AF18C078094 | DEFIBRILLATOR DC | ZOLL Medical Corporation | R SERIES | 15800.15 | 2023-04-08 | 0
TX CHILDRENS | BE00103372 | AF18C078280 | DEFIBRILLATOR DC | ZOLL Medical Corporation | R SERIES | 15800.15 | 2023-04-08 | 0
TX CHILDRENS | BE00108149 | AF17L074505 | DEFIBRILLATOR DC | ZOLL Medical Corporation | R SERIES | 15800.15 | 2023-04-08 | 0
TX CHILDRENS | BE00108166 | AF17L074555 | DEFIBRILLATOR DC | ZOLL Medical Corporation | R SERIES | 15800.15 | 2023-04-08 | 0
TX CHILDRENS | BE00103281 | AF18C078077 | DEFIBRILLATOR DC | ZOLL Medical Corporation | R SERIES | 15800.15 | 2023-04-08 | 0
TX CHILDRENS | BE00103368 | AF18C078275 | DEFIBRILLATOR DC | ZOLL Medical Corporation | R SERIES | 15800.15 | 2023-04-08 | 0
TX CHILDRENS | BE00103351 | AF18C078257 | DEFIBRILLATOR DC | ZOLL Medical Corporation | R SERIES | 15800.15 | 2023-04-08 | 0
TX CHILDRENS | BE00104554 | AF17J072091 | DEFIBRILLATOR DC | ZOLL Medical Corporation | R SERIES | 15800.15 | 2019-02-26 | 0
TX CHILDRENS | BE00103241 | AF18C078035 | DEFIBRILLATOR DC | ZOLL Medical Corporation | R SERIES | 15800.15 | 2023-04-08 | 0
TX CHILDRENS | BE00103271 | AF18C078067 | DEFIBRILLATOR DC | ZOLL Medical Corporation | R SERIES | 15800.15 | 2023-04-08 | 0
TX CHILDRENS | BE00103348 | AF18C078254 | DEFIBRILLATOR DC | ZOLL Medical Corporation | R SERIES | 15800.15 | 2023-04-08 | 0
TX CHILDRENS | BE00108176 | AF17L074512 | DEFIBRILLATOR DC | ZOLL Medical Corporation | R SERIES | 15800.15 | 2023-04-08 | 0
TX CHILDRENS | BE00103287 | AF18C078083 | DEFIBRILLATOR DC | ZOLL Medical Corporation | R SERIES | 15800.15 | 2023-04-08 | 0
TX CHILDRENS | BE00103362 | AF18C078269 | DEFIBRILLATOR DC | ZOLL Medical Corporation | R SERIES | 15800.15 | 2023-04-08 | 0
TX CHILDRENS | BE00104545 | AF17J072080 | DEFIBRILLATOR DC | ZOLL Medical Corporation | R SERIES | 15800.15 | 2019-02-26 | 0
TX CHILDRENS | BE00104546 | AF17J072083 | DEFIBRILLATOR DC | ZOLL Medical Corporation | R SERIES | 15800.15 | 2019-02-26 | 0
TX CHILDRENS | BE00103269 | AF18C078065 | DEFIBRILLATOR DC | ZOLL Medical Corporation | R SERIES | 15800.15 | 2023-04-08 | 0
TX CHILDRENS | BE00103270 | AF18C078087 | DEFIBRILLATOR DC | ZOLL Medical Corporation | R SERIES | 15800.15 | 2023-04-08 | 0
TX CHILDRENS | BE00103257 | AF18C078052 | DEFIBRILLATOR DC | ZOLL Medical Corporation | R SERIES | 15800.15 | 2023-04-08 | 0
TX CHILDRENS | BE00104566 | AF17J072107 | DEFIBRILLATOR DC | ZOLL Medical Corporation | R SERIES | 15800.15 | 2019-02-26 | 0
TX CHILDRENS | BE00108160 | AF17L074493 | DEFIBRILLATOR DC | ZOLL Medical Corporation | R SERIES | 15800.15 | 2023-04-08 | 0
TX CHILDRENS | BE00104567 | AF17J072109 | DEFIBRILLATOR DC | ZOLL Medical Corporation | R SERIES | 15800.15 | 2019-02-26 | 0
TX CHILDRENS | BE00111447 | AF18C079120 | DEFIBRILLATOR DC | ZOLL Medical Corporation | R SERIES | 15800.15 | 2019-08-05 | 0
TX CHILDRENS | BE00103239 | AF18C078033 | DEFIBRILLATOR DC | ZOLL Medical Corporation | R SERIES | 15800.15 | 2023-04-08 | 0
TX CHILDRENS | BE00103352 | AF18B077250 | DEFIBRILLATOR DC | ZOLL Medical Corporation | R SERIES | 15800.15 | 2023-04-08 | 0
TX CHILDRENS | BE00108171 | AF17L074496 | DEFIBRILLATOR DC | ZOLL Medical Corporation | R SERIES | 15800.15 | 2023-04-08 | 0
TX CHILDRENS | BE00103359 | AF18C078266 | DEFIBRILLATOR DC | ZOLL Medical Corporation | R SERIES | 15800.15 | 2023-04-08 | 0
TX CHILDRENS | BE00103303 | AF18B077201 | DEFIBRILLATOR DC | ZOLL Medical Corporation | R SERIES | 15800.15 | 2023-04-08 | 0
TX CHILDRENS | BE00103304 | AF18C078045 | DEFIBRILLATOR DC | ZOLL Medical Corporation | R SERIES | 15800.15 | 2023-04-08 | 0
TX CHILDRENS | BE00103378 | AF18C079116 | DEFIBRILLATOR DC | ZOLL Medical Corporation | R SERIES | 15800.15 | 2023-04-08 | 0
TX CHILDRENS | BE00103250 | AF18C078044 | DEFIBRILLATOR DC | ZOLL Medical Corporation | R SERIES | 15800.15 | 2023-04-08 | 0
TX CHILDRENS | BE00108157 | AF17L074252 | DEFIBRILLATOR DC | ZOLL Medical Corporation | R SERIES | 15800.15 | 2023-04-08 | 0
TX CHILDRENS | BE00108153 | AF17L074529 | DEFIBRILLATOR DC | ZOLL Medical Corporation | R SERIES | 15800.15 | 2023-04-08 | 0
TX CHILDRENS | BE00104557 | AF17J072094 | DEFIBRILLATOR DC | ZOLL Medical Corporation | R SERIES | 15800.15 | 2019-02-26 | 0
TX CHILDRENS | BE00104573 | AF17J072116 | DEFIBRILLATOR DC | ZOLL Medical Corporation | R SERIES | 15800.15 | 2019-02-26 | 0
TX CHILDRENS | BE00103240 | AF18C078034 | DEFIBRILLATOR DC | ZOLL Medical Corporation | R SERIES | 15800.15 | 2023-04-08 | 0
TX CHILDRENS | BE00104552 | AF17J072089 | DEFIBRILLATOR DC | ZOLL Medical Corporation | R SERIES | 15800.15 | 2019-02-26 | 0
TX CHILDRENS | BE00103277 | AF18C078073 | DEFIBRILLATOR DC | ZOLL Medical Corporation | R SERIES | 15800.15 | 2023-04-08 | 0
TX CHILDRENS | BE00103299 | AF18C078095 | DEFIBRILLATOR DC | ZOLL Medical Corporation | R SERIES | 15800.15 | 2023-04-08 | 0
TX CHILDRENS | BE00103336 | AF18C078241 | DEFIBRILLATOR DC | ZOLL Medical Corporation | R SERIES | 15800.15 | 2023-04-08 | 0
TX CHILDRENS | BE00103300 | AF18C078097 | DEFIBRILLATOR DC | ZOLL Medical Corporation | R SERIES | 15800.15 | 2023-04-08 | 0
TX CHILDRENS | BE00103322 | AF18C078226 | DEFIBRILLATOR DC | ZOLL Medical Corporation | R SERIES | 15800.15 | 2023-04-08 | 0
TX CHILDRENS | BE00103247 | AF18C078041 | DEFIBRILLATOR DC | ZOLL Medical Corporation | R SERIES | 15800.15 | 2023-04-08 | 0
TX CHILDRENS | BE00103266 | AF18C078061 | DEFIBRILLATOR DC | ZOLL Medical Corporation | R SERIES | 15800.15 | 2023-04-08 | 0
TX CHILDRENS | BE00103342 | AF18C078247 | DEFIBRILLATOR DC | ZOLL Medical Corporation | R SERIES | 15800.15 | 2023-04-08 | 0
TX CHILDRENS | BE00103353 | AF18C078259 | DEFIBRILLATOR DC | ZOLL Medical Corporation | R SERIES | 15800.15 | 2023-04-08 | 0
TX CHILDRENS | BE00103324 | AF18C078228 | DEFIBRILLATOR DC | ZOLL Medical Corporation | R SERIES | 15800.15 | 2023-04-08 | 0
TX CHILDRENS | BE00103305 | AF18C078208 | DEFIBRILLATOR DC | ZOLL Medical Corporation | R SERIES | 15800.15 | 2023-04-08 | 0
TX CHILDRENS | BE00103249 | AF18C078043 | DEFIBRILLATOR DC | ZOLL Medical Corporation | R SERIES | 15800.15 | 2023-04-08 | 0
TX CHILDRENS | BE00103286 | AF18C078082 | DEFIBRILLATOR DC | ZOLL Medical Corporation | R SERIES | 15800.15 | 2023-04-08 | 0
TX CHILDRENS | BE00103302 | AF18C078099 | DEFIBRILLATOR DC | ZOLL Medical Corporation | R SERIES | 15800.15 | 2023-04-08 | 0
TX CHILDRENS | BE00108158 | AF17L074539 | DEFIBRILLATOR DC | ZOLL Medical Corporation | R SERIES | 15800.15 | 2023-04-08 | 0
TX CHILDRENS | BE00103350 | AF18C078256 | DEFIBRILLATOR DC | ZOLL Medical Corporation | R SERIES | 15800.15 | 2023-04-08 | 0
TX CHILDRENS | BE00103238 | AF18C078032 | DEFIBRILLATOR DC | ZOLL Medical Corporation | R SERIES | 15800.15 | 2023-04-08 | 0
TX CHILDRENS | BE00111446 | AF18C079118 | DEFIBRILLATOR DC | ZOLL Medical Corporation | R SERIES | 15800.15 | 2019-08-02 | 0
TX CHILDRENS | BE00103364 | AF18C078271 | DEFIBRILLATOR DC | ZOLL Medical Corporation | R SERIES | 15800.15 | 2023-04-08 | 0
TX CHILDRENS | BE00103365 | AF18C078272 | DEFIBRILLATOR DC | ZOLL Medical Corporation | R SERIES | 15800.15 | 2023-04-08 | 0
TX CHILDRENS | BE00103288 | AF18C078084 | DEFIBRILLATOR DC | ZOLL Medical Corporation | R SERIES | 15800.15 | 2023-04-08 | 0
TX CHILDRENS | BE00103308 | AF18C078211 | DEFIBRILLATOR DC | ZOLL Medical Corporation | R SERIES | 15800.15 | 2023-04-08 | 0
TX CHILDRENS | BE00103309 | AF18C078212 | DEFIBRILLATOR DC | ZOLL Medical Corporation | R SERIES | 15800.15 | 2023-04-08 | 0
TX CHILDRENS | BE00111445 | AF17I070830 | DEFIBRILLATOR DC | ZOLL Medical Corporation | R SERIES | 15800.15 | 2019-08-02 | 0
TX CHILDRENS | BE00108156 | AF17L074544 | DEFIBRILLATOR DC | ZOLL Medical Corporation | R SERIES | 15800.15 | 2023-04-08 | 0
TX CHILDRENS | BE00103338 | AF18C078243 | DEFIBRILLATOR DC | ZOLL Medical Corporation | R SERIES | 15800.15 | 2023-04-08 | 0
TX CHILDRENS | BE00104556 | AF17J072093 | DEFIBRILLATOR DC | ZOLL Medical Corporation | R SERIES | 15800.15 | 2019-02-26 | 0
TX CHILDRENS | BE00103242 | AF18C078036 | DEFIBRILLATOR DC | ZOLL Medical Corporation | R SERIES | 15800.15 | 2023-04-08 | 0
TX CHILDRENS | BE00104555 | AF17J072092 | DEFIBRILLATOR DC | ZOLL Medical Corporation | R SERIES | 15800.15 | 2019-02-26 | 0
TX CHILDRENS | BE00103279 | AF18C078075 | DEFIBRILLATOR DC | ZOLL Medical Corporation | R SERIES | 15800.15 | 2023-04-08 | 0
TX CHILDRENS | BE00103374 | AF18C078283 | DEFIBRILLATOR DC | ZOLL Medical Corporation | R SERIES | 15800.15 | 2023-04-08 | 0
TX CHILDRENS | BE00103375 | AF18C078285 | DEFIBRILLATOR DC | ZOLL Medical Corporation | R SERIES | 15800.15 | 2023-04-08 | 0
TX CHILDRENS | BE00104568 | AF17J072110 | DEFIBRILLATOR DC | ZOLL Medical Corporation | R SERIES | 15800.15 | 2019-02-26 | 0
TX CHILDRENS | BE00108150 | AF17L074553 | DEFIBRILLATOR DC | ZOLL Medical Corporation | R SERIES | 15800.15 | 2023-04-08 | 0
TX CHILDRENS | BE00103355 | AF18C078261 | DEFIBRILLATOR DC | ZOLL Medical Corporation | R SERIES | 15800.15 | 2023-04-08 | 0
TX CHILDRENS | BE00103329 | AF18C078234 | DEFIBRILLATOR DC | ZOLL Medical Corporation | R SERIES | 15800.15 | 2023-04-08 | 0
TX CHILDRENS | BE00108159 | AF17L074513 | DEFIBRILLATOR DC | ZOLL Medical Corporation | R SERIES | 15800.15 | 2023-04-08 | 0
TX CHILDRENS | BE00103345 | AF18C078250 | DEFIBRILLATOR DC | ZOLL Medical Corporation | R SERIES | 15800.15 | 2023-04-08 | 0
TX CHILDRENS | BE00104562 | AF17J072103 | DEFIBRILLATOR DC | ZOLL Medical Corporation | R SERIES | 15800.15 | 2019-02-26 | 0
TX CHILDRENS | BE00103328 | AF18C078233 | DEFIBRILLATOR DC | ZOLL Medical Corporation | R SERIES | 15800.15 | 2023-04-08 | 0
TX CHILDRENS | BE00103289 | AF18C078085 | DEFIBRILLATOR DC | ZOLL Medical Corporation | R SERIES | 15800.15 | 2023-04-08 | 0
TX CHILDRENS | BE00103366 | AF18C078273 | DEFIBRILLATOR DC | ZOLL Medical Corporation | R SERIES | 15800.15 | 2023-04-08 | 0
TX CHILDRENS | BE00103363 | AF18C078270 | DEFIBRILLATOR DC | ZOLL Medical Corporation | R SERIES | 15800.15 | 2023-04-08 | 0
TX CHILDRENS | BE00103357 | AF18C078264 | DEFIBRILLATOR DC | ZOLL Medical Corporation | R SERIES | 15800.15 | 2023-04-08 | 0
TX CHILDRENS | BE00103248 | AF18C078042 | DEFIBRILLATOR DC | ZOLL Medical Corporation | R SERIES | 15800.15 | 2023-04-08 | 0
TX CHILDRENS | BE00108170 | AF17L074561 | DEFIBRILLATOR DC | ZOLL Medical Corporation | R SERIES | 15800.15 | 2023-04-08 | 0
TX CHILDRENS | BE00104572 | AF17J072115 | DEFIBRILLATOR DC | ZOLL Medical Corporation | R SERIES | 15800.15 | 2019-02-26 | 0
TX CHILDRENS | BE00108172 | AF17L074533 | DEFIBRILLATOR DC | ZOLL Medical Corporation | R SERIES | 15800.15 | 2023-04-08 | 0
TX CHILDRENS | BE00103307 | AF18C078210 | DEFIBRILLATOR DC | ZOLL Medical Corporation | R SERIES | 15800.15 | 2023-04-08 | 0
TX CHILDRENS | BE00108148 | AF17L074558 | DEFIBRILLATOR DC | ZOLL Medical Corporation | R SERIES | 15800.15 | 2023-04-08 | 0
TX CHILDRENS | BE00103369 | AF18B077267 | DEFIBRILLATOR DC | ZOLL Medical Corporation | R SERIES | 15800.15 | 2023-04-08 | 0
TX CHILDRENS | BE00103296 | AF18C078092 | DEFIBRILLATOR DC | ZOLL Medical Corporation | R SERIES | 15800.15 | 2023-04-08 | 0
TX CHILDRENS | BE00103370 | AF18C078278 | DEFIBRILLATOR DC | ZOLL Medical Corporation | R SERIES | 15800.15 | 2023-04-08 | 0
TX CHILDRENS | BE00103274 | AF18C078070 | DEFIBRILLATOR DC | ZOLL Medical Corporation | R SERIES | 15800.15 | 2023-04-08 | 0
TX CHILDRENS | BE00103343 | AF18C078248 | DEFIBRILLATOR DC | ZOLL Medical Corporation | R SERIES | 15800.15 | 2023-04-08 | 0
TX CHILDRENS | BE00108177 | AF17L074509 | DEFIBRILLATOR DC | ZOLL Medical Corporation | R SERIES | 15800.15 | 2023-04-08 | 0
TX CHILDRENS | BE00103346 | AF18C078251 | DEFIBRILLATOR DC | ZOLL Medical Corporation | R SERIES | 15800.15 | 2023-04-08 | 0
TX CHILDRENS | BE00103325 | AF18C078229 | DEFIBRILLATOR DC | ZOLL Medical Corporation | R SERIES | 15800.15 | 2023-04-08 | 0
TX CHILDRENS | BE00104541 | AF17J072074 | DEFIBRILLATOR DC | ZOLL Medical Corporation | R SERIES | 15800.15 | 2019-02-26 | 0
TX CHILDRENS | BE00108152 | AF17L074499 | DEFIBRILLATOR DC | ZOLL Medical Corporation | R SERIES | 15800.15 | 2023-04-08 | 0
TX CHILDRENS | BE00104544 | AF17J072078 | DEFIBRILLATOR DC | ZOLL Medical Corporation | R SERIES | 15800.15 | 2019-02-26 | 0
TX CHILDRENS | BE00103361 | AF18C078268 | DEFIBRILLATOR DC | ZOLL Medical Corporation | R SERIES | 15800.15 | 2023-04-08 | 0
TX CHILDRENS | BE00103275 | AF18C078071 | DEFIBRILLATOR DC | ZOLL Medical Corporation | R SERIES | 15800.15 | 2023-04-08 | 0
TX CHILDRENS | BE00103335 | AF18C078240 | DEFIBRILLATOR DC | ZOLL Medical Corporation | R SERIES | 15800.15 | 2023-04-08 | 0
TX CHILDRENS | BE00103258 | AF18C078053 | DEFIBRILLATOR DC | ZOLL Medical Corporation | R SERIES | 15800.15 | 2023-04-08 | 0
TX CHILDRENS | BE00108162 | AF17L074536 | DEFIBRILLATOR DC | ZOLL Medical Corporation | R SERIES | 15800.15 | 2023-04-08 | 0
TX CHILDRENS | BE00103333 | AF18C078238 | DEFIBRILLATOR DC | ZOLL Medical Corporation | R SERIES | 15800.15 | 2023-04-08 | 0
TX CHILDRENS | BE00104549 | AF17J072086 | DEFIBRILLATOR DC | ZOLL Medical Corporation | R SERIES | 15800.15 | 2019-02-26 | 0
TX CHILDRENS | BE00103315 | AF18C078218 | DEFIBRILLATOR DC | ZOLL Medical Corporation | R SERIES | 15800.15 | 2023-04-08 | 0
TX CHILDRENS | BE00103295 | AF18C078091 | DEFIBRILLATOR DC | ZOLL Medical Corporation | R SERIES | 15800.15 | 2023-04-08 | 0
TX CHILDRENS | BE00103371 | AF18C078279 | DEFIBRILLATOR DC | ZOLL Medical Corporation | R SERIES | 15800.15 | 2023-04-08 | 0
TX CHILDRENS | BE00103265 | AF18C078060 | DEFIBRILLATOR DC | ZOLL Medical Corporation | R SERIES | 15800.15 | 2023-04-08 | 0
TX CHILDRENS | BE00104716 | AF17J072076 | DEFIBRILLATOR DC | ZOLL Medical Corporation | R SERIES | 15800.15 | 2019-02-26 | 0
TX CHILDRENS | BE00103282 | AF18C078078 | DEFIBRILLATOR DC | ZOLL Medical Corporation | R SERIES | 15800.15 | 2023-04-08 | 0
TX CHILDRENS | BE00104542 | AF17J072075 | DEFIBRILLATOR DC | ZOLL Medical Corporation | R SERIES | 15800.15 | 2019-02-26 | 0
TX CHILDRENS | BE00103246 | AF18C078040 | DEFIBRILLATOR DC | ZOLL Medical Corporation | R SERIES | 15800.15 | 2023-04-08 | 0
TX CHILDRENS | BE00104558 | AF17J072096 | DEFIBRILLATOR DC | ZOLL Medical Corporation | R SERIES | 15800.15 | 2019-02-26 | 0
TX CHILDRENS | BE00108147 | AF17L074547 | DEFIBRILLATOR DC | ZOLL Medical Corporation | R SERIES | 15800.15 | 2023-04-08 | 0
TX CHILDRENS | BE00108168 | AF17L074549 | DEFIBRILLATOR DC | ZOLL Medical Corporation | R SERIES | 15800.15 | 2023-04-08 | 0
TX CHILDRENS | BE00103356 | AF18C078263 | DEFIBRILLATOR DC | ZOLL Medical Corporation | R SERIES | 15800.15 | 2023-04-08 | 0
TX CHILDRENS | BE00103278 | AF18C078074 | DEFIBRILLATOR DC | ZOLL Medical Corporation | R SERIES | 15800.15 | 2023-04-08 | 0
TX CHILDRENS | BE00108155 | AF17L074545 | DEFIBRILLATOR DC | ZOLL Medical Corporation | R SERIES | 15800.15 | 2023-04-08 | 0
TX CHILDRENS | BE00103337 | AF18C078242 | DEFIBRILLATOR DC | ZOLL Medical Corporation | R SERIES | 15800.15 | 2023-04-08 | 0
TX CHILDRENS | BE00108165 | AF17L074543 | DEFIBRILLATOR DC | ZOLL Medical Corporation | R SERIES | 15800.15 | 2023-04-08 | 0
TX CHILDRENS | BE00103349 | AF18C078255 | DEFIBRILLATOR DC | ZOLL Medical Corporation | R SERIES | 15800.15 | 2023-04-08 | 0
TX CHILDRENS | BE00103293 | AF18C078089 | DEFIBRILLATOR DC | ZOLL Medical Corporation | R SERIES | 15800.15 | 2023-04-08 | 0
TX CHILDRENS | BE00103292 | AF18C078088 | DEFIBRILLATOR DC | ZOLL Medical Corporation | R SERIES | 15800.15 | 2023-04-08 | 0
TX CHILDRENS | BE00108163 | AF17L074534 | DEFIBRILLATOR DC | ZOLL Medical Corporation | R SERIES | 15800.15 | 2023-04-08 | 0
TX CHILDRENS | BE00103256 | AF18C078051 | DEFIBRILLATOR DC | ZOLL Medical Corporation | R SERIES | 15800.15 | 2023-04-08 | 0
TX CHILDRENS | BE00103243 | AF18C078037 | DEFIBRILLATOR DC | ZOLL Medical Corporation | R SERIES | 15800.15 | 2023-04-08 | 0
TX CHILDRENS | BE00103320 | AF18C078224 | DEFIBRILLATOR DC | ZOLL Medical Corporation | R SERIES | 15800.15 | 2023-04-08 | 0
TX CHILDRENS | BE00103367 | AF18C078274 | DEFIBRILLATOR DC | ZOLL Medical Corporation | R SERIES | 15800.15 | 2023-04-08 | 0
TX CHILDRENS | BE00103254 | AF18C078049 | DEFIBRILLATOR DC | ZOLL Medical Corporation | R SERIES | 15800.15 | 2023-04-08 | 0
TX CHILDRENS | BE00103237 | AF18C078031 | DEFIBRILLATOR DC | ZOLL Medical Corporation | R SERIES | 15800.15 | 2023-04-08 | 0
TX CHILDRENS | BE00103312 | AF18B077210 | DEFIBRILLATOR DC | ZOLL Medical Corporation | R SERIES | 15800.15 | 2023-04-08 | 0
TX CHILDRENS | BE00103236 | AF18C078030 | DEFIBRILLATOR DC | ZOLL Medical Corporation | R SERIES | 15800.15 | 2023-04-08 | 0
TX CHILDRENS | BE00103316 | AF18C078220 | DEFIBRILLATOR DC | ZOLL Medical Corporation | R SERIES | 15800.15 | 2023-04-08 | 0
TX CHILDRENS | BE00104570 | AF17J072112 | DEFIBRILLATOR DC | ZOLL Medical Corporation | R SERIES | 15800.15 | 2019-02-26 | 0
TX CHILDRENS | BE00103301 | AF18C078098 | DEFIBRILLATOR DC | ZOLL Medical Corporation | R SERIES | 15800.15 | 2023-04-08 | 0
TX CHILDRENS | BE00108151 | AF17L074498 | DEFIBRILLATOR DC | ZOLL Medical Corporation | R SERIES | 15800.15 | 2023-04-08 | 0
TX CHILDRENS | BE00103344 | AF18C078249 | DEFIBRILLATOR DC | ZOLL Medical Corporation | R SERIES | 15800.15 | 2023-04-08 | 0
TX CHILDRENS | BE00103235 | AF18C078029 | DEFIBRILLATOR DC | ZOLL Medical Corporation | R SERIES | 15800.15 | 2023-04-08 | 0
TX CHILDRENS | BE00104561 | AF17J072102 | DEFIBRILLATOR DC | ZOLL Medical Corporation | R SERIES | 15800.15 | 2019-02-26 | 0
TX CHILDRENS | BE00103252 | AF18C078047 | DEFIBRILLATOR DC | ZOLL Medical Corporation | R SERIES | 15800.15 | 2023-04-08 | 0
TX CHILDRENS | BE00103360 | AF18C078267 | DEFIBRILLATOR DC | ZOLL Medical Corporation | R SERIES | 15800.15 | 2023-04-08 | 0
TX CHILDRENS | BE00103347 | AF18C078253 | DEFIBRILLATOR DC | ZOLL Medical Corporation | R SERIES | 15800.15 | 2023-04-08 | 0
TX CHILDRENS | BE00108173 | AF17L074503 | DEFIBRILLATOR DC | ZOLL Medical Corporation | R SERIES | 15800.15 | 2023-04-08 | 0
TX CHILDRENS | BE00108146 | AF17L074508 | DEFIBRILLATOR DC | ZOLL Medical Corporation | R SERIES | 15800.15 | 2023-04-08 | 0
TX CHILDRENS | BE00103310 | AF18C078213 | DEFIBRILLATOR DC | ZOLL Medical Corporation | R SERIES | 15800.15 | 2023-04-08 | 0
TX CHILDRENS | BE00103330 | AF18C078235 | DEFIBRILLATOR DC | ZOLL Medical Corporation | R SERIES | 15800.15 | 2023-04-08 | 0
TX CHILDRENS | BE00104547 | AF17J072084 | DEFIBRILLATOR DC | ZOLL Medical Corporation | R SERIES | 15800.15 | 2019-02-26 | 0
TX CHILDRENS | BE00126621 | 24203101 | ELECTROSURG CUT & COAG DEVICE | CONMED CORP | 60-8005-001 | 15799 | 2026-06-30 | 0
TX CHILDRENS | BE00126618 | 24203111 | ELECTROSURG CUT & COAG DEVICE | CONMED CORP | 60-8005-001 | 15799 | 2026-06-30 | 0
TX CHILDRENS | BE00101839 | SPM18320017SA | MAINFRAME, PATIENT MONITORING | GE Medical Systems Information Tech Inc | B850 | 15794.91 | 2019-09-17 | 0
TX CHILDRENS | BE00101842 | SPM18320014SA | MAINFRAME, PATIENT MONITORING | GE Medical Systems Information Tech Inc | B850 | 15794.91 | 2019-09-17 | 0
TX CHILDRENS | KN230004 | AR001884 | ORBITER | GETINGE USA SALES LLC | 51421999 | 15793.4 | 2008-03-20 | 0
TX CHILDRENS | KN229997 | ON0046535 | SURGICAL LIGHT& CAMERA | GETINGE USA SALES LLC | 567801094 | 15793.4 | 2008-03-20 | 0
TX CHILDRENS | KN229998 | ON041595 | SURGICAL LIGHT | GETINGE USA SALES LLC | 567801093 | 15793.4 | 2008-03-20 | 0
TX CHILDRENS | KN228111 | ON085421 | SURGICAL LIGHT & CAMERA | GETINGE USA SALES LLC | 567910910 | 15793.4 | 2009-06-25 | 0
TX CHILDRENS | KN226443 | ON049843 | SURGICAL LIGHT | GETINGE USA SALES LLC | 567801093 | 15793.4 | 2009-06-25 | 0
TX CHILDRENS | KN230001 | ON035491 | SURGICAL LIGHT | GETINGE USA SALES LLC | 567801093 | 15793.4 | 2008-03-20 | 0
TX CHILDRENS | KN227831 | ON035821 | SURGICAL LIGHT & CAMERA | GETINGE USA SALES LLC | 567801094 | 15793.4 | 2009-06-25 | 0
TX CHILDRENS | KN228114 | ON091987 | SURGICAL LIGHT & CAMERA | GETINGE USA SALES LLC | 567910910 | 15793.4 | 2009-06-25 | 0
TX CHILDRENS | KN227830 | ON049664 | SURGICAL LIGHT | GETINGE USA SALES LLC | 567801093 | 15793.4 | 2009-06-25 | 0
TX CHILDRENS | KN228116 | ON085416 | SURGICAL LIGHT & CAMERA | GETINGE USA SALES LLC | 567910910 | 15793.4 | 2009-06-25 | 0
TX CHILDRENS | KN228120 | ON091983 | SURGICAL LIGHT & CAMERA | GETINGE USA SALES LLC | 567910910 | 15793.4 | 2009-06-25 | 0
TX CHILDRENS | KN230000 | ON032588 | SURGICAL LIGHT & CAMERA | GETINGE USA SALES LLC | 567801094 | 15793.4 | 2008-03-20 | 0
TX CHILDRENS | KN226444 | ON063084 | SURGICAL LIGHT & CAMERA | GETINGE USA SALES LLC | 567910910 | 15793.4 | 2009-06-25 | 0
TX CHILDRENS | KN226448 | ON059697 | SURGICAL LIGHT | GETINGE USA SALES LLC | 567801093 | 15793.4 | 2009-06-25 | 0
TX CHILDRENS | KN226449 | ON027198 | SURGICAL LIGHT & CAMERA | GETINGE USA SALES LLC | 567910910 | 15793.4 | 2009-06-25 | 0
TX CHILDRENS | KN228112 | ON085422 | SURGICAL LIGHT & CAMERA | GETINGE USA SALES LLC | 567910910 | 15793.4 | 2009-06-25 | 0
TX CHILDRENS | KN227827 | ON092225 | SURGICAL LIGHT & CAMERA | GETINGE USA SALES LLC | 567910910 | 15793.4 | 2009-06-25 | 0
TX CHILDRENS | KN229999 | AR001883 | ORBITER | GETINGE USA SALES LLC | PLE | 15793.4 | 2008-03-20 | 0
TX CHILDRENS | KN228118 | ON091984 | SURGICAL LIGHT & CAMERA | GETINGE USA SALES LLC | 567910910 | 15793.4 | 2009-06-25 | 0
TX CHILDRENS | KN227826 | ON010469 | SURGICAL LIGHT | GETINGE USA SALES LLC | 567801093 | 15793.4 | 2009-06-25 | 0
TX CHILDRENS | BE00064674 | 704964 | MICROSCOPE | NIKON INSTRUMENT INC | ECLIPSE Ci-L | 15764.22 | 2016-08-23 | 0
TX CHILDRENS | BE00110052 | 716 | HOMOGENIZER | MILTENYI BIOTEC INC | OCTO DISSOCIATOR | 15756 | 2019-03-21 | 0
TX CHILDRENS | BE00130018 | 380876 | DIGITIZER, FILM | VIDAR SYSTEMS CORP. | DIAGNOSTIC PRO EDGE | 15750 | 2026-03-11 | 0
TX CHILDRENS | BE00130019 | 380886 | DIGITIZER, FILM | VIDAR SYSTEMS CORP. | DIAGNOSTIC PRO EDGE | 15750 | 2026-03-11 | 0
TX CHILDRENS | BE00113492 | 567264 | MICROSCOPE ACCESSORIES | NIKON INSTRUMENT INC | TI-S-CON | 15733 | 2020-04-07 | 0
TX CHILDRENS | KN225612 | 2080223-1 | AGGREGROMETER | CHRONO-LOG CORP | 700-X | 15716 | 2010-03-17 | 10687.5
TX CHILDRENS | BE00120727 | YP207412 | DVD PLAYER / RECORDER | KARL STORZ ENDOSCOPY-AMERICA INC | WD300 | 15633.7 | 2023-12-06 | 0
TX CHILDRENS | BE00116479 | RN32924 | DVD PLAYER / RECORDER | KARL STORZ ENDOSCOPY-AMERICA INC | WD300 | 15633.7 | 2024-05-20 | 0
TX CHILDRENS | BE00115088 | YP207394 | DVD PLAYER / RECORDER | KARL STORZ ENDOSCOPY-AMERICA INC | WD300 | 15633.7 | 2023-04-23 | 0
TX CHILDRENS | BE00127441 | ZN35005 | DVD PLAYER / RECORDER | KARL STORZ ENDOSCOPY-AMERICA INC | WD300 | 15633.7 | 2024-02-12 | 0
TX CHILDRENS | BE00037346 | SHQ11250342SA | CARDIAC MONITOR W/ RATE ALARM | GE Medical Systems Information Tech Inc | DASH 4000 | 15617.79 | 2012-10-26 | 0
TX CHILDRENS | BE00037354 | SHQ11290986SA | CARDIAC MONITOR W/ RATE ALARM | GE Medical Systems Information Tech Inc | DASH 4000 | 15617.79 | 2012-10-26 | 0
TX CHILDRENS | BE00037355 | SHQ11290991SA | CARDIAC MONITOR W/ RATE ALARM | GE Medical Systems Information Tech Inc | DASH 4000 | 15617.79 | 2012-10-26 | 0
TX CHILDRENS | BE00037348 | SHQ11280734SA | CARDIAC MONITOR W/ RATE ALARM | GE Medical Systems Information Tech Inc | DASH 4000 | 15617.79 | 2012-10-26 | 0
TX CHILDRENS | BE00037357 | SHQ11291005SA | CARDIAC MONITOR W/ RATE ALARM | GE Medical Systems Information Tech Inc | DASH 4000 | 15617.79 | 2012-10-26 | 0
TX CHILDRENS | BE00037350 | SHQ11280755SA | CARDIAC MONITOR W/ RATE ALARM | GE Medical Systems Information Tech Inc | DASH 4000 | 15617.79 | 2012-10-26 | 0
TX CHILDRENS | BE00037349 | SHQ11280750SA | CARDIAC MONITOR W/ RATE ALARM | GE Medical Systems Information Tech Inc | DASH 4000 | 15617.79 | 2012-10-26 | 0
TX CHILDRENS | BE00037347 | SHQ11280715SA | CARDIAC MONITOR W/ RATE ALARM | GE Medical Systems Information Tech Inc | DASH 4000 | 15617.79 | 2012-10-26 | 0
TX CHILDRENS | BE00037352 | SHQ11280957SA | CARDIAC MONITOR W/ RATE ALARM | GE Medical Systems Information Tech Inc | DASH 4000 | 15617.79 | 2012-10-26 | 0
TX CHILDRENS | BE00037351 | SHQ11280947SA | CARDIAC MONITOR W/ RATE ALARM | GE Medical Systems Information Tech Inc | DASH 4000 | 15617.79 | 2012-10-26 | 0
TX CHILDRENS | BE00037356 | SHQ11291002SA | CARDIAC MONITOR W/ RATE ALARM | GE Medical Systems Information Tech Inc | DASH 4000 | 15617.79 | 2012-10-26 | 0
TX CHILDRENS | BE00036508 | SHQ11290974SA | CARDIAC MONITOR W/ RATE ALARM | GE Medical Systems Information Tech Inc | DASH 4000 | 15617.79 | 2012-10-26 | 0
TX CHILDRENS | BE00037345 | SHQ11250333SA | CARDIAC MONITOR W/ RATE ALARM | GE Medical Systems Information Tech Inc | DASH 4000 | 15617.79 | 2012-10-26 | 0
TX CHILDRENS | BE00129726 | UL40031 | DVD PLAYER / RECORDER | KARL STORZ ENDOSCOPY-AMERICA INC | WD300 | 15591.24 | 2026-06-16 | 0
TX CHILDRENS | BE00129694 | UL40033 | DVD PLAYER / RECORDER | KARL STORZ ENDOSCOPY-AMERICA INC | WD300 | 15591.24 | 2026-06-16 | 0
TX CHILDRENS | BE00131590 | OK41147 | DVD PLAYER / RECORDER | KARL STORZ ENDOSCOPY-AMERICA INC | WD300 | 15591.24 | 2026-06-15 | 0
TX CHILDRENS | BE00129725 | UL40035 | DVD PLAYER / RECORDER | KARL STORZ ENDOSCOPY-AMERICA INC | WD300 | 15591.24 | 2026-06-16 | 0
TX CHILDRENS | BE00129377 | UL40025 | DVD PLAYER / RECORDER | KARL STORZ ENDOSCOPY-AMERICA INC | WD300 | 15591.24 | 2026-06-16 | 0
TX CHILDRENS | BE00129612 | UL39994 | DVD PLAYER / RECORDER | KARL STORZ ENDOSCOPY-AMERICA INC | WD300 | 15591.24 | 2026-06-16 | 0
TX CHILDRENS | BE00129589 | UL39990 | DVD PLAYER / RECORDER | KARL STORZ ENDOSCOPY-AMERICA INC | WD300 | 15591.24 | 2026-06-16 | 0
TX CHILDRENS | BE00131591 | OK41153 | DVD PLAYER / RECORDER | KARL STORZ ENDOSCOPY-AMERICA INC | WD300 | 15591.24 | 2026-06-15 | 0
TX CHILDRENS | BE00129590 | UL40012 | DVD PLAYER / RECORDER | KARL STORZ ENDOSCOPY-AMERICA INC | WD300 | 15591.24 | 2026-06-16 | 0
TX CHILDRENS | BE00129601 | UL40036 | DVD PLAYER / RECORDER | KARL STORZ ENDOSCOPY-AMERICA INC | WD300 | 15591.24 | 2026-06-16 | 0
TX CHILDRENS | BE00129600 | UL40032 | DVD PLAYER / RECORDER | KARL STORZ ENDOSCOPY-AMERICA INC | WD300 | 15591.24 | 2026-06-16 | 0
TX CHILDRENS | BE00110461 | 3849010252 | MICROSCOPE | CARL ZEISS MEDITEC USA INC | AXIO VERT.A1 | 15588.7 | 2020-05-07 | 0
TX CHILDRENS | BE00088975 | AF16H058127 | DEFIBRILLATOR DC | ZOLL Medical Corporation | R SERIES | 15579.9 | 2017-10-03 | 0
TX CHILDRENS | BE00088970 | AF16H058122 | DEFIBRILLATOR DC | ZOLL Medical Corporation | R SERIES | 15579.9 | 2017-10-03 | 0
TX CHILDRENS | BE00088976 | AF16H058128 | DEFIBRILLATOR DC | ZOLL Medical Corporation | R SERIES | 15579.9 | 2017-10-03 | 0
TX CHILDRENS | BE00088974 | AF16H058126 | DEFIBRILLATOR DC | ZOLL Medical Corporation | R SERIES | 15579.9 | 2017-10-03 | 0
TX CHILDRENS | BE00088972 | AF16H058124 | DEFIBRILLATOR DC | ZOLL Medical Corporation | R SERIES | 15579.9 | 2017-10-03 | 0
TX CHILDRENS | BE00088971 | AF16H058123 | DEFIBRILLATOR DC | ZOLL Medical Corporation | R SERIES | 15579.9 | 2017-10-03 | 0
TX CHILDRENS | BE00088973 | AF16H058125 | DEFIBRILLATOR DC | ZOLL Medical Corporation | R SERIES | 15579.9 | 2017-10-03 | 0
TX CHILDRENS | BE00062083 | SKA14223748GA | MAINFRAME, PATIENT MONITORING | GE Medical Systems Information Tech Inc | B850 | 15578.48 | 2015-10-06 | 0
TX CHILDRENS | BE00062085 | SKA14223750GA | MAINFRAME, PATIENT MONITORING | GE Medical Systems Information Tech Inc | B850 | 15578.48 | 2015-10-06 | 0
TX CHILDRENS | BE00062064 | SKA14223703GA | MAINFRAME, PATIENT MONITORING | GE Medical Systems Information Tech Inc | B850 | 15578.48 | 2015-10-06 | 0
TX CHILDRENS | BE00062075 | SKA14223729GA | MAINFRAME, PATIENT MONITORING | GE Medical Systems Information Tech Inc | B850 | 15578.48 | 2015-10-06 | 0
TX CHILDRENS | BE00062060 | SKA14223695GA | MAINFRAME, PATIENT MONITORING | GE Medical Systems Information Tech Inc | B850 | 15578.48 | 2015-10-06 | 0
TX CHILDRENS | BE00062069 | SKA14223709GA | MAINFRAME, PATIENT MONITORING | GE Medical Systems Information Tech Inc | B850 | 15578.48 | 2015-10-06 | 0
TX CHILDRENS | BE00062057 | SKA14223692GA | MAINFRAME, PATIENT MONITORING | GE Medical Systems Information Tech Inc | B850 | 15578.48 | 2015-10-06 | 0
TX CHILDRENS | BE00062062 | SKA14223698GA | MAINFRAME, PATIENT MONITORING | GE Medical Systems Information Tech Inc | B850 | 15578.48 | 2015-10-06 | 0
TX CHILDRENS | BE00062067 | SKA14223707GA | MAINFRAME, PATIENT MONITORING | GE Medical Systems Information Tech Inc | B850 | 15578.48 | 2015-10-06 | 0
TX CHILDRENS | BE00062079 | SKA14223738GA | MAINFRAME, PATIENT MONITORING | GE Medical Systems Information Tech Inc | B850 | 15578.48 | 2015-10-06 | 0
TX CHILDRENS | BE00062073 | SKA14223719GA | MAINFRAME, PATIENT MONITORING | GE Medical Systems Information Tech Inc | B850 | 15578.48 | 2015-10-06 | 0
TX CHILDRENS | BE00062071 | SKA14223716GA | MAINFRAME, PATIENT MONITORING | GE Medical Systems Information Tech Inc | B850 | 15578.48 | 2015-10-06 | 0
TX CHILDRENS | BE00062066 | SKA14223706GA | MAINFRAME, PATIENT MONITORING | GE Medical Systems Information Tech Inc | B850 | 15578.48 | 2015-10-06 | 0
TX CHILDRENS | BE00062055 | SKA14203539GA | MAINFRAME, PATIENT MONITORING | GE Medical Systems Information Tech Inc | B850 | 15578.48 | 2015-10-06 | 0
TX CHILDRENS | BE00062056 | SKA14223691GA | MAINFRAME, PATIENT MONITORING | GE Medical Systems Information Tech Inc | B850 | 15578.48 | 2015-10-06 | 0
TX CHILDRENS | BE00062077 | SKA14223734GA | MAINFRAME, PATIENT MONITORING | GE Medical Systems Information Tech Inc | B850 | 15578.48 | 2015-10-06 | 0
TX CHILDRENS | BE00062058 | SKA14223693GA | MAINFRAME, PATIENT MONITORING | GE Medical Systems Information Tech Inc | B850 | 15578.48 | 2015-10-06 | 0
TX CHILDRENS | BE00062076 | SKA14223732GA | MAINFRAME, PATIENT MONITORING | GE Medical Systems Information Tech Inc | B850 | 15578.48 | 2015-10-06 | 0
TX CHILDRENS | BE00062053 | SKA14203535GA | MAINFRAME, PATIENT MONITORING | GE Medical Systems Information Tech Inc | B850 | 15578.48 | 2015-10-06 | 0
TX CHILDRENS | BE00062059 | SKA14223694GA | MAINFRAME, PATIENT MONITORING | GE Medical Systems Information Tech Inc | B850 | 15578.48 | 2015-10-06 | 0
TX CHILDRENS | BE00062068 | SKA14223708GA | MAINFRAME, PATIENT MONITORING | GE Medical Systems Information Tech Inc | B850 | 15578.48 | 2015-10-06 | 0
TX CHILDRENS | BE00062081 | SKA14223740GA | MAINFRAME, PATIENT MONITORING | GE Medical Systems Information Tech Inc | B850 | 15578.48 | 2015-10-06 | 0
TX CHILDRENS | BE00062084 | SKA14223749GA | MAINFRAME, PATIENT MONITORING | GE Medical Systems Information Tech Inc | B850 | 15578.48 | 2015-10-06 | 0
TX CHILDRENS | BE00062080 | SKA14223739GA | MAINFRAME, PATIENT MONITORING | GE Medical Systems Information Tech Inc | B850 | 15578.48 | 2015-10-06 | 0
TX CHILDRENS | BE00062070 | SKA14223710GA | MAINFRAME, PATIENT MONITORING | GE Medical Systems Information Tech Inc | B850 | 15578.48 | 2015-10-06 | 0
TX CHILDRENS | BE00062078 | SKA14223737GA | MAINFRAME, PATIENT MONITORING | GE Medical Systems Information Tech Inc | B850 | 15578.48 | 2015-10-06 | 0
TX CHILDRENS | BE00062065 | SKA14223705GA | MAINFRAME, PATIENT MONITORING | GE Medical Systems Information Tech Inc | B850 | 15578.48 | 2015-10-06 | 0
TX CHILDRENS | BE00062082 | SKA14223743GA | MAINFRAME, PATIENT MONITORING | GE Medical Systems Information Tech Inc | B850 | 15578.48 | 2015-10-06 | 0
TX CHILDRENS | BE00062072 | SKA14223718GA | MAINFRAME, PATIENT MONITORING | GE Medical Systems Information Tech Inc | B850 | 15578.48 | 2015-10-06 | 0
TX CHILDRENS | BE00062061 | SKA14223696GA | MAINFRAME, PATIENT MONITORING | GE Medical Systems Information Tech Inc | B850 | 15578.48 | 2015-10-06 | 0
TX CHILDRENS | BE00062054 | SKA14203537GA | MAINFRAME, PATIENT MONITORING | GE Medical Systems Information Tech Inc | B850 | 15578.48 | 2015-10-06 | 0
TX CHILDRENS | BE00062063 | SKA14223700GA | MAINFRAME, PATIENT MONITORING | GE Medical Systems Information Tech Inc | B850 | 15578.48 | 2015-10-06 | 0
TX CHILDRENS | BE00062074 | SKA14223724GA | MAINFRAME, PATIENT MONITORING | GE Medical Systems Information Tech Inc | B850 | 15578.48 | 2015-10-06 | 0
TX CHILDRENS | BE00062052 | SKA14207533GA | MAINFRAME, PATIENT MONITORING | GE Medical Systems Information Tech Inc | B850 | 15578.48 | 2015-10-06 | 0
TX CHILDRENS | BE00104299 | SPM18510068SA | MAINFRAME, PATIENT MONITORING | GE Medical Systems Information Tech Inc | B850 | 15569.36 | 2019-12-11 | 0
TX CHILDRENS | BE00104297 | SPM18500289SA | MAINFRAME, PATIENT MONITORING | GE Medical Systems Information Tech Inc | B850 | 15569.36 | 2019-12-11 | 0
TX CHILDRENS | BE00104298 | SPM18510064SA | MAINFRAME, PATIENT MONITORING | GE Medical Systems Information Tech Inc | B850 | 15569.36 | 2019-12-11 | 0
TX CHILDRENS | BE00104300 | SPM18510079SA | MAINFRAME, PATIENT MONITORING | GE Medical Systems Information Tech Inc | B850 | 15569.36 | 2019-12-11 | 0
TX CHILDRENS | BE00102417 | SPM20190076SA | MAINFRAME, PATIENT MONITORING | GE Medical Systems Information Tech Inc | B850 | 15562.52 | 2022-02-01 | 0
TX CHILDRENS | BE00102418 | SPM20190053SA | MAINFRAME, PATIENT MONITORING | GE Medical Systems Information Tech Inc | B850 | 15562.52 | 2022-02-01 | 0
TX CHILDRENS | BE00100816 | 6020319 | MICROSCOPE | LEICA MICROSYSTEMS INC | M80 | 15544.64 | 2018-07-12 | 0
TX CHILDRENS | BE00128182 | 43232792 | CENTRIFUGE, REFRIGERATED | THERMO FISHER SCIENTIFIC ASHEVILLE LLC | SORVALL X4R PRO-MD | 15499 | 2024-04-25 | 0
TX CHILDRENS | BE00062421 | 6627204799 | SURGICAL MICROSCOPE & ACCESSOR | CARL ZEISS MEDITEC USA INC | PICO S100 | 15492.68 | 2015-10-02 | 0
TX CHILDRENS | BE00115712 | 11096 | MICROTOME | LEICA MICROSYSTEMS INC | SM2010R | 15467.24 | 2022-08-26 | 0
TX CHILDRENS | BE00010818 | 100204 | EMG | NICOLET VASCULAR | SYNERGY | 15445.75 | 2011-04-18 | 0
TX CHILDRENS | BE00106329 | NTC65614 | SURGICAL INSTRUMENT MOTOR ACCE | MEDTRONIC, INC. | EC 300 | 15420 | 2019-02-28 | 0
TX CHILDRENS | BE00127534 | NTC61067 | SURGICAL INSTRUMENT MOTOR ACCE | MEDTRONIC, INC. | EC 300 RF | 15420 | 2019-02-28 | 0
TX CHILDRENS | BE00106330 | NTC65615 | SURGICAL INSTRUMENT MOTOR ACCE | MEDTRONIC, INC. | EC 300 | 15420 | 2019-02-28 | 0
TX CHILDRENS | BE00102246 | 1907281 | AUDIOMETER | GN HEARING CARE CORP | ASTERA2 | 15404.25 | 2021-01-08 | 0
TX CHILDRENS | BE00063999 | 3130 | CRYOSURGICAL UNIT & ACCESSORY | ACCUTOME INC | CRYOMATIC MKII | 15396 | 2016-04-13 | 0
TX CHILDRENS | BE00064000 | 3007 | CRYOSURGICAL UNIT & ACCESSORY | ACCUTOME INC | CRYOMATIC MKII | 15396 | 2016-04-13 | 0
TX CHILDRENS | BE00115522 | IR60105057 | INFUSION PUMP | IRADIMED CORPORATION | 3860+ | 15387 | 2022-10-04 | 0
TX CHILDRENS | BE00115525 | IR61103793 | INFUSION PUMP | IRADIMED CORPORATION | 3861 | 15387 | 2022-10-04 | 0
TX CHILDRENS | BE00115524 | IR61103851 | INFUSION PUMP | IRADIMED CORPORATION | 3861 | 15387 | 2022-10-04 | 0
TX CHILDRENS | BE00115523 | IR60105062 | INFUSION PUMP | IRADIMED CORPORATION | 3860+ | 15387 | 2022-10-04 | 0
TX CHILDRENS | BE00113475 | GS0078363 | AUDITORY BRAINSTEM RESPONSE SYSTEM | LUCAS GRASON STADLER (GSI) | GSI NOVUS | 15380.64 | 2021-02-09 | 0
TX CHILDRENS | BE00104781 | 9511 | INTRACRANIAL PRESSURE MONITOR | CODMAN & SHURTLEFF (J & J) | 82-6634 | 15380 | 2019-08-27 | 0
TX CHILDRENS | BE00115063 | 396164 | TRANSILLUMINATOR | ALPHA INNOTECH CORP. | ALPHAIMAGER 2200 | 15347.21 | 2021-03-30 | 0
TX CHILDRENS | BE00102247 | 09800700 | MIDDLE EAR ANALYZER | INTERACOUSTICS | TITAN DP | 15300 | 2021-01-08 | 0
TX CHILDRENS | BE00126574 | 17106 | SLITLAMP BIOMICROSCOPE | HAAG-STREIT USA INC | BM900 | 15295 | 2025-04-23 | 0
TX CHILDRENS | KN216656 | 400525 | MICROSCOPE | NIKON INSTRUMENT INC | ECLIPSE 80i | 15294.3 | 2005-06-29 | 0
TX CHILDRENS | KN216655 | 400515 | MICROSCOPE | NIKON INSTRUMENT INC | ECLIPSE 80i | 15294.3 | 2005-06-29 | 0
TX CHILDRENS | BE00035341 | 3832001524 | MICROSCOPE | CARL ZEISS MEDITEC USA INC | AXIO OBSERVER A | 15276.6 | 2013-07-19 | 0
TX CHILDRENS | BE00114082 | 7088781 | LIGHT SOURCE | OLYMPUS AMERICA INC | CLV-190 | 15251.64 | 2021-10-31 | 0
TX CHILDRENS | BE00064632 | 113737 | AUTOMATED SUPPLY DISPENSER | OMNICELL INC | OMNISUPPLY | 15218.88 | 2016-09-03 | 0
TX CHILDRENS | BE00064631 | 113736 | AUTOMATED SUPPLY DISPENSER | OMNICELL INC | OMNISUPPLY | 15218.88 | 2016-09-03 | 0
TX CHILDRENS | BE00056970 | SY685186-P | SURGICAL CAMERA & ACCESSORIES | KARL STORZ ENDOSCOPY-AMERICA INC | 2201020 -102 | 15217.5 | 2012-07-31 | 0
TX CHILDRENS | BE00112200 | AF19H103115 | DEFIBRILLATOR DC | ZOLL Medical Corporation | R SERIES | 15213.75 | 2024-11-19 | 0
TX CHILDRENS | BE00112199 | AF19H103102 | DEFIBRILLATOR DC | ZOLL Medical Corporation | R SERIES | 15213.75 | 2024-11-19 | 0
TX CHILDRENS | BE00129820 | SV925050088SA | PDM w/ DISPLAY | GE Medical Systems Information Tech Inc | CARESCAPE ONE | 15209.56 | 2026-04-06 | 0
TX CHILDRENS | BE00129810 | SV925050047SA | PDM w/ DISPLAY | GE Medical Systems Information Tech Inc | CARESCAPE ONE | 15209.56 | 2026-04-06 | 0
TX CHILDRENS | BE00129811 | SV925050069SA | PDM w/ DISPLAY | GE Medical Systems Information Tech Inc | CARESCAPE ONE | 15209.56 | 2026-04-06 | 0
TX CHILDRENS | BE00129827 | SV925050098SA | PDM w/ DISPLAY | GE Medical Systems Information Tech Inc | CARESCAPE ONE | 15209.56 | 2026-04-06 | 0
TX CHILDRENS | BE00129817 | SV925050085SA | PDM w/ DISPLAY | GE Medical Systems Information Tech Inc | CARESCAPE ONE | 15209.56 | 2026-04-06 | 0
TX CHILDRENS | BE00129825 | SV925050093SA | PDM w/ DISPLAY | GE Medical Systems Information Tech Inc | CARESCAPE ONE | 15209.56 | 2026-04-06 | 0
TX CHILDRENS | BE00129809 | SV925050012SA | PDM w/ DISPLAY | GE Medical Systems Information Tech Inc | CARESCAPE ONE | 15209.56 | 2026-04-06 | 0
TX CHILDRENS | BE00129824 | SV925050092SA | PDM w/ DISPLAY | GE Medical Systems Information Tech Inc | CARESCAPE ONE | 15209.56 | 2026-04-06 | 0
TX CHILDRENS | BE00129823 | SV925050091SA | PDM w/ DISPLAY | GE Medical Systems Information Tech Inc | CARESCAPE ONE | 15209.56 | 2026-04-06 | 0
TX CHILDRENS | BE00129813 | SV925050079SA | PDM w/ DISPLAY | GE Medical Systems Information Tech Inc | CARESCAPE ONE | 15209.56 | 2026-04-06 | 0
TX CHILDRENS | BE00129814 | SV925050080SA | PDM w/ DISPLAY | GE Medical Systems Information Tech Inc | CARESCAPE ONE | 15209.56 | 2026-04-06 | 0
TX CHILDRENS | BE00129818 | SV925050086SA | PDM w/ DISPLAY | GE Medical Systems Information Tech Inc | CARESCAPE ONE | 15209.56 | 2026-04-06 | 0
TX CHILDRENS | BE00129815 | SV925050081SA | PDM w/ DISPLAY | GE Medical Systems Information Tech Inc | CARESCAPE ONE | 15209.56 | 2026-04-06 | 0
TX CHILDRENS | BE00129816 | SV925050083SA | PDM w/ DISPLAY | GE Medical Systems Information Tech Inc | CARESCAPE ONE | 15209.56 | 2026-04-06 | 0
TX CHILDRENS | BE00129819 | SV925050087SA | PDM w/ DISPLAY | GE Medical Systems Information Tech Inc | CARESCAPE ONE | 15209.56 | 2026-04-06 | 0
TX CHILDRENS | BE00129808 | SV925050003SA | PDM w/ DISPLAY | GE Medical Systems Information Tech Inc | CARESCAPE ONE | 15209.56 | 2026-04-06 | 0
TX CHILDRENS | BE00129821 | SV925050089SA | PDM w/ DISPLAY | GE Medical Systems Information Tech Inc | CARESCAPE ONE | 15209.56 | 2026-04-06 | 0
TX CHILDRENS | BE00129826 | SV925050097SA | PDM w/ DISPLAY | GE Medical Systems Information Tech Inc | CARESCAPE ONE | 15209.56 | 2026-04-06 | 0
TX CHILDRENS | BE00129822 | SV925050090SA | PDM w/ DISPLAY | GE Medical Systems Information Tech Inc | CARESCAPE ONE | 15209.56 | 2026-04-06 | 0
TX CHILDRENS | BE00129812 | SV925050078SA | PDM w/ DISPLAY | GE Medical Systems Information Tech Inc | CARESCAPE ONE | 15209.56 | 2026-04-06 | 0
TX CHILDRENS | BE00130073 | WL18540 | INSUFFLATOR, ENDOSCOPIC | KARL STORZ ENDOSCOPY-AMERICA INC | UI 500 | 15160.95 | 2026-06-16 | 0
TX CHILDRENS | BE00129566 | WL18544 | INSUFFLATOR, ENDOSCOPIC | KARL STORZ ENDOSCOPY-AMERICA INC | UI 500 | 15160.95 | 2026-06-16 | 0
TX CHILDRENS | BE00130071 | WL18550 | INSUFFLATOR, ENDOSCOPIC | KARL STORZ ENDOSCOPY-AMERICA INC | UI 500 | 15160.95 | 2026-06-16 | 0
TX CHILDRENS | BE00130099 | WL18549 | INSUFFLATOR, ENDOSCOPIC | KARL STORZ ENDOSCOPY-AMERICA INC | UI 500 | 15160.95 | 2026-06-16 | 0
TX CHILDRENS | BE00129990 | WL18552 | INSUFFLATOR, ENDOSCOPIC | KARL STORZ ENDOSCOPY-AMERICA INC | UI 500 | 15160.95 | 2026-06-16 | 0
TX CHILDRENS | BE00129597 | WL18545 | INSUFFLATOR, ENDOSCOPIC | KARL STORZ ENDOSCOPY-AMERICA INC | UI 500 | 15160.95 | 2026-06-16 | 0
TX CHILDRENS | BE00129622 | WL18535 | INSUFFLATOR, ENDOSCOPIC | KARL STORZ ENDOSCOPY-AMERICA INC | UI 500 | 15160.95 | 2026-06-16 | 0
TX CHILDRENS | BE00129565 | WL18548 | INSUFFLATOR, ENDOSCOPIC | KARL STORZ ENDOSCOPY-AMERICA INC | UI 500 | 15160.95 | 2026-06-16 | 0
TX CHILDRENS | BE00130072 | WL18534 | INSUFFLATOR, ENDOSCOPIC | KARL STORZ ENDOSCOPY-AMERICA INC | UI 500 | 15160.95 | 2026-06-16 | 0
TX CHILDRENS | BE00129992 | WL18536 | INSUFFLATOR, ENDOSCOPIC | KARL STORZ ENDOSCOPY-AMERICA INC | UI 500 | 15160.95 | 2026-06-16 | 0
TX CHILDRENS | BE00129991 | WL18542 | INSUFFLATOR, ENDOSCOPIC | KARL STORZ ENDOSCOPY-AMERICA INC | UI 500 | 15160.95 | 2026-06-16 | 0
TX CHILDRENS | BE00130100 | WL18546 | INSUFFLATOR, ENDOSCOPIC | KARL STORZ ENDOSCOPY-AMERICA INC | UI 500 | 15160.95 | 2026-06-16 | 0
TX CHILDRENS | BE00129623 | WL18538 | INSUFFLATOR, ENDOSCOPIC | KARL STORZ ENDOSCOPY-AMERICA INC | UI 500 | 15160.95 | 2026-06-16 | 0
TX CHILDRENS | BE00129604 | WL18543 | INSUFFLATOR, ENDOSCOPIC | KARL STORZ ENDOSCOPY-AMERICA INC | UI 500 | 15160.95 | 2026-06-16 | 0
TX CHILDRENS | BE00129373 | WL18547 | INSUFFLATOR, ENDOSCOPIC | KARL STORZ ENDOSCOPY-AMERICA INC | UI 500 | 15160.95 | 2026-06-16 | 0
TX CHILDRENS | BE00061168 | 162-101-14 | PNEUMOTACOGRAPH | MICROTRONICS CORPORATION OF CHAPEL HILL | PERCI-SAR | 15145 | 2015-06-12 | 0
TX CHILDRENS | BE00087008 | 165-104-15 | PNEUMOTACOGRAPH | MICROTRONICS CORPORATION OF CHAPEL HILL | PERCI-SAR | 15145 | 2020-02-04 | 0
TX CHILDRENS | BE00066073 | 7152150494 | SLIDE STAINER, AUTOMATED | ELITechGroup Inc | 7152 | 15105 | 2016-12-21 | 0
TX CHILDRENS | BE00128011 | NL11716 | LIGHT SOURCE | KARL STORZ ENDOSCOPY-AMERICA INC | TL 400 | 15094.11 | 2025-08-15 | 0
TX CHILDRENS | BE00102421 | 20A540164 | SURGICAL CAMERA & ACCESSORIES | STRYKER CORP | 1588 AIM | 15093.12 | 2021-02-09 | 0
TX CHILDRENS | BE00102420 | 20A540154 | SURGICAL CAMERA & ACCESSORIES | STRYKER CORP | 1588 AIM | 15093.12 | 2021-02-09 | 0
TX CHILDRENS | BE00129620 | XL13743 | LIGHT SOURCE | KARL STORZ ENDOSCOPY-AMERICA INC | TL 400 | 15034.61 | 2026-06-16 | 0
TX CHILDRENS | BE00129607 | XL13740 | LIGHT SOURCE | KARL STORZ ENDOSCOPY-AMERICA INC | TL 400 | 15034.61 | 2026-06-16 | 0
TX CHILDRENS | BE00129621 | XL13734 | LIGHT SOURCE | KARL STORZ ENDOSCOPY-AMERICA INC | TL 400 | 15034.61 | 2026-06-16 | 0
TX CHILDRENS | BE00130077 | XL13607 | LIGHT SOURCE | KARL STORZ ENDOSCOPY-AMERICA INC | TL 400 | 15034.61 | 2026-06-16 | 0
TX CHILDRENS | BE00129374 | XL13790 | LIGHT SOURCE | KARL STORZ ENDOSCOPY-AMERICA INC | TL 400 | 15034.61 | 2026-06-16 | 0
TX CHILDRENS | BE00129680 | XL13735 | LIGHT SOURCE | KARL STORZ ENDOSCOPY-AMERICA INC | TL 400 | 15034.61 | 2026-06-16 | 0
TX CHILDRENS | BE00129693 | WL13672 | LIGHT SOURCE | KARL STORZ ENDOSCOPY-AMERICA INC | TL 400 | 15034.61 | 2026-06-16 | 0
TX CHILDRENS | BE00129624 | XL13789 | LIGHT SOURCE | KARL STORZ ENDOSCOPY-AMERICA INC | TL 400 | 15034.61 | 2026-06-16 | 0
TX CHILDRENS | BE00126660 | XL14048 | LIGHT SOURCE | KARL STORZ ENDOSCOPY-AMERICA INC | TL 400 | 15034.61 | 2026-04-30 | 0
TX CHILDRENS | BE00130075 | XL13627 | LIGHT SOURCE | KARL STORZ ENDOSCOPY-AMERICA INC | TL 400 | 15034.61 | 2026-06-16 | 0
TX CHILDRENS | BE00130078 | XL13781 | LIGHT SOURCE | KARL STORZ ENDOSCOPY-AMERICA INC | TL 400 | 15034.61 | 2026-06-16 | 0
TX CHILDRENS | BE00129606 | XL13739 | LIGHT SOURCE | KARL STORZ ENDOSCOPY-AMERICA INC | TL 400 | 15034.61 | 2026-06-16 | 0
TX CHILDRENS | BE00129605 | UL13448 | LIGHT SOURCE | KARL STORZ ENDOSCOPY-AMERICA INC | TL 400 | 15034.61 | 2026-06-16 | 0
TX CHILDRENS | BE00129568 | XL13780 | LIGHT SOURCE | KARL STORZ ENDOSCOPY-AMERICA INC | TL 400 | 15034.61 | 2026-06-16 | 0
TX CHILDRENS | BE00129989 | XL13784 | LIGHT SOURCE | KARL STORZ ENDOSCOPY-AMERICA INC | TL 400 | 15034.61 | 2026-06-16 | 0
TX CHILDRENS | BE00129599 | XL13776 | LIGHT SOURCE | KARL STORZ ENDOSCOPY-AMERICA INC | TL 400 | 15034.61 | 2026-06-16 | 0
TX CHILDRENS | BE00129567 | XL13785 | LIGHT SOURCE | KARL STORZ ENDOSCOPY-AMERICA INC | TL 400 | 15034.61 | 2026-06-16 | 0
TX CHILDRENS | BE00129691 | XL13779 | LIGHT SOURCE | KARL STORZ ENDOSCOPY-AMERICA INC | TL 400 | 15034.61 | 2026-06-16 | 0
TX CHILDRENS | BE00130098 | WL13611 | LIGHT SOURCE | KARL STORZ ENDOSCOPY-AMERICA INC | TL 400 | 15034.61 | 2026-06-16 | 0
TX CHILDRENS | BE00129384 | XL13671 | LIGHT SOURCE | KARL STORZ ENDOSCOPY-AMERICA INC | TL 400 | 15034.61 | 2026-06-16 | 0
TX CHILDRENS | BE00129743 | XL13737 | LIGHT SOURCE | KARL STORZ ENDOSCOPY-AMERICA INC | TL 400 | 15034.61 | 2026-06-16 | 0
TX CHILDRENS | BE00129598 | XL13777 | LIGHT SOURCE | KARL STORZ ENDOSCOPY-AMERICA INC | TL 400 | 15034.61 | 2026-06-16 | 0
TX CHILDRENS | BE00129383 | UL13449 | LIGHT SOURCE | KARL STORZ ENDOSCOPY-AMERICA INC | TL 400 | 15034.61 | 2026-06-16 | 0
TX CHILDRENS | BE00129737 | XL13736 | LIGHT SOURCE | KARL STORZ ENDOSCOPY-AMERICA INC | TL 400 | 15034.61 | 2026-06-16 | 0
TX CHILDRENS | BE00128094 | XL14076 | LIGHT SOURCE | KARL STORZ ENDOSCOPY-AMERICA INC | TL 400 | 15034.61 | 2026-04-30 | 0
TX CHILDRENS | BE00129736 | WL13613 | LIGHT SOURCE | KARL STORZ ENDOSCOPY-AMERICA INC | TL 400 | 15034.61 | 2026-06-16 | 0
TX CHILDRENS | BE00129735 | XL13741 | LIGHT SOURCE | KARL STORZ ENDOSCOPY-AMERICA INC | TL 400 | 15034.61 | 2026-06-16 | 0
TX CHILDRENS | BE00130076 | XL13625 | LIGHT SOURCE | KARL STORZ ENDOSCOPY-AMERICA INC | TL 400 | 15034.61 | 2026-06-16 | 0
TX CHILDRENS | BE00130097 | WL13668 | LIGHT SOURCE | KARL STORZ ENDOSCOPY-AMERICA INC | TL 400 | 15034.61 | 2026-06-16 | 0
TX CHILDRENS | BE00128081 | XL13847 | LIGHT SOURCE | KARL STORZ ENDOSCOPY-AMERICA INC | TL 400 | 15034.61 | 2026-04-30 | 0
TX CHILDRENS | BE00129744 | XL13742 | LIGHT SOURCE | KARL STORZ ENDOSCOPY-AMERICA INC | TL 400 | 15034.61 | 2026-06-16 | 0
TX CHILDRENS | BE00130074 | XL19379 | LIGHT SOURCE | KARL STORZ ENDOSCOPY-AMERICA INC | TL 400 | 15034.61 | 2026-06-16 | 0
TX CHILDRENS | BE00129692 | XL13778 | LIGHT SOURCE | KARL STORZ ENDOSCOPY-AMERICA INC | TL 400 | 15034.61 | 2026-06-16 | 0
TX CHILDRENS | BE00128119 | XL14046 | LIGHT SOURCE | KARL STORZ ENDOSCOPY-AMERICA INC | TL 400 | 15034.61 | 2026-04-30 | 0
TX CHILDRENS | BE00114658 | H29669834C6CE | VENTILATOR NONCONTINUOUS | Philips North America LLC | TRILOGY EV300 | 15031.66 | 2022-01-21 | 0
TX CHILDRENS | BE00114657 | H29669663DCD2 | VENTILATOR NONCONTINUOUS | Philips North America LLC | TRILOGY EV300 | 15031.66 | 2022-01-21 | 0
TX CHILDRENS | BE00117060 | 8048221135 | TEST EQUIPMENT,NON-PATIENT | TSI Incorporated | 8048-T | 15005 | 2023-03-24 | 0
TX CHILDRENS | BE00117059 | 8048221144 | TEST EQUIPMENT,NON-PATIENT | TSI Incorporated | 8048-T | 15005 | 2023-03-24 | 0
TX CHILDRENS | BE00102754 | 7T0S213745 | HEMODIALYSIS SYSTEM ACCESSORY | FRESENIUS USA MARKETING INC | 2008T | 15000 | 2018-12-12 | 0
TX CHILDRENS | BE00115463 | RO30177 | DVD PLAYER / RECORDER | KARL STORZ ENDOSCOPY-AMERICA INC | WD300 | 15000 | 2023-06-10 | 0
TX CHILDRENS | BE00063478 | MAGPIX 15014702 | ANALYZER | LUMINEX CORPORATION | MAGPIX | 15000 | 2016-01-28 | 17028.9
TX CHILDRENS | KN222672 | 205433 | TEST EQUIPMENT,NON-PATIENT | Fluke Electronics Corporation | VT-PLUS | 15000 | 2004-08-28 | 0
TX CHILDRENS | BE00114752 | 11901 | PACEMAKER PROGRAMMER | ST JUDE MEDICAL INC PACESETTER SYSTEMS | 3650 | 15000 | 2022-08-09 | 0
TX CHILDRENS | BE00065795 | 61725865 | PACEMAKER PROGRAMMER | BIOTRONIK | RENAMIC | 15000 | 2017-02-01 | 0
TX CHILDRENS | KN215597 | 70030102041 | CHAIR, EXAM | RELIANCE MEDICAL PRODUCTS, INC | 7000L | 15000 | 2002-01-07 | 0
TX CHILDRENS | BE00101531 | 1511410J0018 | DRYING CABINET | STEELCO USA | ID300-1 | 15000 | 2018-06-01 | 0
TX CHILDRENS | BE00127444 | KEY210076 | ANALYZER | MEMED US INC | MEMEDKEY | 15000 | 2024-02-16 | 0
TX CHILDRENS | BE00102312 | 19092002 | CONTROL MODULE/PANEL | LUMINEX CORPORATION | 10-0000-02 | 15000 | 2018-04-03 | 0
TX CHILDRENS | HTMFS-N110982 | N110982 | PROBE, ENDO | PENTAX PRECISION INSTRUMENT CORP | ED34-I10T2 | 15000 | 2023-06-27 | 0
TX CHILDRENS | BE00108687 | 1711410HD038 | DRYING CABINET | STEELCO USA | ID300-1 | 15000 | 2019-09-30 | 0
TX CHILDRENS | BE00064106 | 1504CE0728 | INSUFFLATOR, HYSTEROSCOPE | HOLOGIC INC | AQL-100 | 15000 | 2016-06-14 | 0
TX CHILDRENS | BE00120439 | MC-0300 | HYSTEROSCOPE CONTROL UNIT | MINERVA SURGICAL INC | FG-0612 | 15000 | 2023-07-21 | 0
TX CHILDRENS | BE00101780 | NONE | HEAD-END ROOM | PHONOSCOPE INC | NONE | 15000 | 2019-03-15 | 0
TX CHILDRENS | BE00062970 | MAGPIX 14157702 | ANALYZER | LUMINEX CORPORATION | MAGPIX | 15000 | 2015-11-11 | 22904.1
TX CHILDRENS | KN222641 | 684841 | WATER PURIFIER | MAR COR PURIFICATION | V-2400 | 15000 | 2004-07-31 | 0
TX CHILDRENS | BE00085305 | H0618K11D0 | HYSTEROSCOPE CONTROL UNIT | HOLOGIC INC | RM-10-550 | 15000 | 2017-09-13 | 0
TX CHILDRENS | HTMFS-N110755 | N110755 | PROBE, ENDO | PENTAX PRECISION INSTRUMENT CORP | ED34-I10T2 | 15000 | 2023-06-27 | 0
TX CHILDRENS | BE00115627 | PKK105903R | PACEMAKER PROGRAMMER | MEDTRONIC, INC. | 2090 | 15000 | 2011-02-08 | 0
TX CHILDRENS | BE00034935 | UY 2332 | LARYNGOSCOPE | KARL STORZ ENDOSCOPY-AMERICA INC | 8402 ZX | 15000 | 2013-01-08 | 0
TX CHILDRENS | BE00121471 | KEY220145 | ANALYZER | MEMED US INC | MEMEDKEY | 15000 | 2024-11-02 | 0
TX CHILDRENS | BE00121472 | KEY220118 | ANALYZER | MEMED US INC | MEMEDKEY | 15000 | 2024-11-02 | 0
TX CHILDRENS | BE00100297 | 16277055 | ANALYZER | LUMINEX CORPORATION | 10-0000-07 | 15000 | 2018-04-03 | 2500
TX CHILDRENS | BE00082790 | 1507CEC0558 | INSUFFLATOR, HYSTEROSCOPE | HOLOGIC INC | AQL-100P | 15000 | 2017-05-15 | 0
TX CHILDRENS | HTMFS-N110726 | N110726 | PROBE, ENDO | PENTAX PRECISION INSTRUMENT CORP | ED34-I10T2 | 15000 | 2023-06-27 | 0
TX CHILDRENS | TA6724 | 41326602 | CENTRIFUGE, REFRIGERATED | SORVALL (BIOMED PRODUCTS DEPT) | RC4 | 15000 | 2013-10-21 | 0
TX CHILDRENS | BE00085307 | H1355K12D0 | HYSTEROSCOPE CONTROL UNIT | HOLOGIC INC | RM-10-550 | 15000 | 2017-09-13 | 0
TX CHILDRENS | BE00102753 | 7T0S213735 | HEMODIALYSIS SYSTEM ACCESSORY | FRESENIUS USA MARKETING INC | 2008T | 15000 | 2018-12-12 | 0
TX CHILDRENS | KN7003005 | 26668 | CRYOSTAT | MICROM (GMI INC.) | MICROM HM550 | 15000 | 2006-06-13 | 0
TX CHILDRENS | BE00127442 | KEY210065 | ANALYZER | MEMED US INC | MEMEDKEY | 15000 | 2024-02-16 | 0
TX CHILDRENS | BE00126372 | 10401873 | CLEANER, ULTRASOUND PROBE | CS MEDICAL LLC | TD 100 | 15000 | 2024-12-19 | 0
TX CHILDRENS | THI001955 | S04735C310D | ULTRASOUND, INTRAVASCULAR | MINDRAY DS USA, INC | Z.ONE | 15000 | 2019-09-20 | 0
TX CHILDRENS | KN7003306 | 533170 | MICROSCOPE | NIKON INSTRUMENT INC | ECLIPSE Ti-S | 15000 | 2009-06-18 | 0
TX CHILDRENS | BE00010276 | 12046394 | PACEMAKER PROGRAMMER | ST JUDE MEDICAL INC PACESETTER SYSTEMS | 3650 | 15000 | 2015-02-25 | 0
TX CHILDRENS | BE00065796 | 61725869 | PACEMAKER PROGRAMMER | BIOTRONIK | RENAMIC | 15000 | 2017-02-01 | 0
TX CHILDRENS | KN222671 | 6050241 | TEST EQUIPMENT,NON-PATIENT | Fluke Electronics Corporation | INCU | 15000 | 2004-08-28 | 0
TX CHILDRENS | BE00085306 | H1023F12D0 | HYSTEROSCOPE CONTROL UNIT | HOLOGIC INC | RM-10-550 | 15000 | 2017-09-13 | 0
TX CHILDRENS | BE00119533 | KEY220147 | ANALYZER | MEMED US INC | MEMEDKEY | 15000 | 2024-11-07 | 0
TX CHILDRENS | BE00119534 | KEY220152 | ANALYZER | MEMED US INC | MEMEDKEY | 15000 | 2024-11-07 | 0
TX CHILDRENS | BE00060727 | 064728 | PACEMAKER PROGRAMMER | GUIDANT CORPORATION | 3120 | 15000 | 2014-11-11 | 0
TX CHILDRENS | KN215596 | 70020102037 | CHAIR, EXAM | RELIANCE MEDICAL PRODUCTS, INC | 7000L | 15000 | 2002-01-07 | 0
TX CHILDRENS | BE00100296 | 16277056 | ANALYZER | LUMINEX CORPORATION | 10-0000-07 | 15000 | 2018-04-03 | 2500
TX CHILDRENS | KN215598 | 70050103060 | CHAIR, EXAM | RELIANCE MEDICAL PRODUCTS, INC | 7000L | 15000 | 2002-01-07 | 0
TX CHILDRENS | BE00082789 | 1507CEC0559 | INSUFFLATOR, HYSTEROSCOPE | HOLOGIC INC | AQL-100P | 15000 | 2017-05-15 | 0
TX CHILDRENS | BE00102755 | 7T0S213763 | HEMODIALYSIS SYSTEM ACCESSORY | FRESENIUS USA MARKETING INC | 2008T | 15000 | 2018-12-12 | 0
TX CHILDRENS | BE00115465 | RO30165 | DVD PLAYER / RECORDER | KARL STORZ ENDOSCOPY-AMERICA INC | WD300 | 15000 | 2023-06-10 | 0
TX CHILDRENS | KN228231 | 6627102328 | SURGICAL MICROSCOPE & ACCESSOR | CARL ZEISS MEDITEC USA INC | OPMI | 15000 | 2017-04-24 | 0
TX CHILDRENS | BE00085308 | H1916H13D0 | HYSTEROSCOPE CONTROL UNIT | HOLOGIC INC | RM-10-550 | 15000 | 2017-09-13 | 0
TX CHILDRENS | KN224263 | 821073 | VIDEO SWITCHERS | RGB SPECTRUM | SUPERVIEW 4000 | 14999 | 2009-02-11 | 0
TX CHILDRENS | BE00064008 | 14-081086 | COLPOSCOPE | LEISEGANG | OPTIK2 (3MTL-LED1") | 14997.5 | 2016-04-19 | 0
TX CHILDRENS | BE00064007 | 14-081084 | COLPOSCOPE | LEISEGANG | OPTIK2 (3MTL-LED1") | 14997.5 | 2016-04-19 | 0
TX CHILDRENS | KN226509 | 1391410648 | MULTI MEDIA PROJECTOR | BARCO DISPLAY SYSTEMS | ID R600+ | 14995 | 2009-01-20 | 0
TX CHILDRENS | KN226507 | 1391409269 | MULTI MEDIA PROJECTOR | BARCO DISPLAY SYSTEMS | ID R600+ | 14995 | 2009-01-20 | 0
TX CHILDRENS | KN226508 | 1391410655 | MULTI MEDIA PROJECTOR | BARCO DISPLAY SYSTEMS | ID R600+ | 14995 | 2009-01-20 | 0
TX CHILDRENS | BE00065227 | 212956 | TEST EQUIPMENT,NON-PATIENT | UNFORS RAYSAFE, INC | RAYSAFE X2 | 14991 | 2016-09-16 | 0
TX CHILDRENS | KN233011 | 5520 | SAMPLING WORKSTATION | Qiagen LLC | QIA CUBE | 14990 | 2009-12-13 | 0
TX CHILDRENS | BE00103928 | 170405 | STEREOTAXIC INSTRUMENT | LEICA MICROSYSTEMS INC | ANGLE TWO | 14988.66 | 2019-01-04 | 0
TX CHILDRENS | BE00109967 | PS611354-T | DVD PLAYER / RECORDER | KARL STORZ ENDOSCOPY-AMERICA INC | 202055 20 | 14988.12 | 2020-01-23 | 0
TX CHILDRENS | BE00100532 | OS613189-T | DVD PLAYER / RECORDER | KARL STORZ ENDOSCOPY-AMERICA INC | 202055 20 | 14988.12 | 2018-04-26 | 0
TX CHILDRENS | BE00109950 | PS613564-T | DVD PLAYER / RECORDER | KARL STORZ ENDOSCOPY-AMERICA INC | 202055 20 | 14988.12 | 2019-12-09 | 0
TX CHILDRENS | BE00124472 | STV24440401SA | CENTRAL STATION, MONITORING | GE Medical Systems Information Tech Inc | CIC PRO MP200 | 14983.25 | 2025-12-12 | 0
TX CHILDRENS | BE00124471 | STV24440377SA | CENTRAL STATION, MONITORING | GE Medical Systems Information Tech Inc | CIC PRO MP200 | 14983.25 | 2025-12-12 | 0
TX CHILDRENS | BE00124473 | STV24440400SA | CENTRAL STATION, MONITORING | GE Medical Systems Information Tech Inc | CIC PRO MP200 | 14983.25 | 2025-12-12 | 0
TX CHILDRENS | BE00113086 | GS0085742 | AUDITORY BRAINSTEM RESPONSE SYSTEM | LUCAS GRASON STADLER (GSI) | GSI NOVUS | 14980 | 2021-02-09 | 0
TX CHILDRENS | BE00111672 | GS0085734 | AUDITORY BRAINSTEM RESPONSE SYSTEM | LUCAS GRASON STADLER (GSI) | GSI NOVUS | 14980 | 2021-02-09 | 0
TX CHILDRENS | BE00117878 | 1026070 | MIDDLE EAR ANALYZER | INTERACOUSTICS | TITAN | 14975 | 2023-12-27 | 0
TX CHILDRENS | BE00117514 | ID203532 | MIDDLE EAR ANALYZER | INTERACOUSTICS | TITAN | 14975 | 2023-07-24 | 0
TX CHILDRENS | BE00066025 | 706593 | MICROSCOPE | NIKON INSTRUMENT INC | ECLIPSE Ci-L | 14973.3 | 2017-06-02 | 0
TX CHILDRENS | BE00036529 | SCD11252115PA | ELECTROCARDIOGRAPH | GE Medical Systems Information Tech Inc | MAC 5500 HD | 14968.65 | 2012-10-24 | 0
TX CHILDRENS | BE00111935 | 9T0S243786 | HEMODIALYSIS SYSTEM ACCESSORY | FRESENIUS USA MARKETING INC | 2008T | 14950 | 2020-10-03 | 0
TX CHILDRENS | BE00111936 | 9T0S243816 | HEMODIALYSIS SYSTEM ACCESSORY | FRESENIUS USA MARKETING INC | 2008T | 14950 | 2020-10-03 | 0
TX CHILDRENS | BE00011622 | 6627104340 | SURGICAL MICROSCOPE & ACCESSOR | CARL ZEISS MEDITEC USA INC | OPMI | 14950 | 2011-08-30 | 0
TX CHILDRENS | BE00111934 | 9T0S243776 | HEMODIALYSIS SYSTEM ACCESSORY | FRESENIUS USA MARKETING INC | 2008T | 14950 | 2020-10-03 | 0
TX CHILDRENS | BE00111932 | 9T0S243713 | HEMODIALYSIS SYSTEM ACCESSORY | FRESENIUS USA MARKETING INC | 2008T | 14950 | 2020-10-03 | 0
TX CHILDRENS | BE00111930 | 9T0S243684 | HEMODIALYSIS SYSTEM ACCESSORY | FRESENIUS USA MARKETING INC | 2008T | 14950 | 2020-10-03 | 0
TX CHILDRENS | BE00111929 | 9T0S243641 | HEMODIALYSIS SYSTEM ACCESSORY | FRESENIUS USA MARKETING INC | 2008T | 14950 | 2020-10-03 | 0
TX CHILDRENS | BE00111928 | 9T0S243593 | HEMODIALYSIS SYSTEM ACCESSORY | FRESENIUS USA MARKETING INC | 2008T | 14950 | 2020-10-03 | 0
TX CHILDRENS | BE00111931 | 9T0S243705 | HEMODIALYSIS SYSTEM ACCESSORY | FRESENIUS USA MARKETING INC | 2008T | 14950 | 2020-10-03 | 0
TX CHILDRENS | BE00111933 | 9T0S243726 | HEMODIALYSIS SYSTEM ACCESSORY | FRESENIUS USA MARKETING INC | 2008T | 14950 | 2020-10-03 | 0
TX CHILDRENS | BE00059829 | 865471 | LAB ELECTROPHYSIOLOGY EQ. | MOLECULAR DEVICES LLC | MULTICLAMP 700B | 14944.77 | 2014-08-05 | 0
TX CHILDRENS | BE00034402 | 14BGP061 | ELECTROSURG CUT & COAG DEVICE | CONMED CORP | 68-8005-001 | 14936.12 | 2015-04-28 | 0
TX CHILDRENS | BE00082724 | 16050112 | ELECTROSURG CUT & COAG DEVICE | CONMED CORP | 68-8005-001 | 14936.12 | 2017-05-16 | 0
TX CHILDRENS | BE00100021 | 16280353 | ELECTROSURG CUT & COAG DEVICE | CONMED CORP | 60-8005-001 | 14936.12 | 2018-03-12 | 0
TX CHILDRENS | BE00082852 | 15460082 | ELECTROSURG CUT & COAG DEVICE | CONMED CORP | 60-8005-001 | 14936.12 | 2018-05-19 | 0
TX CHILDRENS | BE00082853 | 15460083 | ELECTROSURG CUT & COAG DEVICE | CONMED CORP | 60-8005-001 | 14936.12 | 2018-05-19 | 0
TX CHILDRENS | BE00082723 | 16050111 | ELECTROSURG CUT & COAG DEVICE | CONMED CORP | 68-8005-001 | 14936.12 | 2017-05-16 | 0
TX CHILDRENS | BE00082855 | 15460085 | ELECTROSURG CUT & COAG DEVICE | CONMED CORP | 60-8005-001 | 14936.12 | 2018-05-19 | 0
TX CHILDRENS | BE00082854 | 15460084 | ELECTROSURG CUT & COAG DEVICE | CONMED CORP | 60-8005-001 | 14936.12 | 2018-05-19 | 0
TX CHILDRENS | BE00061575 | LG-36E32-L013 | TREADMILL AND ACCESSORIES | MOBILITY RESEARCH INC | LITEGAIT I-360E | 14920 | 2015-08-13 | 0
TX CHILDRENS | BE00116507 | ZO32024 | DVD PLAYER / RECORDER | KARL STORZ ENDOSCOPY-AMERICA INC | WD300 | 14903.7 | 2022-08-08 | 0
TX CHILDRENS | BE00118217 | PN32802 | DVD PLAYER / RECORDER | KARL STORZ ENDOSCOPY-AMERICA INC | WD300 | 14903.7 | 2023-10-25 | 0
TX CHILDRENS | BE00117718 | ZO31980 | DVD PLAYER / RECORDER | KARL STORZ ENDOSCOPY-AMERICA INC | WD300 | 14903.7 | 2022-08-08 | 0
TX CHILDRENS | BE00118216 | PN32743 | DVD PLAYER / RECORDER | KARL STORZ ENDOSCOPY-AMERICA INC | WD300 | 14903.7 | 2023-10-25 | 0
TX CHILDRENS | BE00117692 | ZO31977 | DVD PLAYER / RECORDER | KARL STORZ ENDOSCOPY-AMERICA INC | WD300 | 14903.7 | 2022-08-08 | 0
TX CHILDRENS | BE00116708 | PN32799 | DVD PLAYER / RECORDER | KARL STORZ ENDOSCOPY-AMERICA INC | WD300 | 14903.7 | 2023-10-25 | 0
TX CHILDRENS | BE00116704 | PN32712 | DVD PLAYER / RECORDER | KARL STORZ ENDOSCOPY-AMERICA INC | WD300 | 14903.7 | 2023-10-25 | 0
TX CHILDRENS | BE00117679 | ZO32023 | DVD PLAYER / RECORDER | KARL STORZ ENDOSCOPY-AMERICA INC | WD300 | 14903.7 | 2022-08-08 | 0
TX CHILDRENS | BE00118212 | ON32682 | DVD PLAYER / RECORDER | KARL STORZ ENDOSCOPY-AMERICA INC | WD300 | 14903.7 | 2023-10-25 | 0
TX CHILDRENS | BE00102438 | JCWM204018 | DVD PLAYER / RECORDER | KARL STORZ ENDOSCOPY-AMERICA INC | WD350-KT | 14903.7 | 2021-02-18 | 0
TX CHILDRENS | BE00117706 | ZO31978 | DVD PLAYER / RECORDER | KARL STORZ ENDOSCOPY-AMERICA INC | WD300 | 14903.7 | 2022-08-08 | 0
TX CHILDRENS | BE00102448 | OP206291 | DVD PLAYER / RECORDER | KARL STORZ ENDOSCOPY-AMERICA INC | WD300 | 14903.7 | 2021-03-02 | 0
TX CHILDRENS | BE00116700 | ON32688 | DVD PLAYER / RECORDER | KARL STORZ ENDOSCOPY-AMERICA INC | WD300 | 14903.7 | 2023-10-25 | 0
TX CHILDRENS | BE00035674 | 3122 / 12.2012 | MICROTOME | LEICA MICROSYSTEMS INC | RM2245 | 14903.1 | 2014-01-13 | 0
TX CHILDRENS | KN228455 | TL200-1044 | ELECTROSURG CUT & COAG DEVICE | SALIENT SURGICAL TECHNOLOGIES | 40-402-1 | 14900 | 2009-08-20 | 0
TX CHILDRENS | BE00034084 | 343883-1048 | INCUBATOR CO2 | THERMO FISHER SCIENTIFIC ASHEVILLE LLC | 3920 | 14898.42 | 2012-10-11 | 0
TX CHILDRENS | BE00057336 | SHQ12187444SA | CARDIAC MONITOR W/ RATE ALARM | GE Medical Systems Information Tech Inc | DASH 4000 | 14896.91 | 2012-06-18 | 0
TX CHILDRENS | BE00102157 | DBM1493 | REFRACTOMETER | RUDOLPH RESEARCH ANALYTICAL CORP | J-457 | 14885 | 2019-10-03 | 0
TX CHILDRENS | BE00062197 | SKA14405912GA | MAINFRAME, PATIENT MONITORING | GE Medical Systems Information Tech Inc | B850 | 14884.03 | 2015-11-03 | 0
TX CHILDRENS | BE00062196 | SKA14405905GA | MAINFRAME, PATIENT MONITORING | GE Medical Systems Information Tech Inc | B850 | 14884.03 | 2015-11-03 | 0
TX CHILDRENS | BE00101075 | 1264445 | VENTILATED CAGE RACK | TECNIPLAST USA INC | TOUCH SLIM PLUS | 14860.79 | 2018-11-02 | 0
TX CHILDRENS | BE00101076 | 1264301 | VENTILATED CAGE RACK | TECNIPLAST USA INC | TOUCH SLIM PLUS | 14860.79 | 2018-11-02 | 0
TX CHILDRENS | BE00057400 | SDJ12114306PA | FETAL CARDIAC MONITOR | GE HEALTHCARE INC | 259CX-A | 14839.8 | 2013-06-03 | 0
TX CHILDRENS | BE00057399 | SDJ12114304PA | FETAL CARDIAC MONITOR | GE HEALTHCARE INC | 259CX-A | 14839.8 | 2013-06-03 | 0
TX CHILDRENS | BE00057404 | SDJ12124316PA | FETAL CARDIAC MONITOR | GE HEALTHCARE INC | 259CX-A | 14839.8 | 2013-06-03 | 0
TX CHILDRENS | BE00057403 | SDJ12124315PA | FETAL CARDIAC MONITOR | GE HEALTHCARE INC | 259CX-A | 14839.8 | 2013-06-03 | 0
TX CHILDRENS | BE00057401 | SDJ12124313PA | FETAL CARDIAC MONITOR | GE HEALTHCARE INC | 259CX-A | 14839.8 | 2013-06-03 | 0
TX CHILDRENS | BE00057398 | SDJ12114303PA | FETAL CARDIAC MONITOR | GE HEALTHCARE INC | 259CX-A | 14839.8 | 2013-06-03 | 0
TX CHILDRENS | BE00057395 | SDJ12104025PA | FETAL CARDIAC MONITOR | GE HEALTHCARE INC | 259CX-A | 14839.8 | 2013-06-03 | 0
TX CHILDRENS | BE00057396 | SDJ12114265PA | FETAL CARDIAC MONITOR | GE HEALTHCARE INC | 259CX-A | 14839.8 | 2013-06-03 | 0
TX CHILDRENS | BE00057402 | SDJ12124314PA | FETAL CARDIAC MONITOR | GE HEALTHCARE INC | 259CX-A | 14839.8 | 2013-06-03 | 0
TX CHILDRENS | BE00057397 | SDJ12114271PA | FETAL CARDIAC MONITOR | GE HEALTHCARE INC | 259CX-A | 14839.8 | 2013-06-03 | 0
TX CHILDRENS | BE00126384 | C6547 | HEARING AID TEST SYSTEM | AUDIO ELECTRONICS INC | VERIFIT VF-2 | 14830 | 2025-02-04 | 0
TX CHILDRENS | BE00014408 | 392-9099L | LUMINOMETER | THERMO FISHER SCIENTIFIC ASHEVILLE LLC | 392 | 14826.48 | 2012-03-03 | 0
TX CHILDRENS | BE00064046 | UV18412-B | INSUFFLATOR, LAPAROSCOPE | KARL STORZ ENDOSCOPY-AMERICA INC | 264320 20 | 14820.4 | 2016-05-05 | 0
TX CHILDRENS | BE00064065 | TV18200-B | INSUFFLATOR, LAPAROSCOPE | KARL STORZ ENDOSCOPY-AMERICA INC | 264320 20 | 14820.4 | 2016-05-05 | 0
TX CHILDRENS | KN201090 | 214156 | MICROSCOPE | NIKON INSTRUMENT INC | TMS | 14800 | 1998-12-23 | 0
TX CHILDRENS | KN7000128 | 210158 | MICROSCOPE | NIKON INSTRUMENT INC | TMS | 14800 | 1996-08-01 | 0
TX CHILDRENS | BE00123931 | 2260818 | STERILIZER, STEAM | TUTTNAUER CO. Ltd. | 3870EA | 14781.29 | 2024-04-03 | 0
TX CHILDRENS | KN227726 | 850619 | MICROSCOPE | NIKON INSTRUMENT INC | ECLIPSE 55i | 14737.22 | 2008-08-02 | 0
TX CHILDRENS | KN232696 | 9F15228 | MICROSCOPE | OLYMPUS AMERICA INC | BX41TF | 14715 | 2010-08-09 | 0
TX CHILDRENS | BE00113079 | 1932600453 | TRANSPOSAL FLUID SYSTEM | STRYKER CORP | NEPTUNE 3 | 14703 | 2021-01-16 | 0
TX CHILDRENS | BE00113082 | 1934516393 | TRANSPOSAL FLUID SYSTEM | STRYKER CORP | NEPTUNE 3 | 14703 | 2021-01-16 | 0
TX CHILDRENS | BE00127284 | 1716024143 | TRANSPOSAL FLUID SYSTEM | STRYKER CORP | NEPTUNE 3 | 14703 | 2021-01-16 | 0
TX CHILDRENS | BE00113081 | 1934516163 | TRANSPOSAL FLUID SYSTEM | STRYKER CORP | NEPTUNE 3 | 14703 | 2021-01-16 | 0
TX CHILDRENS | BE00113084 | 1934515823 | TRANSPOSAL FLUID SYSTEM | STRYKER CORP | NEPTUNE 3 | 14703 | 2021-01-16 | 0
TX CHILDRENS | BE00113083 | 1933832833 | TRANSPOSAL FLUID SYSTEM | STRYKER CORP | NEPTUNE 3 | 14703 | 2021-01-16 | 0
TX CHILDRENS | BE00110294 | C1502399 | NONFETAL ULTRASONIC MONITOR | VERATHON MEDICAL | PRIME PLUS | 14700 | 2023-06-30 | 0
TX CHILDRENS | BE00101995 | C1503036 | NONFETAL ULTRASONIC MONITOR | VERATHON MEDICAL | PRIME PLUS | 14700 | 2023-11-27 | 0
TX CHILDRENS | BE00110295 | 205734 | BATTERY CHARGER | VERATHON MEDICAL | BATTERY CHARGER | 14700 | 2023-06-30 | 0
TX CHILDRENS | BE00060217 | 13024889D | OSMOMETER | ADVANCED INSTRUMENTS INC | FISKE 210 | 14680 | 2014-06-11 | 0
TX CHILDRENS | BE00117864 | 300541288 | INCUBATOR CO2 | THERMO FISHER SCIENTIFIC ASHEVILLE LLC | 3310 | 14679.53 | 2023-08-24 | 0
TX CHILDRENS | BE00117862 | 300538569 | INCUBATOR CO2 | THERMO FISHER SCIENTIFIC ASHEVILLE LLC | 3310 | 14679.53 | 2023-08-24 | 0
TX CHILDRENS | BE00117861 | 300538564 | INCUBATOR CO2 | THERMO FISHER SCIENTIFIC ASHEVILLE LLC | 3310 | 14679.53 | 2023-08-24 | 0
TX CHILDRENS | BE00117863 | 300538567 | INCUBATOR CO2 | THERMO FISHER SCIENTIFIC ASHEVILLE LLC | 3310 | 14679.53 | 2023-08-24 | 0
TX CHILDRENS | BE00035517 | 2420000214 | MICROSCOPE ACCESSORIES | CARL ZEISS MEDITEC USA INC | TIRF | 14678 | 2013-09-20 | 0
TX CHILDRENS | BE00123469 | 738072 | LIGHT SOURCE | OLYMPUS AMERICA INC | CLV-190 | 14658.74 | 2025-01-16 | 0
TX CHILDRENS | BE00125887 | 2037 | LIGHT SOURCE | BFW INC. | BFW 1600 | 14652 | 2024-11-17 | 0
TX CHILDRENS | BE00125888 | 492 | SURGICAL VIDEO HEAD-CAM CONTRL | BFW INC. | BFW 8010 | 14652 | 2024-11-17 | 0
TX CHILDRENS | BE00125885 | 2036 | LIGHT SOURCE | BFW INC. | BFW 1600 | 14652 | 2024-11-17 | 0
TX CHILDRENS | BE00125889 | 493 | SURGICAL VIDEO HEAD-CAM CONTRL | BFW INC. | BFW 8010 | 14652 | 2024-11-17 | 0
TX CHILDRENS | BE00125886 | 2033 | LIGHT SOURCE | BFW INC. | BFW 1600 | 14652 | 2024-11-17 | 0
TX CHILDRENS | BE00125890 | 494 | SURGICAL VIDEO HEAD-CAM CONTRL | BFW INC. | BFW 8010 | 14652 | 2024-11-17 | 0
TX CHILDRENS | BE00063636 | SKJ15074541PA | ELECTROCARDIOGRAPH | GE Medical Systems Information Tech Inc | MAC 5500 HD | 14647.03 | 2016-05-18 | 0
TX CHILDRENS | BE00058676 | SGM13115908PA | ELECTROCARDIOGRAPH | GE Medical Systems Information Tech Inc | MAC 5500 HD | 14647.03 | 2014-05-19 | 0
TX CHILDRENS | BE00059981 | SGM13236886PA | ELECTROCARDIOGRAPH | GE Medical Systems Information Tech Inc | MAC 5500 HD | 14647.03 | 2014-09-02 | 0
TX CHILDRENS | BE00062383 | SKJ14251857PA | ELECTROCARDIOGRAPH | GE Medical Systems Information Tech Inc | MAC 5500 HD | 14647.03 | 2015-09-18 | 0
TX CHILDRENS | BE00063258 | SKJ14322429PA | ELECTROCARDIOGRAPH | GE Medical Systems Information Tech Inc | MAC 5500 HD | 14647.03 | 2015-10-11 | 0
TX CHILDRENS | BE00115364 | 114000066002 | RHEOMETER | HAAKE | ROTOVISCO | 14629.2 | 2022-05-03 | 0
TX CHILDRENS | KN217090 | 20073 | AUTOMATED SUPPLY DISPENSER | OMNICELL INC | OMNICELL | 14621 | 2003-08-01 | 0
TX CHILDRENS | KN204329 | 19437 | AUTOMATED SUPPLY DISPENSER - AUX | OMNICELL INC | OMNICELL | 14613.4 | 2002-04-01 | 0
TX CHILDRENS | KN204323 | 19431 | AUTOMATED SUPPLY DISPENSER | OMNICELL INC | OMNICELL | 14613.4 | 2002-04-01 | 0
TX CHILDRENS | KN204322 | 19432 | AUTOMATED SUPPLY DISPENSER | OMNICELL INC | OMNICELL | 14613.4 | 2002-04-01 | 0
TX CHILDRENS | BE00119589 | STF23052125SA | MAINFRAME, PATIENT MONITORING | GE Medical Systems Information Tech Inc | B650 | 14605 | 2024-03-20 | 0
TX CHILDRENS | BE00119577 | STF23052100SA | MAINFRAME, PATIENT MONITORING | GE Medical Systems Information Tech Inc | B650 | 14605 | 2024-03-20 | 0
TX CHILDRENS | BE00119587 | STF23052114SA | MAINFRAME, PATIENT MONITORING | GE Medical Systems Information Tech Inc | B650 | 14605 | 2024-03-20 | 0
TX CHILDRENS | BE00119583 | STF23052110SA | MAINFRAME, PATIENT MONITORING | GE Medical Systems Information Tech Inc | B650 | 14605 | 2024-03-20 | 0
TX CHILDRENS | BE00119580 | STF23052106SA | MAINFRAME, PATIENT MONITORING | GE Medical Systems Information Tech Inc | B650 | 14605 | 2024-03-20 | 0
TX CHILDRENS | BE00119565 | STF23052080SA | MAINFRAME, PATIENT MONITORING | GE Medical Systems Information Tech Inc | B650 | 14605 | 2024-03-20 | 0
TX CHILDRENS | BE00119579 | STF23052104SA | MAINFRAME, PATIENT MONITORING | GE Medical Systems Information Tech Inc | B650 | 14605 | 2024-03-20 | 0
TX CHILDRENS | BE00119570 | STF23052089SA | MAINFRAME, PATIENT MONITORING | GE Medical Systems Information Tech Inc | B650 | 14605 | 2024-03-20 | 0
TX CHILDRENS | BE00119574 | STF23052093SA | MAINFRAME, PATIENT MONITORING | GE Medical Systems Information Tech Inc | B650 | 14605 | 2024-03-20 | 0
TX CHILDRENS | BE00119566 | STF23052082SA | MAINFRAME, PATIENT MONITORING | GE Medical Systems Information Tech Inc | B650 | 14605 | 2024-03-20 | 0
TX CHILDRENS | BE00119582 | STF23052109SA | MAINFRAME, PATIENT MONITORING | GE Medical Systems Information Tech Inc | B650 | 14605 | 2024-03-20 | 0
TX CHILDRENS | BE00119568 | STF23052085SA | MAINFRAME, PATIENT MONITORING | GE Medical Systems Information Tech Inc | B650 | 14605 | 2024-03-20 | 0
TX CHILDRENS | BE00119586 | STF23052113SA | MAINFRAME, PATIENT MONITORING | GE Medical Systems Information Tech Inc | B650 | 14605 | 2024-03-20 | 0
TX CHILDRENS | BE00119576 | STF23052099SA | MAINFRAME, PATIENT MONITORING | GE Medical Systems Information Tech Inc | B650 | 14605 | 2024-03-20 | 0
TX CHILDRENS | BE00119567 | STF23052084SA | MAINFRAME, PATIENT MONITORING | GE Medical Systems Information Tech Inc | B650 | 14605 | 2024-03-20 | 0
TX CHILDRENS | BE00119578 | STF23052103SA | MAINFRAME, PATIENT MONITORING | GE Medical Systems Information Tech Inc | B650 | 14605 | 2024-03-20 | 0
TX CHILDRENS | BE00119585 | STF23052112SA | MAINFRAME, PATIENT MONITORING | GE Medical Systems Information Tech Inc | B650 | 14605 | 2024-03-20 | 0
TX CHILDRENS | BE00119573 | STF23052092SA | MAINFRAME, PATIENT MONITORING | GE Medical Systems Information Tech Inc | B650 | 14605 | 2024-03-20 | 0
TX CHILDRENS | BE00119588 | STF23052115SA | MAINFRAME, PATIENT MONITORING | GE Medical Systems Information Tech Inc | B650 | 14605 | 2024-03-20 | 0
TX CHILDRENS | BE00119581 | STF23052108SA | MAINFRAME, PATIENT MONITORING | GE Medical Systems Information Tech Inc | B650 | 14605 | 2024-03-20 | 0
TX CHILDRENS | BE00119572 | STF23052091SA | MAINFRAME, PATIENT MONITORING | GE Medical Systems Information Tech Inc | B650 | 14605 | 2024-03-20 | 0
TX CHILDRENS | BE00119575 | STF23052098SA | MAINFRAME, PATIENT MONITORING | GE Medical Systems Information Tech Inc | B650 | 14605 | 2024-03-20 | 0
TX CHILDRENS | BE00119569 | STF23052088SA | MAINFRAME, PATIENT MONITORING | GE Medical Systems Information Tech Inc | B650 | 14605 | 2024-03-20 | 0
TX CHILDRENS | BE00119571 | STF23052090SA | MAINFRAME, PATIENT MONITORING | GE Medical Systems Information Tech Inc | B650 | 14605 | 2024-03-20 | 0
TX CHILDRENS | BE00119584 | STF23052111SA | MAINFRAME, PATIENT MONITORING | GE Medical Systems Information Tech Inc | B650 | 14605 | 2024-03-20 | 0
TX CHILDRENS | BE00119815 | 738081 | LIGHT SOURCE | OLYMPUS AMERICA INC | CLV-190 | 14600 | 2024-10-04 | 0
TX CHILDRENS | BE00112860 | UK191558M | EMG | NATUS MEDICAL INCORPORATED | ULTRAPRO S100 | 14554.27 | 2020-12-29 | 0
TX CHILDRENS | BE00124026 | 322283 | TRANSCUTANEOUS PO2 MONITOR | SENTEC INC | SDMS | 14520 | 2024-10-23 | 0
TX CHILDRENS | BE00124029 | 322286 | TRANSCUTANEOUS PO2 MONITOR | SENTEC INC | SDMS | 14520 | 2024-10-23 | 0
TX CHILDRENS | BE00124031 | 322288 | TRANSCUTANEOUS PO2 MONITOR | SENTEC INC | SDMS | 14520 | 2024-10-23 | 0
TX CHILDRENS | BE00124030 | 322287 | TRANSCUTANEOUS PO2 MONITOR | SENTEC INC | SDMS | 14520 | 2024-10-23 | 0
TX CHILDRENS | BE00124028 | 322285 | TRANSCUTANEOUS PO2 MONITOR | SENTEC INC | SDMS | 14520 | 2024-10-23 | 0
TX CHILDRENS | BE00124027 | 322284 | TRANSCUTANEOUS PO2 MONITOR | SENTEC INC | SDMS | 14520 | 2024-10-23 | 0
TX CHILDRENS | BE00119839 | SV83223C0755 | DISPLAY, VIDEO | STRYKER CORP | 0240031300 | 14511.9 | 2024-10-09 | 0
TX CHILDRENS | BE00065364 | 704434 | MICROSCOPE | NIKON INSTRUMENT INC | ECLIPSE Ci-L | 14510.7 | 2016-11-12 | 0
TX CHILDRENS | BE00114644 | 20116454 | BLOOD GAS ANALYZER | INSTRUMENTATION LABORATORY COMPANY | GEM PREMIER 5000 | 14500 | 2021-11-09 | 0
TX CHILDRENS | FA42916 | 7468 | CV BYPASS HEART-LUNG MACHINE | SARNS INC. | 6379 | 14500 | 2004-04-06 | 0
TX CHILDRENS | BE00109880 | A-EEG-22077 | SIGNAL AMPLIFIER, PHYSIOLOGICAL | MOBERG RESEARCH INC | EEG-002 | 14500 | 2019-09-10 | 0
TX CHILDRENS | BE00123866 | 2232614533 | TRANSPOSAL FLUID SYSTEM | STRYKER CORP | NEPTUNE 3 | 14500 | 2024-10-09 | 0
TX CHILDRENS | KN196155 | 214570 | MICROSCOPE | NIKON INSTRUMENT INC | TMS | 14500 | 1997-08-12 | 0
TX CHILDRENS | BE00123862 | 2233203393 | TRANSPOSAL FLUID SYSTEM | STRYKER CORP | NEPTUNE 3 | 14500 | 2024-10-09 | 0
TX CHILDRENS | BE00115881 | 2124604153 | TRANSPOSAL FLUID SYSTEM | STRYKER CORP | NEPTUNE 3 | 14500 | 2022-10-10 | 0
TX CHILDRENS | BE00123867 | 2233203303 | TRANSPOSAL FLUID SYSTEM | STRYKER CORP | NEPTUNE 3 | 14500 | 2024-10-09 | 0
TX CHILDRENS | BE00116909 | 22011086 | BLOOD GAS ANALYZER | INSTRUMENTATION LABORATORY COMPANY | GEM PREMIER 5000 | 14500 | 2023-03-29 | 0
TX CHILDRENS | BE00115882 | 2125100093 | TRANSPOSAL FLUID SYSTEM | STRYKER CORP | NEPTUNE 3 | 14500 | 2022-10-10 | 27766.12
TX CHILDRENS | BE00116910 | 22011085 | BLOOD GAS ANALYZER | INSTRUMENTATION LABORATORY COMPANY | GEM PREMIER 5000 | 14500 | 2023-03-29 | 0
TX CHILDRENS | KN201822 | 107015 | DOSE CALIBRATOR | INOVISION RADIATION MEASUREMEN | 35050A | 14500 | 2005-09-12 | 0
TX CHILDRENS | BE00117856 | 22031498 | BLOOD GAS ANALYZER | INSTRUMENTATION LABORATORY COMPANY | GEM PREMIER 5000 | 14500 | 2023-08-16 | 0
TX CHILDRENS | BE00064333 | 380577 | DIGITIZER, FILM | VIDAR SYSTEMS CORP. | DIAGNOSTIC PRO EDGE | 14500 | 2016-12-23 | 0
TX CHILDRENS | BE00123861 | 2232701763 | TRANSPOSAL FLUID SYSTEM | STRYKER CORP | NEPTUNE 3 | 14500 | 2024-10-09 | 0
TX CHILDRENS | BE00123863 | 2233203353 | TRANSPOSAL FLUID SYSTEM | STRYKER CORP | NEPTUNE 3 | 14500 | 2024-10-09 | 0
TX CHILDRENS | BE00123865 | 2232205503 | TRANSPOSAL FLUID SYSTEM | STRYKER CORP | NEPTUNE 3 | 14500 | 2024-10-09 | 0
TX CHILDRENS | BE00114352 | 20106181 | BLOOD GAS ANALYZER | INSTRUMENTATION LABORATORY COMPANY | GEM PREMIER 5000 | 14500 | 2021-11-09 | 0
TX CHILDRENS | KN199641 | 1-98-4 | OVERHEAD PROJECTOR | GORDON INSTRUMENTS, INC. | 81N | 14500 | 1999-07-31 | 0
TX CHILDRENS | BE00117855 | 22031499 | BLOOD GAS ANALYZER | INSTRUMENTATION LABORATORY COMPANY | GEM PREMIER 5000 | 14500 | 2023-08-16 | 0
TX CHILDRENS | BE00109881 | A-EEG-22078 | SIGNAL AMPLIFIER, PHYSIOLOGICAL | MOBERG RESEARCH INC | EEG-002 | 14500 | 2019-09-10 | 0
TX CHILDRENS | BE00109879 | A-EEG-22076 | SIGNAL AMPLIFIER, PHYSIOLOGICAL | MOBERG RESEARCH INC | EEG-002 | 14500 | 2019-09-10 | 0
TX CHILDRENS | BE00123864 | 2233203153 | TRANSPOSAL FLUID SYSTEM | STRYKER CORP | NEPTUNE 3 | 14500 | 2024-10-09 | 0
TX CHILDRENS | BE00087206 | GAA-15565 | AUDIOMETRIC SOUND ROOM | GN HEARING CARE CORP | GN/16 CSTM | 14449.5 | 2017-08-31 | 0
TX CHILDRENS | BE00059704 | SGM13156227PA | ELECTROCARDIOGRAPH | GE Medical Systems Information Tech Inc | MAC 5500 HD | 14440.48 | 2014-07-31 | 0
TX CHILDRENS | BE00129545 | 04926 | HEMATOLOGY ANALYZER | SIEMENS MEDICAL SOLUTIONS USA INC | PFA-100 | 14434.31 | 2025-03-20 | 0
TX CHILDRENS | BE00122093 | 04880 | HEMATOLOGY ANALYZER | SIEMENS MEDICAL SOLUTIONS USA INC | PFA-100 | 14434.31 | 2025-03-20 | 0
TX CHILDRENS | KN224814 | AJC05B005 | CENTRIFUGE, REFRIGERATED | BECKMAN COULTER INC - SERVICE AGREEMENT | ALLEGRA 25R | 14429 | 2007-02-01 | 0
TX CHILDRENS | BE00059045 | XX 2110 | LARYNGOSCOPE | KARL STORZ ENDOSCOPY-AMERICA INC | 8401 XD | 14403.25 | 2014-09-04 | 0
TX CHILDRENS | BE00059046 | XX 2122 | LARYNGOSCOPE | KARL STORZ ENDOSCOPY-AMERICA INC | 8401 XD | 14403.25 | 2014-09-04 | 0
TX CHILDRENS | BE00060180 | SGM13236895PA | ELECTROCARDIOGRAPH | GE Medical Systems Information Tech Inc | MAC 5500 HD | 14386.04 | 2014-06-11 | 0
TX CHILDRENS | BE00116168 | CN210638 | LARYNGOSCOPE | VERATHON MEDICAL | CORE 15 | 14370 | 2022-12-15 | 0
TX CHILDRENS | BE00116167 | CN210617 | LARYNGOSCOPE | VERATHON MEDICAL | CORE 15 | 14370 | 2022-12-15 | 0
TX CHILDRENS | BE00116166 | CN210606 | LARYNGOSCOPE | VERATHON MEDICAL | CORE 15 | 14370 | 2022-12-15 | 0
TX CHILDRENS | BE00113569 | 6100852 | REFRACTOMETER | Righton / Right Mfg | RETINOMAX | 14360 | 2021-04-23 | 0
TX CHILDRENS | BE00130709 | STN25065257SA | MAINFRAME, BEDSIDE ALL-IN-ONE | GE Medical Systems Information Tech Inc | CANVAS | 14335.01 | 2026-05-19 | 0
TX CHILDRENS | BE00130708 | STN25065221SA | MAINFRAME, BEDSIDE ALL-IN-ONE | GE Medical Systems Information Tech Inc | CANVAS | 14335.01 | 2026-05-19 | 0
TX CHILDRENS | BE00130718 | STN25065266SA | MAINFRAME, BEDSIDE ALL-IN-ONE | GE Medical Systems Information Tech Inc | CANVAS | 14335.01 | 2026-05-19 | 0
TX CHILDRENS | BE00130715 | STN25065271SA | MAINFRAME, BEDSIDE ALL-IN-ONE | GE Medical Systems Information Tech Inc | CANVAS | 14335.01 | 2026-05-19 | 0
TX CHILDRENS | BE00130716 | STN25065262SA | MAINFRAME, BEDSIDE ALL-IN-ONE | GE Medical Systems Information Tech Inc | CANVAS | 14335.01 | 2026-05-19 | 0
TX CHILDRENS | BE00130711 | STN25065202SA | MAINFRAME, BEDSIDE ALL-IN-ONE | GE Medical Systems Information Tech Inc | CANVAS | 14335.01 | 2026-05-19 | 0
TX CHILDRENS | BE00130720 | STN25065233SA | MAINFRAME, BEDSIDE ALL-IN-ONE | GE Medical Systems Information Tech Inc | CANVAS | 14335.01 | 2026-05-19 | 0
TX CHILDRENS | BE00130719 | STN25065263SA | MAINFRAME, BEDSIDE ALL-IN-ONE | GE Medical Systems Information Tech Inc | CANVAS | 14335.01 | 2026-05-19 | 0
TX CHILDRENS | BE00130714 | STN25065246SA | MAINFRAME, BEDSIDE ALL-IN-ONE | GE Medical Systems Information Tech Inc | CANVAS | 14335.01 | 2026-05-19 | 0
TX CHILDRENS | BE00130707 | STN25065209SA | MAINFRAME, BEDSIDE ALL-IN-ONE | GE Medical Systems Information Tech Inc | CANVAS | 14335.01 | 2026-05-19 | 0
TX CHILDRENS | BE00130713 | STN25065267SA | MAINFRAME, BEDSIDE ALL-IN-ONE | GE Medical Systems Information Tech Inc | CANVAS | 14335.01 | 2026-05-19 | 0
TX CHILDRENS | BE00130712 | STN25065260SA | MAINFRAME, BEDSIDE ALL-IN-ONE | GE Medical Systems Information Tech Inc | CANVAS | 14335.01 | 2026-05-19 | 0
TX CHILDRENS | BE00130717 | STN25065264SA | MAINFRAME, BEDSIDE ALL-IN-ONE | GE Medical Systems Information Tech Inc | CANVAS | 14335.01 | 2026-05-19 | 0
TX CHILDRENS | BE00130710 | STN25065223SA | MAINFRAME, BEDSIDE ALL-IN-ONE | GE Medical Systems Information Tech Inc | CANVAS | 14335.01 | 2026-05-19 | 0
TX CHILDRENS | BE00127187 | 5601058 | KERATOMETER | NIDEK INCORPORATED | HANDYREF-K | 14335 | 2025-03-04 | 0
TX CHILDRENS | BE00128606 | 5601111 | KERATOMETER | NIDEK INCORPORATED | HANDYREF-K | 14335 | 2025-08-14 | 0
TX CHILDRENS | BE00100177 | 306729 | TRANSCUTANEOUS PO2 MONITOR | SENTEC INC | SDMS | 14333.33 | 2018-03-31 | 0
TX CHILDRENS | BE00100173 | 306725 | TRANSCUTANEOUS PO2 MONITOR | SENTEC INC | SDMS | 14333.33 | 2018-03-31 | 0
TX CHILDRENS | BE00100175 | 306727 | TRANSCUTANEOUS PO2 MONITOR | SENTEC INC | SDMS | 14333.33 | 2018-03-31 | 0
TX CHILDRENS | BE00100174 | 306726 | TRANSCUTANEOUS PO2 MONITOR | SENTEC INC | SDMS | 14333.33 | 2018-03-31 | 0
TX CHILDRENS | BE00100176 | 306728 | TRANSCUTANEOUS PO2 MONITOR | SENTEC INC | SDMS | 14333.33 | 2018-03-31 | 0
TX CHILDRENS | BE00100178 | 306730 | TRANSCUTANEOUS PO2 MONITOR | SENTEC INC | SDMS | 14333.33 | 2018-03-31 | 0
TX CHILDRENS | BE00104184 | SDJ18280074PAS | FETAL CARDIAC MONITOR | GE HEALTHCARE INC | 259CX | 14304.61 | 2019-11-18 | 0
TX CHILDRENS | BE00104185 | SDJ18280051PAS | FETAL CARDIAC MONITOR | GE HEALTHCARE INC | 259CX | 14304.61 | 2019-11-18 | 0
TX CHILDRENS | BE00104186 | SDJ18280073PAS | FETAL CARDIAC MONITOR | GE HEALTHCARE INC | 259CX | 14304.61 | 2019-11-18 | 0
TX CHILDRENS | BE00104510 | DEM1496 | REFRACTOMETER | RUDOLPH RESEARCH ANALYTICAL CORP | J-457 | 14300 | 2022-02-20 | 0
TX CHILDRENS | BE00111458 | OBM1372 | REFRACTOMETER | RUDOLPH RESEARCH ANALYTICAL CORP | J-457 | 14300 | 2019-07-25 | 0
TX CHILDRENS | BE00118139 | 147611 | AUTOMATED MEDICATION DISPENSER | OMNICELL INC | MED-AUX-101 | 14298.65 | 2022-11-22 | 0
TX CHILDRENS | BE00038508 | 0E35700 | MICROSCOPE | OLYMPUS AMERICA INC | BX41TF | 14277.12 | 2012-01-25 | 0
TX CHILDRENS | BE00114234 | 20062104-210299 | EXERCISE EQUIP, POWERED | BIODEX MEDICAL SYSTEMS INC | BALANCE SYSTEM SD | 14275 | 2021-11-05 | 0
TX CHILDRENS | HTMUS-F0FR94 | F0FR94 | PROBE, 3D - 4D | Philips North America LLC | X7-2 | 14250.4 | 2025-05-01 | 0
TX CHILDRENS | BE00130553 | 04081 | MICROTOME | LEICA MICROSYSTEMS INC | HISTOCORE BIOCUT | 14245.84 | 2026-04-15 | 0
TX CHILDRENS | BE00014846 | 353439 | AUDIOMETER | GN HEARING CARE CORP | ASTERA | 14240 | 2012-07-12 | 0
TX CHILDRENS | BE00014979 | URS11051692 | URINE FLOW OR VOLUME MEAS.SYS. | LABORIE MEDICAL TECHNOLOGIES CORP | UROSTYM pro180 | 14235 | 2012-07-12 | 0
TX CHILDRENS | KN205869 | 21419 | AUTOMATED SUPPLY DISPENSER | OMNICELL INC | OMNICELL | 14220 | 2004-02-01 | 0
TX CHILDRENS | BE00118474 | US04100919 | DISPLAY, SLAVE PHYSIOLOGICAL | Philips North America LLC | PORTAL 5000 | 14203.86 | 2022-11-28 | 0
TX CHILDRENS | BE00118476 | US04100770 | DISPLAY, SLAVE PHYSIOLOGICAL | Philips North America LLC | PORTAL 5000 | 14203.86 | 2022-11-28 | 0
TX CHILDRENS | BE00118478 | US04100696 | DISPLAY, SLAVE PHYSIOLOGICAL | Philips North America LLC | PORTAL 5000 | 14203.86 | 2022-11-28 | 0
TX CHILDRENS | BE00101814 | C1502629 | NONFETAL ULTRASONIC MONITOR | VERATHON MEDICAL | PRIME PLUS | 14200 | 2023-07-18 | 0
TX CHILDRENS | KN189822 | 441214 | MICROSCOPE | NIKON INSTRUMENT INC | LABOPHOT 2 | 14200 | 1993-07-08 | 0
TX CHILDRENS | BE00117029 | AUTO 2000-105-0497 | CELL COUNTER, AUTOMATED | NEXCELOM BIOSCIENCE LLC | CELLOMETER AUTO 2000 | 14195 | 2022-03-22 | 0
TX CHILDRENS | BE00127966 | SL12760 | LIGHT SOURCE | KARL STORZ ENDOSCOPY-AMERICA INC | TL 400 | 14183.5 | 2025-08-15 | 0
TX CHILDRENS | BE00124292 | PM08616 | LIGHT SOURCE | KARL STORZ ENDOSCOPY-AMERICA INC | TL 400 | 14183.5 | 2024-10-24 | 0
TX CHILDRENS | BE00124288 | PM08428 | LIGHT SOURCE | KARL STORZ ENDOSCOPY-AMERICA INC | TL 400 | 14183.5 | 2024-10-24 | 0
TX CHILDRENS | BE00124289 | PM08471 | LIGHT SOURCE | KARL STORZ ENDOSCOPY-AMERICA INC | TL 400 | 14183.5 | 2024-10-24 | 0
TX CHILDRENS | BE00124294 | PM08495 | LIGHT SOURCE | KARL STORZ ENDOSCOPY-AMERICA INC | TL 400 | 14183.5 | 2024-10-24 | 0
TX CHILDRENS | BE00124297 | PM08436 | LIGHT SOURCE | KARL STORZ ENDOSCOPY-AMERICA INC | TL 400 | 14183.5 | 2024-10-24 | 0
TX CHILDRENS | BE00124290 | PM08445 | LIGHT SOURCE | KARL STORZ ENDOSCOPY-AMERICA INC | TL 400 | 14183.5 | 2024-10-24 | 0
TX CHILDRENS | BE00124296 | PM08489 | LIGHT SOURCE | KARL STORZ ENDOSCOPY-AMERICA INC | TL 400 | 14183.5 | 2024-10-24 | 0
TX CHILDRENS | BE00124293 | PM08433 | LIGHT SOURCE | KARL STORZ ENDOSCOPY-AMERICA INC | TL 400 | 14183.5 | 2024-10-24 | 0
TX CHILDRENS | BE00127993 | SL12761 | LIGHT SOURCE | KARL STORZ ENDOSCOPY-AMERICA INC | TL 400 | 14183.5 | 2025-08-15 | 0
TX CHILDRENS | BE00124295 | PM08494 | LIGHT SOURCE | KARL STORZ ENDOSCOPY-AMERICA INC | TL 400 | 14183.5 | 2024-10-24 | 0
TX CHILDRENS | BE00124291 | PM08472 | LIGHT SOURCE | KARL STORZ ENDOSCOPY-AMERICA INC | TL 400 | 14183.5 | 2024-10-24 | 0
TX CHILDRENS | BE00124298 | PM08439 | LIGHT SOURCE | KARL STORZ ENDOSCOPY-AMERICA INC | TL 400 | 14183.5 | 2024-10-24 | 0
TX CHILDRENS | KN216977 | 960BR-1732 | ELECTROPHORESIS PWR. SUPPLY | BIO RAD LABORATORIES INC | CHEF-DR111 | 14180 | 2005-08-12 | 0
TX CHILDRENS | BE00064790 | TWG151228 | PHYSICAL THERAPY EQUIPMENT | TRI W-G INDUSTRIES | TWG.1000SD-6 | 14168.12 | 2016-08-02 | 0
TX CHILDRENS | BE00123209 | 240408-007722 | UTERINE POSITIONING SYSTEM | COOPERSURGICAL INC | ALLY II UPS | 14156.59 | 2025-05-14 | 0
TX CHILDRENS | BE00014147 | 2010-0003 | SURGICAL INSTRUMENT MOTOR ACCE | LINVATEC CORP | E900 | 14126 | 2012-03-20 | 0
TX CHILDRENS | BE00118252 | C6304 | HEARING AID TEST SYSTEM | AUDIO ELECTRONICS INC | VERIFIT2 | 14125 | 2023-08-01 | 0
TX CHILDRENS | KN193378 | 442756 | MICROSCOPE | NIKON INSTRUMENT INC | LABOPHOT 2 | 14100 | 1993-10-13 | 0
TX CHILDRENS | BE00087328 | 201822 | COMPUTER - VIDEO CAPTURE SYSTEM | DELL MARKETING LP | 23CUP00 | 14097.28 | 2018-02-26 | 0
TX CHILDRENS | BE00087326 | 201825 | COMPUTER - VIDEO CAPTURE SYSTEM | DELL MARKETING LP | 23CUP00 | 14097.28 | 2018-02-26 | 0
TX CHILDRENS | BE00087325 | 201823 | COMPUTER - VIDEO CAPTURE SYSTEM | DELL MARKETING LP | 23CUP00 | 14097.28 | 2018-02-26 | 0
TX CHILDRENS | BE00087327 | 201824 | COMPUTER - VIDEO CAPTURE SYSTEM | DELL MARKETING LP | 23CUP00 | 14097.28 | 2018-02-26 | 0
TX CHILDRENS | BE00115475 | 3220 MS 1848 | SLIDE STAINER, AUTOMATED | EMD CHEMICALS INC. (MILLIPORESIGMA) | MIDAS III-PLUS | 14095.09 | 2022-06-21 | 0
TX CHILDRENS | BE00088306 | 17B506654 | SURGICAL CAMERA & ACCESSORIES | STRYKER CORP | 1588 AIM | 14084.51 | 2018-02-26 | 0
TX CHILDRENS | BE00088307 | 17B506664 | SURGICAL CAMERA & ACCESSORIES | STRYKER CORP | 1588 AIM | 14084.51 | 2018-02-26 | 0
TX CHILDRENS | BE00088305 | 17B506644 | SURGICAL CAMERA & ACCESSORIES | STRYKER CORP | 1588 AIM | 14084.51 | 2018-02-26 | 0
TX CHILDRENS | BE00088304 | 17B506624 | SURGICAL CAMERA & ACCESSORIES | STRYKER CORP | 1588 AIM | 14084.51 | 2018-02-26 | 0
TX CHILDRENS | KN217054 | 19994 | AUTOMATED SUPPLY DISPENSER | OMNICELL INC | OMNICELL | 14081.2 | 2002-04-01 | 0
TX CHILDRENS | KN217044 | 19343 | AUTOMATED SUPPLY DISPENSER - AUX | OMNICELL INC | OMNICELL | 14081.2 | 2002-04-01 | 0
TX CHILDRENS | KN217047 | 19342 | AUTOMATED SUPPLY DISPENSER - AUX | OMNICELL INC | OMNICELL | 14081.2 | 2002-04-01 | 0
TX CHILDRENS | KN217042 | 19341 | AUTOMATED SUPPLY DISPENSER - AUX | OMNICELL INC | OMNICELL | 14081.2 | 2002-04-01 | 0
TX CHILDRENS | KN217053 | 19344 | AUTOMATED SUPPLY DISPENSER | OMNICELL INC | OMNICELL | 14081.2 | 2002-04-01 | 0
TX CHILDRENS | KN217050 | 19993 | AUTOMATED SUPPLY DISPENSER | OMNICELL INC | OMNICELL | 14081.2 | 2002-04-01 | 0
TX CHILDRENS | BE00119480 | 322370 | TRANSCUTANEOUS PO2 MONITOR | SENTEC INC | SDMS | 14075 | 2024-06-15 | 0
TX CHILDRENS | BE00119479 | 322369 | TRANSCUTANEOUS PO2 MONITOR | SENTEC INC | SDMS | 14075 | 2024-06-15 | 0
TX CHILDRENS | BE00125891 | VM08926 | SURGICAL CAMERA & ACCESSORIES | KARL STORZ ENDOSCOPY-AMERICA INC | TP101 | 14064.03 | 2024-12-04 | 0
TX CHILDRENS | BE00123075 | VM08998 | SURGICAL CAMERA & ACCESSORIES | KARL STORZ ENDOSCOPY-AMERICA INC | TP101 | 14064.03 | 2025-03-13 | 0
TX CHILDRENS | BE00121482 | VM08990 | SURGICAL CAMERA & ACCESSORIES | KARL STORZ ENDOSCOPY-AMERICA INC | TP101 | 14064.03 | 2023-12-13 | 0
TX CHILDRENS | BE00125892 | VM08922 | SURGICAL CAMERA & ACCESSORIES | KARL STORZ ENDOSCOPY-AMERICA INC | TP101 | 14064.03 | 2024-12-04 | 0
TX CHILDRENS | BE00034512 | RG090223MR | ELECTROENCEPHALOGRAPH | NICOLET VASCULAR | NIC vEEG | 14055.7 | 2012-11-16 | 0
TX CHILDRENS | BE00102735 | 42128739 | CENTRIFUGE, REFRIGERATED | THERMO FISHER SCIENTIFIC ASHEVILLE LLC | LEGEND XFR | 14054.2 | 2018-07-31 | 0
TX CHILDRENS | BE00123858 | 23212307 | ELECTROSURG CUT & COAG DEVICE | CONMED CORP | 60-8005-001 | 14044 | 2024-10-09 | 0
TX CHILDRENS | BE00123856 | 23212308 | ELECTROSURG CUT & COAG DEVICE | CONMED CORP | 60-8005-001 | 14044 | 2024-10-09 | 0
TX CHILDRENS | BE00123854 | 23212292 | ELECTROSURG CUT & COAG DEVICE | CONMED CORP | 60-8005-001 | 14044 | 2024-10-09 | 0
TX CHILDRENS | BE00123853 | 23212311 | ELECTROSURG CUT & COAG DEVICE | CONMED CORP | 60-8005-001 | 14044 | 2024-10-09 | 0
TX CHILDRENS | BE00123859 | 23212290 | ELECTROSURG CUT & COAG DEVICE | CONMED CORP | 60-8005-001 | 14044 | 2024-10-09 | 0
TX CHILDRENS | BE00123860 | 23212337 | ELECTROSURG CUT & COAG DEVICE | CONMED CORP | 60-8005-001 | 14044 | 2024-10-09 | 0
TX CHILDRENS | BE00123857 | 23212336 | ELECTROSURG CUT & COAG DEVICE | CONMED CORP | 60-8005-001 | 14044 | 2024-10-09 | 0
TX CHILDRENS | BE00123855 | 23212314 | ELECTROSURG CUT & COAG DEVICE | CONMED CORP | 60-8005-001 | 14044 | 2024-10-09 | 0
TX CHILDRENS | BE00104273 | 18101343B | OSMOMETER | ADVANCED INSTRUMENTS INC | OSMO1 | 14031.23 | 2019-12-04 | 0
TX CHILDRENS | BE00104272 | 18101344B | OSMOMETER | ADVANCED INSTRUMENTS INC | OSMO1 | 14031.23 | 2019-12-04 | 0
TX CHILDRENS | BE00110222 | 19030442B | OSMOMETER | ADVANCED INSTRUMENTS INC | OSMO1 | 14031.23 | 2020-07-29 | 0
TX CHILDRENS | BE00065793 | SKJ15367136PA | ELECTROCARDIOGRAPH | GE Medical Systems Information Tech Inc | MAC 5500 HD | 14012.45 | 2016-11-18 | 0
TX CHILDRENS | BE00115656 | 75009521 | CENTRIFUGE, REFRIGERATED | THERMO FISHER SCIENTIFIC ASHEVILLE LLC | X4R PRO-MD | 14009.51 | 2022-08-01 | 0
TX CHILDRENS | BE00115655 | 42819814 | CENTRIFUGE, REFRIGERATED | THERMO FISHER SCIENTIFIC ASHEVILLE LLC | X4R PRO-MD | 14009.51 | 2022-08-01 | 0
TX CHILDRENS | BE00128467 | 901511 | LAB ELECTROPHYSIOLOGY EQ. | A-M SYSTEMS LLC | 500000 | 14000 | 2025-05-15 | 0
TX CHILDRENS | BE00012738 | 4112 | HEMATOLOGY ANALYZER | SIEMENS MEDICAL SOLUTIONS USA INC | PFA-100 | 14000 | 2012-04-08 | 0
TX CHILDRENS | BE00126382 | 3044896 | AUDIOMETER | GN HEARING CARE CORP | ASTERA2 | 14000 | 2024-02-05 | 0
TX CHILDRENS | KN184591 | 39063 | AUDIOMETER | MADSEN ELECTRONICS | ZS76-1B | 14000 | 1996-11-07 | 0
TX CHILDRENS | HTMFS-2400248 | 2400248 | PROBE, BRONC | OLYMPUS AMERICA INC | BF-P190 | 14000 | 2023-06-27 | 0
TX CHILDRENS | KN203114 | 371257 | MICROSCOPE | NIKON INSTRUMENT INC | DIAPHOT 300 | 14000 | 2007-06-19 | 0
TX CHILDRENS | HTMFS-2129787 | 2129787 | PROBE, BRONC | OLYMPUS AMERICA INC | BF-H190 | 14000 | 2023-09-14 | 0
TX CHILDRENS | HTMFS-2400266 | 2400266 | PROBE, BRONC | OLYMPUS AMERICA INC | BF-P190 | 14000 | 2023-06-27 | 0
TX CHILDRENS | HTMFS-2400265 | 2400265 | PROBE, BRONC | OLYMPUS AMERICA INC | BF-P190 | 14000 | 2023-06-27 | 0
TX CHILDRENS | BE00122807 | 3044690 | AUDIOMETER | GN HEARING CARE CORP | ASTERA2 | 14000 | 2024-02-05 | 0
TX CHILDRENS | BE00012737 | 4113 | HEMATOLOGY ANALYZER | SIEMENS MEDICAL SOLUTIONS USA INC | PFA-100 | 14000 | 2012-04-08 | 0
TX CHILDRENS | HTMFS-2501457 | 2501457 | PROBE, BRONC | OLYMPUS AMERICA INC | BF-H190 | 14000 | 2023-06-27 | 0
TX CHILDRENS | HTMFS-2501460 | 2501460 | PROBE, BRONC | OLYMPUS AMERICA INC | BF-H190 | 14000 | 2023-06-27 | 0
TX CHILDRENS | KN183005 | 22.0890318 | RAD CINE PROJECTOR | TARGANO (EQUIPMENT ONLY) | 35AX | 14000 | 1990-05-04 | 0
TX CHILDRENS | KN195208 | 461418 | MICROSCOPE | NIKON INSTRUMENT INC | LABOPHOT 2 | 14000 | 1996-12-28 | 0
TX CHILDRENS | BE00102051 | SNE18472144SA | CARDIAC MONITOR W/ RATE ALARM | GE Medical Systems Information Tech Inc | B450 | 13997.68 | 2019-11-28 | 0
TX CHILDRENS | BE00102052 | SNE18472149SA | CARDIAC MONITOR W/ RATE ALARM | GE Medical Systems Information Tech Inc | B450 | 13997.68 | 2019-11-28 | 0
TX CHILDRENS | BE00109405 | 1721801 | EXERCISE EQUIP, POWERED | BIODEX MEDICAL SYSTEMS INC | BALANCE SYSTEM SD | 13995 | 2020-08-16 | 0
TX CHILDRENS | BE00121387 | 8002169 | DVD PLAYER / RECORDER | FORESIGHT IMAGING LLC | 061000-2000-SP | 13995 | 2025-02-21 | 0
TX CHILDRENS | BE00060774 | 302732 | TRANSCUTANEOUS PO2 MONITOR | SENTEC INC | SDMS | 13995 | 2012-07-06 | 0
TX CHILDRENS | BE00121384 | 8002127 | DVD PLAYER / RECORDER | FORESIGHT IMAGING LLC | 061000-2000-SP | 13995 | 2025-02-21 | 0
TX CHILDRENS | BE00121386 | 8002172 | DVD PLAYER / RECORDER | FORESIGHT IMAGING LLC | 061000-2000-SP | 13995 | 2025-02-21 | 0
TX CHILDRENS | BE00119365 | 3016723 | AUDIOMETER | GN HEARING CARE CORP | ASTERA2 | 13984 | 2023-05-10 | 0
TX CHILDRENS | BE00114724 | 100431761 | VENTILATOR NONCONTINUOUS | RESPIRONICS INC | V60 | 13955.15 | 2022-02-23 | 0
TX CHILDRENS | BE00114723 | 100431814 | VENTILATOR NONCONTINUOUS | RESPIRONICS INC | V60 | 13955.15 | 2022-02-23 | 0
TX CHILDRENS | BE00114721 | 100431805 | VENTILATOR NONCONTINUOUS | RESPIRONICS INC | V60 | 13955.15 | 2022-02-23 | 0
TX CHILDRENS | BE00114720 | 100432707 | VENTILATOR NONCONTINUOUS | RESPIRONICS INC | V60 | 13955.15 | 2022-02-23 | 0
TX CHILDRENS | BE00114722 | 100431771 | VENTILATOR NONCONTINUOUS | RESPIRONICS INC | V60 | 13955.15 | 2022-02-23 | 0
TX CHILDRENS | BE00104119 | C3212 | HEARING AID TEST SYSTEM | AUDIO ELECTRONICS INC | VERIFIT VF-2 | 13940 | 2019-04-30 | 0
TX CHILDRENS | BE00125861 | H356802533D25 | VENTILATOR NONCONTINUOUS | Philips North America LLC | TRILOGY EV300 | 13936.41 | 2024-11-10 | 0
TX CHILDRENS | BE00125859 | H3568020705B9 | VENTILATOR NONCONTINUOUS | Philips North America LLC | TRILOGY EV300 | 13936.41 | 2024-11-10 | 0
TX CHILDRENS | BE00125858 | H35674555CC06 | VENTILATOR NONCONTINUOUS | Philips North America LLC | TRILOGY EV300 | 13936.41 | 2024-11-10 | 0
TX CHILDRENS | BE00125857 | H356741382052 | VENTILATOR NONCONTINUOUS | Philips North America LLC | TRILOGY EV300 | 13936.41 | 2024-11-10 | 0
TX CHILDRENS | BE00125860 | H356802511E37 | VENTILATOR NONCONTINUOUS | Philips North America LLC | TRILOGY EV300 | 13936.41 | 2024-11-10 | 0
TX CHILDRENS | BE00066029 | 03610 | SLITLAMP BIOMICROSCOPE | HAAG-STREIT USA INC | BM900 | 13935 | 2016-11-30 | 0
TX CHILDRENS | BE00115306 | 100458034 | VENTILATOR NONCONTINUOUS | RESPIRONICS INC | V60 | 13926.62 | 2022-07-12 | 0
TX CHILDRENS | BE00115307 | 100460714 | VENTILATOR NONCONTINUOUS | RESPIRONICS INC | V60 | 13926.62 | 2022-07-12 | 0
TX CHILDRENS | BE00115308 | 100460716 | VENTILATOR NONCONTINUOUS | RESPIRONICS INC | V60 | 13926.62 | 2022-07-12 | 0
TX CHILDRENS | BE00115305 | 100460718 | VENTILATOR NONCONTINUOUS | RESPIRONICS INC | V60 | 13926.62 | 2022-07-12 | 0
TX CHILDRENS | BE00104125 | 7880593 | LIGHT SOURCE | OLYMPUS AMERICA INC | CLV-190 | 13923 | 2019-10-03 | 0
TX CHILDRENS | BE00101820 | 7671145 | LIGHT SOURCE | OLYMPUS AMERICA INC | CLV-190 | 13923 | 2019-08-08 | 0
TX CHILDRENS | BE00126945 | SL12947 | LIGHT SOURCE | KARL STORZ ENDOSCOPY-AMERICA INC | TL 400 | 13886.04 | 2025-10-15 | 0
TX CHILDRENS | BE00087178 | 20301070 | STERILE TUBING WELDER | TERUMO CARDIOVASCULAR SYSTEMS CORP | ME-SC203A | 13883.44 | 2018-06-05 | 0
TX CHILDRENS | BE00087179 | 20301071 | STERILE TUBING WELDER | TERUMO CARDIOVASCULAR SYSTEMS CORP | ME-SC203A | 13883.44 | 2018-06-05 | 0
TX CHILDRENS | BE00087181 | 20301069 | STERILE TUBING WELDER | TERUMO CARDIOVASCULAR SYSTEMS CORP | ME-SC203A | 13883.44 | 2018-06-05 | 0
TX CHILDRENS | BE00087182 | 20301072 | STERILE TUBING WELDER | TERUMO CARDIOVASCULAR SYSTEMS CORP | ME-SC203A | 13883.44 | 2018-06-05 | 0
TX CHILDRENS | BE00087180 | 20301073 | STERILE TUBING WELDER | TERUMO CARDIOVASCULAR SYSTEMS CORP | ME-SC203A | 13883.44 | 2018-06-05 | 0
TX CHILDRENS | BE00013870 | 3624310009 | DRYING CABINET | STERIS Corporation | RELIANCE 1024 | 13883 | 2012-03-20 | 0
TX CHILDRENS | BE00084894 | 4615H000512122 | SURGICAL LIGHT | Trumpf Medical Systems Inc Do Not Use | TRULIGHT 3300 | 13877.5 | 2017-08-07 | 0
TX CHILDRENS | BE00084893 | 4715H000516901 | SURGICAL LIGHT | Trumpf Medical Systems Inc Do Not Use | TRULIGHT 3300 | 13877.5 | 2017-08-07 | 0
TX CHILDRENS | BE00033948 | 258835 | MICROPLATE WASH | BIO-TEK INSTRUMENTS INC | ELX405 RSM | 13876.96 | 2012-09-01 | 0
TX CHILDRENS | KN218053 | 676159 | MICROSCOPE | NIKON INSTRUMENT INC | ECLIPSE E400 | 13838.78 | 2005-02-21 | 0
TX CHILDRENS | BE00014284 | AS02009 | COULTER COUNTER | BECKMAN COULTER INC - SERVICE AGREEMENT | Z1-S | 13833.33 | 2012-03-30 | 0
TX CHILDRENS | BE00059841 | US23200368 | DISPLAY, SLAVE PHYSIOLOGICAL | Philips North America LLC | IP5 | 13830 | 2014-08-08 | 0
TX CHILDRENS | BE00110383 | SKJ18230209PA | ELECTROCARDIOGRAPH | GE Medical Systems Information Tech Inc | MAC 5500 HD | 13813.67 | 2019-06-30 | 0
TX CHILDRENS | BE00110385 | SKJ18230203PA | ELECTROCARDIOGRAPH | GE Medical Systems Information Tech Inc | MAC 5500 HD | 13813.67 | 2019-06-30 | 0
TX CHILDRENS | BE00110384 | SKJ18230175PA | ELECTROCARDIOGRAPH | GE Medical Systems Information Tech Inc | MAC 5500 HD | 13813.67 | 2019-06-30 | 0
TX CHILDRENS | BE00114479 | 571511020 | TREADMILL AND ACCESSORIES | WOODWAY USA INC | BARI-MILL | 13805.33 | 2021-12-01 | 0
TX CHILDRENS | BE00114478 | 571611020 | TREADMILL AND ACCESSORIES | WOODWAY USA INC | BARI-MILL | 13805.33 | 2021-12-01 | 0
TX CHILDRENS | BE00113953 | C1514289 | NONFETAL ULTRASONIC MONITOR | VERATHON MEDICAL | PRIME PLUS | 13800 | 2025-09-10 | 0
TX CHILDRENS | BE00118369 | 300547981 | INCUBATOR CO2 | THERMO FISHER SCIENTIFIC ASHEVILLE LLC | 3310 | 13797.79 | 2023-10-31 | 0
TX CHILDRENS | BE00118372 | 300547983 | INCUBATOR CO2 | THERMO FISHER SCIENTIFIC ASHEVILLE LLC | 3310 | 13797.79 | 2023-10-31 | 0
TX CHILDRENS | BE00118371 | 300547982 | INCUBATOR CO2 | THERMO FISHER SCIENTIFIC ASHEVILLE LLC | 3310 | 13797.79 | 2023-10-31 | 0
TX CHILDRENS | BE00118370 | 300547986 | INCUBATOR CO2 | THERMO FISHER SCIENTIFIC ASHEVILLE LLC | 3310 | 13797.79 | 2023-10-31 | 0
TX CHILDRENS | BE00109592 | HT110RB81383 | CARDIOVASCULAR BLOOD FLOWMETER | TRANSONIC SYSTEMS INC. | HT110 | 13790 | 2019-09-05 | 0
TX CHILDRENS | BE00109591 | HT110RB81382 | CARDIOVASCULAR BLOOD FLOWMETER | TRANSONIC SYSTEMS INC. | HT110 | 13790 | 2019-09-05 | 0
TX CHILDRENS | BE00115320 | 300460282 | INCUBATOR CO2 | THERMO FISHER SCIENTIFIC ASHEVILLE LLC | 3310 | 13767.93 | 2022-07-19 | 0
TX CHILDRENS | BE00115319 | 300461563 | INCUBATOR CO2 | THERMO FISHER SCIENTIFIC ASHEVILLE LLC | 3310 | 13767.93 | 2022-07-19 | 0
TX CHILDRENS | KN217040 | 19270 | AUTOMATED SUPPLY DISPENSER | OMNICELL INC | OMNICELL | 13767.4 | 2002-04-01 | 0
TX CHILDRENS | KN204968 | 16406 | AUTOMATED SUPPLY DISPENSER | OMNICELL INC | OMNICELL | 13767.4 | 2002-01-01 | 0
TX CHILDRENS | KN217041 | 19972 | AUTOMATED SUPPLY DISPENSER | OMNICELL INC | OMNICELL | 13767.4 | 2002-04-01 | 0
TX CHILDRENS | KN217055 | 19974 | AUTOMATED SUPPLY DISPENSER - AUX | OMNICELL INC | OMNICELL | 13767.4 | 2002-04-01 | 0
TX CHILDRENS | KN217039 | 19373 | AUTOMATED SUPPLY DISPENSER - AUX | OMNICELL INC | OMNICELL | 13767.4 | 2002-04-01 | 0
TX CHILDRENS | KN204974 | 16839 | AUTOMATED SUPPLY DISPENSER | OMNICELL INC | OMNICELL | 13767.4 | 2002-01-01 | 0
TX CHILDRENS | KN204966 | 16403 | AUTOMATED SUPPLY DISPENSER | OMNICELL INC | OMNICELL | 13767.4 | 2002-01-01 | 0
TX CHILDRENS | KN204969 | 16405 | AUTOMATED SUPPLY DISPENSER | OMNICELL INC | OMNICELL | 13767.4 | 2002-01-01 | 0
TX CHILDRENS | KN204972 | 16404 | AUTOMATED SUPPLY DISPENSER | OMNICELL INC | OMNICELL | 13767.4 | 2002-01-01 | 0
TX CHILDRENS | BE00127100 | 03901617 | LIGHT, EXAM, AC-POWERED | STRYKER CORP | SIRCA | 13750.87 | 2025-01-09 | 0
TX CHILDRENS | BE00087159 | 6938147 | CAMERA | NIKON INSTRUMENT INC | D3200 | 13750 | 2018-03-08 | 0
TX CHILDRENS | BE00113451 | C4338 | HEARING AID TEST SYSTEM | AUDIO ELECTRONICS INC | VERIFIT VF-2 | 13745 | 2020-03-06 | 0
TX CHILDRENS | BE00064962 | SEW15301012HA | MAINFRAME, PATIENT MONITORING | GE Medical Systems Information Tech Inc | B650 | 13744 | 2016-08-30 | 0
TX CHILDRENS | BE00064963 | SEW15301013HA | MAINFRAME, PATIENT MONITORING | GE Medical Systems Information Tech Inc | B650 | 13744 | 2016-08-30 | 0
TX CHILDRENS | BE00064958 | SEW15301008HA | MAINFRAME, PATIENT MONITORING | GE Medical Systems Information Tech Inc | B650 | 13744 | 2016-08-30 | 0
TX CHILDRENS | BE00064968 | SEW15311008HA | MAINFRAME, PATIENT MONITORING | GE Medical Systems Information Tech Inc | B650 | 13744 | 2016-08-30 | 0
TX CHILDRENS | BE00064967 | SEW15311007HA | MAINFRAME, PATIENT MONITORING | GE Medical Systems Information Tech Inc | B650 | 13744 | 2016-08-30 | 0
TX CHILDRENS | BE00064950 | SEW11437115HA | MAINFRAME, PATIENT MONITORING | GE Medical Systems Information Tech Inc | B650 | 13744 | 2016-08-30 | 0
TX CHILDRENS | BE00064956 | SEW15301006HA | MAINFRAME, PATIENT MONITORING | GE Medical Systems Information Tech Inc | B650 | 13744 | 2016-08-30 | 0
TX CHILDRENS | BE00064954 | SEW15301002HA | MAINFRAME, PATIENT MONITORING | GE Medical Systems Information Tech Inc | B650 | 13744 | 2016-08-30 | 0
TX CHILDRENS | BE00064953 | SEW15301001HA | MAINFRAME, PATIENT MONITORING | GE Medical Systems Information Tech Inc | B650 | 13744 | 2016-08-30 | 0
TX CHILDRENS | BE00064966 | SEW15311006HA | MAINFRAME, PATIENT MONITORING | GE Medical Systems Information Tech Inc | B650 | 13744 | 2016-08-30 | 0
TX CHILDRENS | BE00064951 | SEW11437116HA | MAINFRAME, PATIENT MONITORING | GE Medical Systems Information Tech Inc | B650 | 13744 | 2016-08-30 | 0
TX CHILDRENS | BE00064970 | SEW15311012HA | MAINFRAME, PATIENT MONITORING | GE Medical Systems Information Tech Inc | B650 | 13744 | 2016-08-30 | 0
TX CHILDRENS | BE00064965 | SEW15301015HA | MAINFRAME, PATIENT MONITORING | GE Medical Systems Information Tech Inc | B650 | 13744 | 2016-08-30 | 0
TX CHILDRENS | BE00064960 | SEW15301010HA | MAINFRAME, PATIENT MONITORING | GE Medical Systems Information Tech Inc | B650 | 13744 | 2016-08-30 | 0
TX CHILDRENS | BE00064957 | SEW15301007HA | MAINFRAME, PATIENT MONITORING | GE Medical Systems Information Tech Inc | B650 | 13744 | 2016-08-30 | 0
TX CHILDRENS | BE00064971 | SEW15311014HA | MAINFRAME, PATIENT MONITORING | GE Medical Systems Information Tech Inc | B650 | 13744 | 2016-08-30 | 0
TX CHILDRENS | BE00064973 | SK415291014HA | MAINFRAME, PATIENT MONITORING | GE Medical Systems Information Tech Inc | B650 | 13744 | 2016-08-30 | 0
TX CHILDRENS | BE00064961 | SEW15301011HA | MAINFRAME, PATIENT MONITORING | GE Medical Systems Information Tech Inc | B650 | 13744 | 2016-08-30 | 0
TX CHILDRENS | BE00064969 | SEW15311010HA | MAINFRAME, PATIENT MONITORING | GE Medical Systems Information Tech Inc | B650 | 13744 | 2016-08-30 | 0
TX CHILDRENS | BE00064959 | SEW15301009HA | MAINFRAME, PATIENT MONITORING | GE Medical Systems Information Tech Inc | B650 | 13744 | 2016-08-30 | 0
TX CHILDRENS | BE00064952 | SEW15311026HA | MAINFRAME, PATIENT MONITORING | GE Medical Systems Information Tech Inc | B650 | 13744 | 2016-08-30 | 0
TX CHILDRENS | BE00064972 | SEW15311016HA | MAINFRAME, PATIENT MONITORING | GE Medical Systems Information Tech Inc | B650 | 13744 | 2016-08-30 | 0
TX CHILDRENS | BE00064949 | SEW11437114HA | MAINFRAME, PATIENT MONITORING | GE Medical Systems Information Tech Inc | B650 | 13744 | 2016-08-30 | 0
TX CHILDRENS | BE00064964 | SEW15301014HA | MAINFRAME, PATIENT MONITORING | GE Medical Systems Information Tech Inc | B650 | 13744 | 2016-08-30 | 0
TX CHILDRENS | BE00064955 | SEW15301005HA | MAINFRAME, PATIENT MONITORING | GE Medical Systems Information Tech Inc | B650 | 13744 | 2016-08-30 | 0
TX CHILDRENS | BE00103811 | 1368109 | WATER PURIFIER | MAR COR PURIFICATION | WRO 300H | 13731.93 | 2019-08-13 | 0
TX CHILDRENS | BE00103812 | 1368110 | WATER PURIFIER | MAR COR PURIFICATION | WRO 300H | 13731.93 | 2019-08-13 | 0
TX CHILDRENS | BE00103813 | 1368113 | WATER PURIFIER | MAR COR PURIFICATION | WRO 300H | 13731.93 | 2019-08-13 | 0
TX CHILDRENS | BE00089340 | 4611 | HEMATOLOGY ANALYZER | SIEMENS MEDICAL SOLUTIONS USA INC | PFA-100 | 13700 | 2017-12-12 | 0
TX CHILDRENS | BE00089339 | 4609 | HEMATOLOGY ANALYZER | SIEMENS MEDICAL SOLUTIONS USA INC | PFA-100 | 13700 | 2017-12-12 | 0
TX CHILDRENS | BE00058682 | SGM13317748PA | ELECTROCARDIOGRAPH | GE Medical Systems Information Tech Inc | MAC 5500 HD | 13680.98 | 2014-10-03 | 0
TX CHILDRENS | BE00058681 | SGM13317792PA | ELECTROCARDIOGRAPH | GE Medical Systems Information Tech Inc | MAC 5500 HD | 13680.98 | 2014-10-03 | 0
TX CHILDRENS | BE00058684 | SGM13317750PA | ELECTROCARDIOGRAPH | GE Medical Systems Information Tech Inc | MAC 5500 HD | 13680.98 | 2014-10-03 | 0
TX CHILDRENS | BE00058683 | SGM13317783PA | ELECTROCARDIOGRAPH | GE Medical Systems Information Tech Inc | MAC 5500 HD | 13680.98 | 2014-10-03 | 0
TX CHILDRENS | BE00102631 | 1357882 | WATER PURIFIER | MAR COR PURIFICATION | WRO 300H | 13651.04 | 2018-11-07 | 0
TX CHILDRENS | BE00102627 | 1357784 | WATER PURIFIER | MAR COR PURIFICATION | WRO 300H | 13651.04 | 2018-11-07 | 0
TX CHILDRENS | BE00102632 | 1357884 | WATER PURIFIER | MAR COR PURIFICATION | WRO 300H | 13651.04 | 2018-11-07 | 0
TX CHILDRENS | BE00102629 | 1357788 | WATER PURIFIER | MAR COR PURIFICATION | WRO 300H | 13651.04 | 2018-11-07 | 0
TX CHILDRENS | BE00102630 | 1357833 | WATER PURIFIER | MAR COR PURIFICATION | WRO 300H | 13651.04 | 2018-11-07 | 0
TX CHILDRENS | BE00102628 | 1357785 | WATER PURIFIER | MAR COR PURIFICATION | WRO 300H | 13651.04 | 2018-11-07 | 0
TX CHILDRENS | BE00035633 | 1221501 | CARDIAC OUTPUT MONITOR | CARDIOTRONIC / ICON / OSYPKA MEDICAL | C3 | 13650 | 2013-03-06 | 0
TX CHILDRENS | BE00084793 | 102941203 | ORBITER | Trumpf Medical Systems Inc Do Not Use | 5000-1730 | 13630 | 2023-01-05 | 0
TX CHILDRENS | BE00084779 | 102941198 | ORBITER | Trumpf Medical Systems Inc Do Not Use | 5000-1730 | 13630 | 2023-01-05 | 0
TX CHILDRENS | BE00060125 | 101342598 | ORBITER | Trumpf Medical Systems Inc Do Not Use | 5000-1730 | 13630 | 2014-06-02 | 0
TX CHILDRENS | BE00060128 | 101343861 | ORBITER | Trumpf Medical Systems Inc Do Not Use | 5000-1730 | 13630 | 2014-06-02 | 0
TX CHILDRENS | BE00014278 | ALX10H02 | CENTRIFUGE, REFRIGERATED | BECKMAN COULTER INC - SERVICE AGREEMENT | ALLEGRA X-12R | 13627.96 | 2012-03-02 | 0
TX CHILDRENS | BE00034515 | 675289 LAB 4 | PRES. PLETHYSMOGRAPH(BODY-BOX) | JAEGER MEDICAL INSTRUMENTS | MS-BODY | 13600 | 2012-11-15 | 0
TX CHILDRENS | BE00034516 | 691838 LAB 5 | PRES. PLETHYSMOGRAPH(BODY-BOX) | JAEGER MEDICAL INSTRUMENTS | MS-BODY | 13600 | 2012-11-15 | 0
TX CHILDRENS | BE00034514 | 675287 LAB 2 | PRES. PLETHYSMOGRAPH(BODY-BOX) | JAEGER MEDICAL INSTRUMENTS | MS-BODY | 13600 | 2012-09-11 | 0
TX CHILDRENS | BE00034513 | 675290 LAB 1 | PRES. PLETHYSMOGRAPH(BODY-BOX) | JAEGER MEDICAL INSTRUMENTS | MS-BODY | 13600 | 2012-11-15 | 0
TX CHILDRENS | KN230005 | 0621511 | BIPOLAR ENDOSCOPIC COAG CUT AC | ETHICON US LLC | 00482 | 13600 | 2008-03-14 | 0
TX CHILDRENS | BE00101835 | 10871 | ANALYZER | QUINTRON INSTRUMENT CO | BREATHTRACKER | 13599 | 2019-09-10 | 0
TX CHILDRENS | BE00129798 | STF25061401SA | MAINFRAME, PATIENT MONITORING | GE Medical Systems Information Tech Inc | B650 | 13581.65 | 2026-03-31 | 0
TX CHILDRENS | BE00129792 | STF25061390SA | MAINFRAME, PATIENT MONITORING | GE Medical Systems Information Tech Inc | B650 | 13581.65 | 2026-03-31 | 0
TX CHILDRENS | BE00129791 | STF25061388SA | MAINFRAME, PATIENT MONITORING | GE Medical Systems Information Tech Inc | B650 | 13581.65 | 2026-03-31 | 0
TX CHILDRENS | BE00129796 | STF25061399SA | MAINFRAME, PATIENT MONITORING | GE Medical Systems Information Tech Inc | B650 | 13581.65 | 2026-03-31 | 0
TX CHILDRENS | BE00129807 | STF25071413SA | MAINFRAME, PATIENT MONITORING | GE Medical Systems Information Tech Inc | B650 | 13581.65 | 2026-03-31 | 0
TX CHILDRENS | BE00129789 | STF25061381SA | MAINFRAME, PATIENT MONITORING | GE Medical Systems Information Tech Inc | B650 | 13581.65 | 2026-03-31 | 0
TX CHILDRENS | BE00129790 | STF25061385SA | MAINFRAME, PATIENT MONITORING | GE Medical Systems Information Tech Inc | B650 | 13581.65 | 2026-03-31 | 0
TX CHILDRENS | BE00129805 | STF25071411SA | MAINFRAME, PATIENT MONITORING | GE Medical Systems Information Tech Inc | B650 | 13581.65 | 2026-03-31 | 0
TX CHILDRENS | BE00129803 | STF25071408SA | MAINFRAME, PATIENT MONITORING | GE Medical Systems Information Tech Inc | B650 | 13581.65 | 2026-03-31 | 0
TX CHILDRENS | BE00129806 | STF25071412SA | MAINFRAME, PATIENT MONITORING | GE Medical Systems Information Tech Inc | B650 | 13581.65 | 2026-03-31 | 0
TX CHILDRENS | BE00129800 | STF25071405SA | MAINFRAME, PATIENT MONITORING | GE Medical Systems Information Tech Inc | B650 | 13581.65 | 2026-03-31 | 0
TX CHILDRENS | BE00129802 | STF25071407SA | MAINFRAME, PATIENT MONITORING | GE Medical Systems Information Tech Inc | B650 | 13581.65 | 2026-03-31 | 0
TX CHILDRENS | BE00129804 | STF25071410SA | MAINFRAME, PATIENT MONITORING | GE Medical Systems Information Tech Inc | B650 | 13581.65 | 2026-03-31 | 0
TX CHILDRENS | BE00129797 | STF25061400SA | MAINFRAME, PATIENT MONITORING | GE Medical Systems Information Tech Inc | B650 | 13581.65 | 2026-03-31 | 0
TX CHILDRENS | BE00129801 | STF25071406SA | MAINFRAME, PATIENT MONITORING | GE Medical Systems Information Tech Inc | B650 | 13581.65 | 2026-03-31 | 0
TX CHILDRENS | BE00129799 | STF25061402SA | MAINFRAME, PATIENT MONITORING | GE Medical Systems Information Tech Inc | B650 | 13581.65 | 2026-03-31 | 0
TX CHILDRENS | BE00129795 | STF25061395SA | MAINFRAME, PATIENT MONITORING | GE Medical Systems Information Tech Inc | B650 | 13581.65 | 2026-03-31 | 0
TX CHILDRENS | BE00129793 | STF25061392SA | MAINFRAME, PATIENT MONITORING | GE Medical Systems Information Tech Inc | B650 | 13581.65 | 2026-03-31 | 0
TX CHILDRENS | BE00129794 | STF25061393SA | MAINFRAME, PATIENT MONITORING | GE Medical Systems Information Tech Inc | B650 | 13581.65 | 2026-03-31 | 0
TX CHILDRENS | KN204904 | 4325664 | SPECTROPHOTOMETER | BECKMAN COULTER INC - SERVICE AGREEMENT | DU640 | 13580 | 2005-08-25 | 0
TX CHILDRENS | BE00036932 | SED11199029GA | MAINFRAME, PATIENT MONITORING | GE Medical Systems Information Tech Inc | B850 | 13541.1 | 2013-02-14 | 0
TX CHILDRENS | BE00036931 | SED11199024GA | MAINFRAME, PATIENT MONITORING | GE Medical Systems Information Tech Inc | B850 | 13540.1 | 2013-02-14 | 0
TX CHILDRENS | BE00036930 | SED11199012GA | MAINFRAME, PATIENT MONITORING | GE Medical Systems Information Tech Inc | B850 | 13539.1 | 2013-02-14 | 0
TX CHILDRENS | BE00036929 | SED11199009GA | MAINFRAME, PATIENT MONITORING | GE Medical Systems Information Tech Inc | B850 | 13538.1 | 2013-02-14 | 0
TX CHILDRENS | BE00036928 | SED11199007GA | MAINFRAME, PATIENT MONITORING | GE Medical Systems Information Tech Inc | B850 | 13537.1 | 2013-02-14 | 0
TX CHILDRENS | BE00036927 | SED11199006GA | MAINFRAME, PATIENT MONITORING | GE Medical Systems Information Tech Inc | B850 | 13536.1 | 2013-02-14 | 0
TX CHILDRENS | BE00060010 | SED13310646GA | MAINFRAME, PATIENT MONITORING | GE Medical Systems Information Tech Inc | B850 | 13535.1 | 2014-10-23 | 0
TX CHILDRENS | BE00036926 | SED11199004GA | MAINFRAME, PATIENT MONITORING | GE Medical Systems Information Tech Inc | B850 | 13535.1 | 2013-02-14 | 0
TX CHILDRENS | BE00035246 | SED12092283GA | MAINFRAME, PATIENT MONITORING | GE Medical Systems Information Tech Inc | B850 | 13535.1 | 2013-07-02 | 0
TX CHILDRENS | BE00058641 | SED12526682GA | MAINFRAME, PATIENT MONITORING | GE Medical Systems Information Tech Inc | B850 | 13535.1 | 2014-03-26 | 0
TX CHILDRENS | BE00035247 | SED12092332GA | MAINFRAME, PATIENT MONITORING | GE Medical Systems Information Tech Inc | B850 | 13535.1 | 2013-07-02 | 0
TX CHILDRENS | BE00035281 | SED11481157GA | MAINFRAME, PATIENT MONITORING | GE Medical Systems Information Tech Inc | B850 | 13535.1 | 2013-07-02 | 0
TX CHILDRENS | BE00036925 | SED11199002GA | MAINFRAME, PATIENT MONITORING | GE Medical Systems Information Tech Inc | B850 | 13534.1 | 2013-02-14 | 0
TX CHILDRENS | BE00114577 | TP01465 | SURGICAL CAMERA & ACCESSORIES | KARL STORZ ENDOSCOPY-AMERICA INC | TP101 | 13532.4 | 2022-01-13 | 0
TX CHILDRENS | BE00126604 | 2407204413 | DOCKING STATION | STRYKER CORP | NEPTUNE 2 | 13519.86 | 2025-07-09 | 0
TX CHILDRENS | BE00128725 | 398635 | LASER - DIODE | INPER LLC | B2121 | 13518 | 2025-09-04 | 0
TX CHILDRENS | BE00125166 | 7676 | CALIBRATOR | TERUMO CARDIOVASCULAR SYSTEMS CORP | CDI 540 | 13500 | 2025-03-10 | 0
TX CHILDRENS | BE00113036 | 1703806733 | DOCKING STATION | STRYKER CORP | NEPTUNE 2 | 13500 | 2020-01-17 | 27766.12
TX CHILDRENS | BE00062853 | 0000000P09662 | AUTOMATED CHEMISTRY ANALYZER | ABAXIS | 1100-1000 | 13500 | 2015-10-23 | 0
TX CHILDRENS | BE00011944 | Y01A10150 | BLOOD GAS ANALYZER | NOVA BIOMEDICAL CORP. | CCX-1 | 13500 | 2011-11-16 | 0
TX CHILDRENS | BE00123440 | 7660 | CALIBRATOR | TERUMO CARDIOVASCULAR SYSTEMS CORP | CDI 540 | 13500 | 2025-03-10 | 0
TX CHILDRENS | BE00101846 | 1624000123 | DOCKING STATION | STRYKER CORP | NEPTUNE 2 | 13500 | 2018-09-24 | 0
TX CHILDRENS | BE00062852 | 0000000P09718 | AUTOMATED CHEMISTRY ANALYZER | ABAXIS | 1100-1000 | 13500 | 2015-10-23 | 0
TX CHILDRENS | BE00113037 | 1703806753 | DOCKING STATION | STRYKER CORP | NEPTUNE 2 | 13500 | 2020-01-17 | 27766.12
TX CHILDRENS | BE00125168 | 7672 | CALIBRATOR | TERUMO CARDIOVASCULAR SYSTEMS CORP | CDI 540 | 13500 | 2025-03-10 | 0
TX CHILDRENS | KN195294 | 410978 | MICROSCOPE | NIKON INSTRUMENT INC | DIAPHOT 200 | 13494 | 1997-08-27 | 0
TX CHILDRENS | BE00114085 | 220100065 | UTILITY CART | OLYMPUS AMERICA INC | WM-DPP1 | 13483.3 | 2021-10-31 | 0
TX CHILDRENS | BE00110169 | 13817 | MICROTOME | LEICA MICROSYSTEMS INC | RM2235 | 13462.56 | 2020-03-07 | 0
TX CHILDRENS | BE00086375 | 100226563 | VENTILATOR NONCONTINUOUS | RESPIRONICS INC | V60 | 13461.71 | 2018-10-10 | 0
TX CHILDRENS | BE00086378 | 100226538 | VENTILATOR NONCONTINUOUS | RESPIRONICS INC | V60 | 13461.71 | 2018-10-10 | 0
TX CHILDRENS | BE00086376 | 201033029 | VENTILATOR NONCONTINUOUS | RESPIRONICS INC | V60 | 13461.71 | 2018-10-10 | 0
TX CHILDRENS | BE00086377 | 201033022 | VENTILATOR NONCONTINUOUS | RESPIRONICS INC | V60 | 13461.71 | 2018-10-10 | 0
TX CHILDRENS | BE00126712 | SNF21490004SA | CENTRAL STATION, MONITORING | GE Medical Systems Information Tech Inc | CIC MAS 700 | 13452 | 2023-11-13 | 0
TX CHILDRENS | BE00126717 | SNF21480056SA | CENTRAL STATION, MONITORING | GE Medical Systems Information Tech Inc | CIC MAS 700 | 13452 | 2023-11-13 | 0
TX CHILDRENS | BE00117375 | SNF21480055SA | CENTRAL STATION, MONITORING | GE Medical Systems Information Tech Inc | CIC MAS 700 | 13452 | 2023-11-13 | 0
TX CHILDRENS | BE00121062 | SNF21480061SA | CENTRAL STATION, MONITORING | GE Medical Systems Information Tech Inc | CIC MAS 700 | 13452 | 2023-11-13 | 0
TX CHILDRENS | BE00126714 | SNF21480058SA | CENTRAL STATION, MONITORING | GE Medical Systems Information Tech Inc | CIC MAS 700 | 13452 | 2023-11-13 | 0
TX CHILDRENS | BE00114575 | C4451 | HEARING AID TEST SYSTEM | AUDIO ELECTRONICS INC | VERIFIT VF-2 | 13450 | 2022-01-13 | 0
TX CHILDRENS | BE00127569 | VM08955 | SURGICAL CAMERA & ACCESSORIES | KARL STORZ ENDOSCOPY-AMERICA INC | TP101 | 13434.15 | 2025-01-11 | 0
TX CHILDRENS | BE00121242 | VM08877 | SURGICAL CAMERA & ACCESSORIES | KARL STORZ ENDOSCOPY-AMERICA INC | TP101 | 13434.15 | 2025-01-11 | 0
TX CHILDRENS | BE00127280 | WM08992 | SURGICAL CAMERA & ACCESSORIES | KARL STORZ ENDOSCOPY-AMERICA INC | TP101 | 13434.15 | 2025-01-11 | 0
TX CHILDRENS | BE00127567 | WM09007 | SURGICAL CAMERA & ACCESSORIES | KARL STORZ ENDOSCOPY-AMERICA INC | TP101 | 13434.15 | 2025-01-11 | 0
TX CHILDRENS | BE00126837 | VM08874 | SURGICAL CAMERA & ACCESSORIES | KARL STORZ ENDOSCOPY-AMERICA INC | TP101 | 13434.15 | 2025-01-11 | 0
TX CHILDRENS | BE00126835 | VM08965 | SURGICAL CAMERA & ACCESSORIES | KARL STORZ ENDOSCOPY-AMERICA INC | TP101 | 13434.15 | 2025-01-11 | 0
TX CHILDRENS | BE00121243 | VM08875 | SURGICAL CAMERA & ACCESSORIES | KARL STORZ ENDOSCOPY-AMERICA INC | TP101 | 13434.15 | 2025-01-11 | 0
TX CHILDRENS | BE00127558 | VM08953 | SURGICAL CAMERA & ACCESSORIES | KARL STORZ ENDOSCOPY-AMERICA INC | TP101 | 13434.15 | 2025-01-11 | 0
TX CHILDRENS | BE00127568 | VM08954 | SURGICAL CAMERA & ACCESSORIES | KARL STORZ ENDOSCOPY-AMERICA INC | TP101 | 13434.15 | 2025-01-11 | 0
TX CHILDRENS | BE00127566 | VM08974 | SURGICAL CAMERA & ACCESSORIES | KARL STORZ ENDOSCOPY-AMERICA INC | TP101 | 13434.15 | 2025-01-11 | 0
TX CHILDRENS | BE00121490 | WM09006 | SURGICAL CAMERA & ACCESSORIES | KARL STORZ ENDOSCOPY-AMERICA INC | TP101 | 13434.15 | 2025-01-11 | 0
TX CHILDRENS | BE00121014 | WM08993 | SURGICAL CAMERA & ACCESSORIES | KARL STORZ ENDOSCOPY-AMERICA INC | TP101 | 13434.15 | 2025-01-11 | 0
TX CHILDRENS | BE00121491 | WM09011 | SURGICAL CAMERA & ACCESSORIES | KARL STORZ ENDOSCOPY-AMERICA INC | TP101 | 13434.15 | 2025-01-11 | 0
TX CHILDRENS | BE00127279 | WM08952 | SURGICAL CAMERA & ACCESSORIES | KARL STORZ ENDOSCOPY-AMERICA INC | TP101 | 13434.15 | 2025-01-11 | 0
TX CHILDRENS | BE00127278 | WM08957 | SURGICAL CAMERA & ACCESSORIES | KARL STORZ ENDOSCOPY-AMERICA INC | TP101 | 13434.15 | 2025-01-11 | 0
TX CHILDRENS | BE00121241 | VM08968 | SURGICAL CAMERA & ACCESSORIES | KARL STORZ ENDOSCOPY-AMERICA INC | TP101 | 13434.15 | 2025-01-11 | 0
TX CHILDRENS | BE00127277 | WM09008 | SURGICAL CAMERA & ACCESSORIES | KARL STORZ ENDOSCOPY-AMERICA INC | TP101 | 13434.15 | 2025-01-11 | 0
TX CHILDRENS | BE00126838 | WM09009 | SURGICAL CAMERA & ACCESSORIES | KARL STORZ ENDOSCOPY-AMERICA INC | TP101 | 13434.15 | 2025-01-11 | 0
TX CHILDRENS | BE00126836 | VM09010 | SURGICAL CAMERA & ACCESSORIES | KARL STORZ ENDOSCOPY-AMERICA INC | TP101 | 13434.15 | 2025-01-11 | 0
TX CHILDRENS | BE00126578 | 20230118 | TRANSPOSAL FLUID SYSTEM | STRYKER SALES CORPORATION | P2000 | 13430.34 | 2025-07-10 | 0
TX CHILDRENS | BE00058678 | SGM13378275PA | ELECTROCARDIOGRAPH | GE Medical Systems Information Tech Inc | MAC 5500 HD | 13414.05 | 2014-10-03 | 0
TX CHILDRENS | BE00058677 | SGM13378265PA | ELECTROCARDIOGRAPH | GE Medical Systems Information Tech Inc | MAC 5500 HD | 13414.05 | 2014-10-03 | 0
TX CHILDRENS | BE00087491 | C2351 | HEARING AID TEST SYSTEM | AUDIO ELECTRONICS INC | VERIFIT2 | 13380 | 2018-03-19 | 0
TX CHILDRENS | BE00087493 | C2352 | HEARING AID TEST SYSTEM | AUDIO ELECTRONICS INC | VERIFIT2 | 13380 | 2018-03-19 | 0
TX CHILDRENS | BE00057221 | 6311429 | DISPLAY, VIDEO | SONY CORPORATION-SVCE CENTER | MGXD-L52H1 | 13374 | 2013-03-27 | 0
TX CHILDRENS | BE00057224 | 6311487 | DISPLAY, VIDEO | SONY CORPORATION-SVCE CENTER | MGXD-L52H1 | 13374 | 2013-03-27 | 0
TX CHILDRENS | BE00057223 | 6311444 | DISPLAY, VIDEO | SONY CORPORATION-SVCE CENTER | MGXD-L52H1 | 13374 | 2013-03-27 | 0
TX CHILDRENS | BE00086596 | SPA08161039 | SLIDE LABELER | THERMO FISHER SCIENTIFIC ASHEVILLE LLC | SLIDEMATE AS | 13356.66 | 2017-11-08 | 0
TX CHILDRENS | BE00011728 | SPA08161034 | SLIDE LABELER | THERMO FISHER SCIENTIFIC ASHEVILLE LLC | SLIDEMATE AS | 13356.66 | 2017-11-08 | 0
TX CHILDRENS | BE00086946 | SPA09161102 | SLIDE LABELER | THERMO FISHER SCIENTIFIC ASHEVILLE LLC | SLIDEMATE AS | 13356.66 | 2017-11-08 | 0
TX CHILDRENS | BE00101874 | SPA08161061 | SLIDE LABELER | THERMO FISHER SCIENTIFIC ASHEVILLE LLC | SLIDEMATE AS | 13356.66 | 2018-11-20 | 0
TX CHILDRENS | BE00011727 | SPA09161111 | SLIDE LABELER | THERMO FISHER SCIENTIFIC ASHEVILLE LLC | SLIDEMATE AS | 13356.66 | 2017-11-08 | 0
TX CHILDRENS | BE00086593 | SPA09161092 | SLIDE LABELER | THERMO FISHER SCIENTIFIC ASHEVILLE LLC | SLIDEMATE AS | 13356.66 | 2017-11-08 | 0
TX CHILDRENS | BE00086595 | SPA08161033 | SLIDE LABELER | THERMO FISHER SCIENTIFIC ASHEVILLE LLC | SLIDEMATE AS | 13356.66 | 2017-11-08 | 0
TX CHILDRENS | BE00117907 | 2014489 | EXERCISE EQUIP, POWERED | DPE MEDICAL LTD | DST8000 | 13311.09 | 2023-10-16 | 0
TX CHILDRENS | BE00112358 | C1508208 | NONFETAL ULTRASONIC MONITOR | VERATHON MEDICAL | PRIME PLUS | 13300 | 2024-11-07 | 0
TX CHILDRENS | BE00100395 | 2204132 | KERATOMETER | LOMBART INSTRUMENT CO INC | K-PLUS 3 | 13295 | 2018-04-23 | 0
TX CHILDRENS | BE00100427 | 2204189 | KERATOMETER | LOMBART INSTRUMENT CO INC | K-PLUS 3 | 13295 | 2018-05-23 | 0
TX CHILDRENS | BE00116335 | STN21372095SA | CARDIAC MONITOR W/ RATE ALARM | GE Medical Systems Information Tech Inc | B450 | 13278 | 2023-03-06 | 0
TX CHILDRENS | BE00116392 | SNT21372195SA | CARDIAC MONITOR W/ RATE ALARM | GE Medical Systems Information Tech Inc | B450 | 13278 | 2023-03-06 | 0
TX CHILDRENS | BE00116314 | SNT21372053SA | CARDIAC MONITOR W/ RATE ALARM | GE Medical Systems Information Tech Inc | B450 | 13278 | 2023-03-06 | 0
TX CHILDRENS | BE00116357 | SNT21372121SA | CARDIAC MONITOR W/ RATE ALARM | GE Medical Systems Information Tech Inc | B450 | 13278 | 2023-03-06 | 0
TX CHILDRENS | BE00116379 | SNT21372148SA | CARDIAC MONITOR W/ RATE ALARM | GE Medical Systems Information Tech Inc | B450 | 13278 | 2023-03-06 | 0
TX CHILDRENS | BE00116348 | SNT21372110SA | CARDIAC MONITOR W/ RATE ALARM | GE Medical Systems Information Tech Inc | B450 | 13278 | 2023-03-06 | 0
TX CHILDRENS | BE00116306 | SNT21372044SA | CARDIAC MONITOR W/ RATE ALARM | GE Medical Systems Information Tech Inc | B450 | 13278 | 2023-03-06 | 0
TX CHILDRENS | BE00116376 | SNT21372143SA | CARDIAC MONITOR W/ RATE ALARM | GE Medical Systems Information Tech Inc | B450 | 13278 | 2023-03-06 | 0
TX CHILDRENS | BE00116364 | SNT21372130SA | CARDIAC MONITOR W/ RATE ALARM | GE Medical Systems Information Tech Inc | B450 | 13278 | 2023-03-06 | 0
TX CHILDRENS | BE00116347 | SNT21372109SA | CARDIAC MONITOR W/ RATE ALARM | GE Medical Systems Information Tech Inc | B450 | 13278 | 2023-03-06 | 0
TX CHILDRENS | BE00116369 | SNT21372135SA | CARDIAC MONITOR W/ RATE ALARM | GE Medical Systems Information Tech Inc | B450 | 13278 | 2023-03-06 | 0
TX CHILDRENS | BE00116312 | SNT21372051SA | CARDIAC MONITOR W/ RATE ALARM | GE Medical Systems Information Tech Inc | B450 | 13278 | 2023-03-06 | 0
TX CHILDRENS | BE00116307 | SNT21372045SA | CARDIAC MONITOR W/ RATE ALARM | GE Medical Systems Information Tech Inc | B450 | 13278 | 2023-03-06 | 0
TX CHILDRENS | BE00116319 | SNT21372064SA | CARDIAC MONITOR W/ RATE ALARM | GE Medical Systems Information Tech Inc | B450 | 13278 | 2023-03-06 | 0
TX CHILDRENS | BE00116321 | SNT21372071SA | CARDIAC MONITOR W/ RATE ALARM | GE Medical Systems Information Tech Inc | B450 | 13278 | 2023-03-06 | 0
TX CHILDRENS | BE00116305 | SNT21372042SA | CARDIAC MONITOR W/ RATE ALARM | GE Medical Systems Information Tech Inc | B450 | 13278 | 2023-03-06 | 0
TX CHILDRENS | BE00116372 | SNT21372138SA | CARDIAC MONITOR W/ RATE ALARM | GE Medical Systems Information Tech Inc | B450 | 13278 | 2023-03-06 | 0
TX CHILDRENS | BE00116328 | SNT21352087SA | CARDIAC MONITOR W/ RATE ALARM | GE Medical Systems Information Tech Inc | B450 | 13278 | 2023-03-06 | 0
TX CHILDRENS | BE00116384 | SNT21372155SA | CARDIAC MONITOR W/ RATE ALARM | GE Medical Systems Information Tech Inc | B450 | 13278 | 2023-03-06 | 0
TX CHILDRENS | BE00116349 | SNT21372111SA | CARDIAC MONITOR W/ RATE ALARM | GE Medical Systems Information Tech Inc | B450 | 13278 | 2023-03-06 | 0
TX CHILDRENS | BE00116371 | SNT21372137SA | CARDIAC MONITOR W/ RATE ALARM | GE Medical Systems Information Tech Inc | B450 | 13278 | 2023-03-06 | 0
TX CHILDRENS | BE00116362 | SNT21372128SA | CARDIAC MONITOR W/ RATE ALARM | GE Medical Systems Information Tech Inc | B450 | 13278 | 2023-03-06 | 0
TX CHILDRENS | BE00116385 | SNT21372156SA | CARDIAC MONITOR W/ RATE ALARM | GE Medical Systems Information Tech Inc | B450 | 13278 | 2023-03-06 | 0
TX CHILDRENS | BE00116350 | SNT21372112SA | CARDIAC MONITOR W/ RATE ALARM | GE Medical Systems Information Tech Inc | B450 | 13278 | 2023-03-06 | 0
TX CHILDRENS | BE00116339 | SNT21372100SA | CARDIAC MONITOR W/ RATE ALARM | GE Medical Systems Information Tech Inc | B450 | 13278 | 2023-03-06 | 0
TX CHILDRENS | BE00116315 | SNT21372054SA | CARDIAC MONITOR W/ RATE ALARM | GE Medical Systems Information Tech Inc | B450 | 13278 | 2023-03-06 | 0
TX CHILDRENS | BE00116341 | SNT21372103SA | CARDIAC MONITOR W/ RATE ALARM | GE Medical Systems Information Tech Inc | B450 | 13278 | 2023-03-06 | 0
TX CHILDRENS | BE00116388 | SNT21372189SA | CARDIAC MONITOR W/ RATE ALARM | GE Medical Systems Information Tech Inc | B450 | 13278 | 2023-03-06 | 0
TX CHILDRENS | BE00116353 | SNT21372116SA | CARDIAC MONITOR W/ RATE ALARM | GE Medical Systems Information Tech Inc | B450 | 13278 | 2023-03-06 | 0
TX CHILDRENS | BE00116365 | SNT21372131SA | CARDIAC MONITOR W/ RATE ALARM | GE Medical Systems Information Tech Inc | B450 | 13278 | 2023-03-06 | 0
TX CHILDRENS | BE00116389 | SNT21372190SA | CARDIAC MONITOR W/ RATE ALARM | GE Medical Systems Information Tech Inc | B450 | 13278 | 2023-03-06 | 0
TX CHILDRENS | BE00116354 | SNT21372117SA | CARDIAC MONITOR W/ RATE ALARM | GE Medical Systems Information Tech Inc | B450 | 13278 | 2023-03-06 | 0
TX CHILDRENS | BE00116358 | SNT21372122SA | CARDIAC MONITOR W/ RATE ALARM | GE Medical Systems Information Tech Inc | B450 | 13278 | 2023-03-06 | 0
TX CHILDRENS | BE00116313 | SNT21372052SA | CARDIAC MONITOR W/ RATE ALARM | GE Medical Systems Information Tech Inc | B450 | 13278 | 2023-03-06 | 0
TX CHILDRENS | BE00116311 | SNT21372050SA | CARDIAC MONITOR W/ RATE ALARM | GE Medical Systems Information Tech Inc | B450 | 13278 | 2023-03-06 | 0
TX CHILDRENS | BE00116378 | SNT21372147SA | CARDIAC MONITOR W/ RATE ALARM | GE Medical Systems Information Tech Inc | B450 | 13278 | 2023-03-06 | 0
TX CHILDRENS | BE00116320 | SNT21372070SA | CARDIAC MONITOR W/ RATE ALARM | GE Medical Systems Information Tech Inc | B450 | 13278 | 2023-03-06 | 0
TX CHILDRENS | BE00116374 | SNT21372140SA | CARDIAC MONITOR W/ RATE ALARM | GE Medical Systems Information Tech Inc | B450 | 13278 | 2023-03-06 | 0
TX CHILDRENS | BE00116329 | SNT21352088SA | CARDIAC MONITOR W/ RATE ALARM | GE Medical Systems Information Tech Inc | B450 | 13278 | 2023-03-06 | 0
TX CHILDRENS | BE00116387 | SNT21372188SA | CARDIAC MONITOR W/ RATE ALARM | GE Medical Systems Information Tech Inc | B450 | 13278 | 2023-03-06 | 0
TX CHILDRENS | BE00116309 | SNT21372047SA | CARDIAC MONITOR W/ RATE ALARM | GE Medical Systems Information Tech Inc | B450 | 13278 | 2023-03-06 | 0
TX CHILDRENS | BE00116318 | SNT21372063SA | CARDIAC MONITOR W/ RATE ALARM | GE Medical Systems Information Tech Inc | B450 | 13278 | 2023-03-06 | 0
TX CHILDRENS | BE00116330 | STN21372089SA | CARDIAC MONITOR W/ RATE ALARM | GE Medical Systems Information Tech Inc | B450 | 13278 | 2023-03-06 | 0
TX CHILDRENS | BE00116375 | SNT21372141SA | CARDIAC MONITOR W/ RATE ALARM | GE Medical Systems Information Tech Inc | B450 | 13278 | 2023-03-06 | 0
TX CHILDRENS | BE00116303 | SNT21372040SA | CARDIAC MONITOR W/ RATE ALARM | GE Medical Systems Information Tech Inc | B450 | 13278 | 2023-03-06 | 0
TX CHILDRENS | BE00116336 | SNT21372096SA | CARDIAC MONITOR W/ RATE ALARM | GE Medical Systems Information Tech Inc | B450 | 13278 | 2023-03-06 | 0
TX CHILDRENS | BE00116368 | SNT21372134SA | CARDIAC MONITOR W/ RATE ALARM | GE Medical Systems Information Tech Inc | B450 | 13278 | 2023-03-06 | 0
TX CHILDRENS | BE00116301 | SNT21372173SA | CARDIAC MONITOR W/ RATE ALARM | GE Medical Systems Information Tech Inc | B450 | 13278 | 2023-03-06 | 0
TX CHILDRENS | BE00116355 | SNT21372118SA | CARDIAC MONITOR W/ RATE ALARM | GE Medical Systems Information Tech Inc | B450 | 13278 | 2023-03-06 | 0
TX CHILDRENS | BE00116344 | SNT21372106SA | CARDIAC MONITOR W/ RATE ALARM | GE Medical Systems Information Tech Inc | B450 | 13278 | 2023-03-06 | 0
TX CHILDRENS | BE00116391 | SNT21372193SA | CARDIAC MONITOR W/ RATE ALARM | GE Medical Systems Information Tech Inc | B450 | 13278 | 2023-03-06 | 0
TX CHILDRENS | BE00116386 | SNT21372186SA | CARDIAC MONITOR W/ RATE ALARM | GE Medical Systems Information Tech Inc | B450 | 13278 | 2023-03-06 | 0
TX CHILDRENS | BE00116351 | SNT21372114SA | CARDIAC MONITOR W/ RATE ALARM | GE Medical Systems Information Tech Inc | B450 | 13278 | 2023-03-06 | 0
TX CHILDRENS | BE00116367 | SNT21372133SA | CARDIAC MONITOR W/ RATE ALARM | GE Medical Systems Information Tech Inc | B450 | 13278 | 2023-03-06 | 0
TX CHILDRENS | BE00116345 | SNT21372107SA | CARDIAC MONITOR W/ RATE ALARM | GE Medical Systems Information Tech Inc | B450 | 13278 | 2023-03-06 | 0
TX CHILDRENS | BE00116361 | SNT21372126SA | CARDIAC MONITOR W/ RATE ALARM | GE Medical Systems Information Tech Inc | B450 | 13278 | 2023-03-06 | 0
TX CHILDRENS | BE00116327 | SNT21372084SA | CARDIAC MONITOR W/ RATE ALARM | GE Medical Systems Information Tech Inc | B450 | 13278 | 2023-03-06 | 0
TX CHILDRENS | BE00116380 | SNT21372149SA | CARDIAC MONITOR W/ RATE ALARM | GE Medical Systems Information Tech Inc | B450 | 13278 | 2023-03-06 | 0
TX CHILDRENS | BE00116316 | SNT21372055SA | CARDIAC MONITOR W/ RATE ALARM | GE Medical Systems Information Tech Inc | B450 | 13278 | 2023-03-06 | 0
TX CHILDRENS | BE00116304 | SNT21372041SA | CARDIAC MONITOR W/ RATE ALARM | GE Medical Systems Information Tech Inc | B450 | 13278 | 2023-03-06 | 0
TX CHILDRENS | BE00116360 | SNT21372125SA | CARDIAC MONITOR W/ RATE ALARM | GE Medical Systems Information Tech Inc | B450 | 13278 | 2023-03-06 | 0
TX CHILDRENS | BE00116317 | SNT21372059SA | CARDIAC MONITOR W/ RATE ALARM | GE Medical Systems Information Tech Inc | B450 | 13278 | 2023-03-06 | 0
TX CHILDRENS | BE00116383 | SNT21372154SA | CARDIAC MONITOR W/ RATE ALARM | GE Medical Systems Information Tech Inc | B450 | 13278 | 2023-03-06 | 0
TX CHILDRENS | BE00116373 | SNT21372139SA | CARDIAC MONITOR W/ RATE ALARM | GE Medical Systems Information Tech Inc | B450 | 13278 | 2023-03-06 | 0
TX CHILDRENS | BE00116390 | SNT21372192SA | CARDIAC MONITOR W/ RATE ALARM | GE Medical Systems Information Tech Inc | B450 | 13278 | 2023-03-06 | 0
TX CHILDRENS | BE00116343 | SNT21372105SA | CARDIAC MONITOR W/ RATE ALARM | GE Medical Systems Information Tech Inc | B450 | 13278 | 2023-03-06 | 0
TX CHILDRENS | BE00116359 | SNT21372123SA | CARDIAC MONITOR W/ RATE ALARM | GE Medical Systems Information Tech Inc | B450 | 13278 | 2023-03-06 | 0
TX CHILDRENS | BE00116346 | SNT21372108SA | CARDIAC MONITOR W/ RATE ALARM | GE Medical Systems Information Tech Inc | B450 | 13278 | 2023-03-06 | 0
TX CHILDRENS | BE00116382 | SNT21372151SA | CARDIAC MONITOR W/ RATE ALARM | GE Medical Systems Information Tech Inc | B450 | 13278 | 2023-03-06 | 0
TX CHILDRENS | BE00116381 | SNT21372150SA | CARDIAC MONITOR W/ RATE ALARM | GE Medical Systems Information Tech Inc | B450 | 13278 | 2023-03-06 | 0
TX CHILDRENS | BE00116310 | SNT21372049SA | CARDIAC MONITOR W/ RATE ALARM | GE Medical Systems Information Tech Inc | B450 | 13278 | 2023-03-06 | 0
TX CHILDRENS | BE00116356 | SNT21372120SA | CARDIAC MONITOR W/ RATE ALARM | GE Medical Systems Information Tech Inc | B450 | 13278 | 2023-03-06 | 0
TX CHILDRENS | BE00116370 | SNT21372136SA | CARDIAC MONITOR W/ RATE ALARM | GE Medical Systems Information Tech Inc | B450 | 13278 | 2023-03-06 | 0
TX CHILDRENS | BE00116302 | SNT21362240SA | CARDIAC MONITOR W/ RATE ALARM | GE Medical Systems Information Tech Inc | B450 | 13278 | 2023-03-06 | 0
TX CHILDRENS | BE00116363 | SNT21372129SA | CARDIAC MONITOR W/ RATE ALARM | GE Medical Systems Information Tech Inc | B450 | 13278 | 2023-03-06 | 0
TX CHILDRENS | BE00116352 | SNT21372115SA | CARDIAC MONITOR W/ RATE ALARM | GE Medical Systems Information Tech Inc | B450 | 13278 | 2023-03-06 | 0
TX CHILDRENS | BE00116342 | SNT21372104SA | CARDIAC MONITOR W/ RATE ALARM | GE Medical Systems Information Tech Inc | B450 | 13278 | 2023-03-06 | 0
TX CHILDRENS | BE00116340 | SNT21372101SA | CARDIAC MONITOR W/ RATE ALARM | GE Medical Systems Information Tech Inc | B450 | 13278 | 2023-03-06 | 0
TX CHILDRENS | BE00116308 | SNT21372046SA | CARDIAC MONITOR W/ RATE ALARM | GE Medical Systems Information Tech Inc | B450 | 13278 | 2023-03-06 | 0
TX CHILDRENS | BE00116366 | SNT21372132SA | CARDIAC MONITOR W/ RATE ALARM | GE Medical Systems Information Tech Inc | B450 | 13278 | 2023-03-06 | 0
TX CHILDRENS | BE00116377 | SNT21372146SA | CARDIAC MONITOR W/ RATE ALARM | GE Medical Systems Information Tech Inc | B450 | 13278 | 2023-03-06 | 0
TX CHILDRENS | BE00103479 | 8147138 | WAVELENGTH DETECTOR | DIONEX CORPORATION | MWD-3000 | 13254.88 | 2019-05-30 | 2004.63
TX CHILDRENS | BE00118732 | SR2000623 | POWER SUPPLY | SPECTRUM MEDICAL INC | QPSL | 13253 | 2024-02-02 | 0
TX CHILDRENS | BE00120210 | SR2000281 | POWER SUPPLY | SPECTRUM MEDICAL INC | QPSL | 13253 | 2024-05-10 | 0
TX CHILDRENS | BE00117573 | SR2000533 | POWER SUPPLY | SPECTRUM MEDICAL INC | QPSL | 13253 | 2023-07-07 | 0
TX CHILDRENS | BE00118727 | SR2000622 | POWER SUPPLY | SPECTRUM MEDICAL INC | QPSL | 13253 | 2024-02-02 | 0
TX CHILDRENS | BE00117578 | SR2000538 | POWER SUPPLY | SPECTRUM MEDICAL INC | QPSL | 13253 | 2023-07-07 | 0
TX CHILDRENS | BE00118722 | SR2000616 | POWER SUPPLY | SPECTRUM MEDICAL INC | QPSL | 13253 | 2024-02-02 | 0
TX CHILDRENS | BE00120205 | SR2000135 | POWER SUPPLY | SPECTRUM MEDICAL INC | QPSL | 13253 | 2024-05-10 | 0
TX CHILDRENS | BE00117536 | SR2000011 | POWER SUPPLY | SPECTRUM MEDICAL INC | QPSL | 13253 | 2022-07-11 | 0
TX CHILDRENS | BE00117583 | SR2000539 | POWER SUPPLY | SPECTRUM MEDICAL INC | QPSL | 13253 | 2023-07-07 | 0
TX CHILDRENS | BE00118717 | SR2000213 | POWER SUPPLY | SPECTRUM MEDICAL INC | QPSL | 13253 | 2024-02-02 | 0
TX CHILDRENS | BE00060556 | 97741/A | CONTROLLER, ELECTRICAL | PRIOR SCIENTIFIC INC. | H31XYZE-US | 13238.8 | 2015-01-26 | 0
TX CHILDRENS | BE00063471 | 7457016 | LIGHT SOURCE | OLYMPUS AMERICA INC | CLV-190 | 13230 | 2015-12-21 | 0
TX CHILDRENS | BE00063463 | 7457048 | LIGHT SOURCE | OLYMPUS AMERICA INC | CLV-190 | 13230 | 2015-12-21 | 0
TX CHILDRENS | BE00100121 | SKJ17042813PA | ELECTROCARDIOGRAPH | GE Medical Systems Information Tech Inc | MAC 5500 HD | 13220.75 | 2018-04-10 | 0
TX CHILDRENS | BE00100122 | SKJ17042821PA | ELECTROCARDIOGRAPH | GE Medical Systems Information Tech Inc | MAC 5500 HD | 13220.75 | 2018-04-10 | 0
TX CHILDRENS | BE00100120 | SKJ17032787PA | ELECTROCARDIOGRAPH | GE Medical Systems Information Tech Inc | MAC 5500 HD | 13220.75 | 2018-04-10 | 0
TX CHILDRENS | BE00064706 | 15011176 | EXERCISE EQUIP, POWERED | BIODEX MEDICAL SYSTEMS INC | BALANCE SYSTEM SD | 13215 | 2017-07-27 | 0
TX CHILDRENS | BE00103722 | 247931 | TEST EQUIPMENT,NON-PATIENT | UNFORS RAYSAFE, INC | RAYSAFE X2 | 13210 | 2019-06-20 | 0
TX CHILDRENS | BE00088937 | SKJ16270696PA | ELECTROCARDIOGRAPH | GE Medical Systems Information Tech Inc | MAC 5500 HD | 13200.12 | 2017-10-03 | 0
TX CHILDRENS | BE00088935 | SKJ16270694PA | ELECTROCARDIOGRAPH | GE Medical Systems Information Tech Inc | MAC 5500 HD | 13200.12 | 2017-10-03 | 0
TX CHILDRENS | BE00088936 | SKJ16270664PA | ELECTROCARDIOGRAPH | GE Medical Systems Information Tech Inc | MAC 5500 HD | 13200.12 | 2017-10-03 | 0
TX CHILDRENS | BE00088934 | SKJ16270651PA | ELECTROCARDIOGRAPH | GE Medical Systems Information Tech Inc | MAC 5500 HD | 13200.12 | 2017-10-03 | 0
TX CHILDRENS | BE00065016 | 70538 | MICROSCOPE | NIKON INSTRUMENT INC | ECLIPSE Ci | 13176.9 | 2016-08-20 | 0
TX CHILDRENS | BE00037570 | 41247052 | CENTRIFUGE | THERMO FISHER SCIENTIFIC ASHEVILLE LLC | MULTIFUGE X3 | 13144.32 | 2013-11-19 | 0
TX CHILDRENS | BE00109586 | 910105754 | CV BYPASS HEART-LUNG MACHINE | JOSTRA / MAQUET | 70102.2161 | 13126.46 | 2019-08-12 | 0
TX CHILDRENS | BE00102583 | SKJ18230162PA | ELECTROCARDIOGRAPH | GE Medical Systems Information Tech Inc | MAC 5500 HD | 13122.42 | 2019-07-02 | 0
TX CHILDRENS | BE00102581 | SKJ18230080PA | ELECTROCARDIOGRAPH | GE Medical Systems Information Tech Inc | MAC 5500 HD | 13122.42 | 2019-07-02 | 0
TX CHILDRENS | BE00102582 | SKJ18230111PA | ELECTROCARDIOGRAPH | GE Medical Systems Information Tech Inc | MAC 5500 HD | 13122.42 | 2019-07-02 | 0
TX CHILDRENS | BE00102584 | SKJ18230166PA | ELECTROCARDIOGRAPH | GE Medical Systems Information Tech Inc | MAC 5500 HD | 13122.42 | 2019-07-02 | 0
TX CHILDRENS | BE00064876 | 201015476 | VENTILATOR NONCONTINUOUS | RESPIRONICS INC | V60 | 13116.71 | 2016-09-28 | 0
TX CHILDRENS | BE00064142 | 201014501 | VENTILATOR NONCONTINUOUS | RESPIRONICS INC | V60 | 13116.7 | 2016-05-19 | 0
TX CHILDRENS | BE00084817 | 100188501 | VENTILATOR NONCONTINUOUS | RESPIRONICS INC | V60 | 13116.7 | 2017-06-30 | 0
TX CHILDRENS | BE00064141 | 201014378 | VENTILATOR NONCONTINUOUS | RESPIRONICS INC | V60 | 13116.7 | 2016-05-19 | 0
TX CHILDRENS | BE00088140 | 201027667 | VENTILATOR NONCONTINUOUS | RESPIRONICS INC | V60 | 13116.7 | 2018-02-13 | 0
TX CHILDRENS | BE00084813 | 100188444 | VENTILATOR NONCONTINUOUS | RESPIRONICS INC | V60 | 13116.7 | 2017-06-30 | 0
TX CHILDRENS | BE00114190 | 100396137 | VENTILATOR NONCONTINUOUS | RESPIRONICS INC | V60 | 13116.7 | 2021-10-12 | 0
TX CHILDRENS | BE00088145 | 201028310 | VENTILATOR NONCONTINUOUS | RESPIRONICS INC | V60 | 13116.7 | 2018-02-13 | 0
TX CHILDRENS | BE00088143 | 201028130 | VENTILATOR NONCONTINUOUS | RESPIRONICS INC | V60 | 13116.7 | 2018-02-13 | 0
TX CHILDRENS | BE00084815 | 100188590 | VENTILATOR NONCONTINUOUS | RESPIRONICS INC | V60 | 13116.7 | 2017-06-30 | 0
TX CHILDRENS | BE00088144 | 201028278 | VENTILATOR NONCONTINUOUS | RESPIRONICS INC | V60 | 13116.7 | 2018-02-13 | 0
TX CHILDRENS | BE00084819 | 100188583 | VENTILATOR NONCONTINUOUS | RESPIRONICS INC | V60 | 13116.7 | 2017-06-30 | 0
TX CHILDRENS | BE00084816 | 100188573 | VENTILATOR NONCONTINUOUS | RESPIRONICS INC | V60 | 13116.7 | 2017-06-30 | 0
TX CHILDRENS | BE00114191 | 100396160 | VENTILATOR NONCONTINUOUS | RESPIRONICS INC | V60 | 13116.7 | 2021-10-12 | 0
TX CHILDRENS | BE00084818 | 100188511 | VENTILATOR NONCONTINUOUS | RESPIRONICS INC | V60 | 13116.7 | 2017-06-30 | 0
TX CHILDRENS | BE00064143 | 201014420 | VENTILATOR NONCONTINUOUS | RESPIRONICS INC | V60 | 13116.7 | 2016-05-19 | 0
TX CHILDRENS | BE00088141 | 201028071 | VENTILATOR NONCONTINUOUS | RESPIRONICS INC | V60 | 13116.7 | 2018-02-13 | 0
TX CHILDRENS | BE00088142 | 201028117 | VENTILATOR NONCONTINUOUS | RESPIRONICS INC | V60 | 13116.7 | 2018-02-13 | 0
TX CHILDRENS | BE00084814 | 100187791 | VENTILATOR NONCONTINUOUS | RESPIRONICS INC | V60 | 13116.7 | 2017-06-30 | 0
TX CHILDRENS | BE00113616 | SQ19222072SA | MAINFRAME, PATIENT MONITORING | GE Medical Systems Information Tech Inc | B650 | 13102.4 | 2021-09-29 | 0
TX CHILDRENS | BE00110403 | 2307250 | KERATOMETER | LOMBART INSTRUMENT CO INC | K-PLUS 3 | 13102.34 | 2019-06-30 | 0
TX CHILDRENS | BE00120228 | 6095714 | TEST EQUIPMENT,NON-PATIENT | Fluke Electronics Corporation | VT900A | 13100 | 2024-06-07 | 0
TX CHILDRENS | BE00119745 | 6082728 | TEST EQUIPMENT,NON-PATIENT | Fluke Electronics Corporation | VT900A | 13100 | 2024-04-25 | 0
TX CHILDRENS | BE00113256 | A597G16190012 | EXERCISE EQUIP, POWERED | PRECOR INCORPORATED | AMT885 | 13081.5 | 2020-02-13 | 0
TX CHILDRENS | KN214157 | B012419 | OSCILLOSCOPE | TEKTRONIX (PARTS) | TDS3012B | 13037 | 2003-04-17 | 0
TX CHILDRENS | KN214156 | B012390 | OSCILLOSCOPE | TEKTRONIX (PARTS) | TDS3012B | 13037 | 2003-04-17 | 0
TX CHILDRENS | KN214161 | B012347 | OSCILLOSCOPE | TEKTRONIX (PARTS) | TDS3012B | 13037 | 2003-04-17 | 0
TX CHILDRENS | BE00087392 | 5959905 | MICROSCOPE | LEICA MICROSYSTEMS INC | M80 | 13003.32 | 2018-05-11 | 0
TX CHILDRENS | BE00113750 | SKJ20290007PA | ELECTROCARDIOGRAPH | GE Medical Systems Information Tech Inc | MAC 5500 HD | 13000.6 | 2021-09-13 | 0
TX CHILDRENS | BE00113749 | SKJ20290005PA | ELECTROCARDIOGRAPH | GE Medical Systems Information Tech Inc | MAC 5500 HD | 13000.6 | 2021-09-13 | 0
TX CHILDRENS | HTMFS-2811379 | 2811379 | PROBE, BRONC | OLYMPUS AMERICA INC | BF-XP190 | 13000 | 2023-06-27 | 0
TX CHILDRENS | KN214297 | 001089302 | BIOREACTOR / FERMENTOR | NEW BRUNSWICK SCIENTIFIC, CO. | BIOFLO 4500 | 13000 | 2012-06-21 | 0
TX CHILDRENS | BE00059838 | 1305CE115 | INSUFFLATOR, HYSTEROSCOPE | HOLOGIC INC | AQL-100P | 13000 | 2014-08-06 | 0
TX CHILDRENS | HTMFS-2400197 | 2400197 | PROBE, BRONC | OLYMPUS AMERICA INC | BF-XP190 | 13000 | 2023-06-27 | 0
TX CHILDRENS | HTMUS-229232KR4 | 229232KR4 | PROBE, 3D - 4D | GE Precision Healthcare LLC | EM6C G2 | 13000 | 2023-04-17 | 0
TX CHILDRENS | HTMFS-2811398 | 2811398 | PROBE, BRONC | OLYMPUS AMERICA INC | BF-XP190 | 13000 | 2023-06-27 | 0
TX CHILDRENS | BE00084011 | 311722 | AUTO SAMPLER | AB SCIEX LLC | CTC-HTS-XT | 13000 | 2016-02-03 | 0
TX CHILDRENS | BE00084012 | 311723 | AUTO SAMPLER | AB SCIEX LLC | CTC-HTS-XT | 13000 | 2016-02-03 | 0
TX CHILDRENS | HTMFS-2400539 | 2400539 | PROBE, BRONC | OLYMPUS AMERICA INC | BF-QF190 | 13000 | 2023-06-27 | 0
TX CHILDRENS | HTMFS-2400202 | 2400202 | PROBE, BRONC | OLYMPUS AMERICA INC | BF-XP190 | 13000 | 2023-06-27 | 0
TX CHILDRENS | BE00124128 | M11129A1 | ELECTROSURG CUT & COAG DEVICE | MINERVA SURGICAL INC | MIN180S | 12999 | 2025-05-14 | 0
TX CHILDRENS | BE00102370 | 2010CE0987 | INSUFFLATOR, HYSTEROSCOPE | HOLOGIC INC | AQL-100PBS | 12999 | 2021-02-09 | 0
TX CHILDRENS | BE00038348 | SDJ11372119PA | FETAL CARDIAC MONITOR | GE HEALTHCARE INC | 259CX-A | 12961.09 | 2013-02-26 | 0
TX CHILDRENS | BE00038349 | SDJ11372121PA | FETAL CARDIAC MONITOR | GE HEALTHCARE INC | 259CX-A | 12961.09 | 2013-02-26 | 0
TX CHILDRENS | BE00038346 | SDJ11372103PA | FETAL CARDIAC MONITOR | GE HEALTHCARE INC | 259CX-A | 12961.09 | 2013-02-26 | 0
TX CHILDRENS | BE00038309 | SDJ11321292PA | FETAL CARDIAC MONITOR | GE HEALTHCARE INC | 259CX-A | 12961.09 | 2013-02-26 | 0
TX CHILDRENS | BE00038328 | SDJ11372000PA | FETAL CARDIAC MONITOR | GE HEALTHCARE INC | 259CX-A | 12961.09 | 2013-02-26 | 0
TX CHILDRENS | BE00038327 | SDJ11371999PA | FETAL CARDIAC MONITOR | GE HEALTHCARE INC | 259CX-A | 12961.09 | 2013-02-26 | 0
TX CHILDRENS | BE00038307 | SDJ11018760PA | FETAL CARDIAC MONITOR | GE HEALTHCARE INC | 259CX-A | 12961.09 | 2013-02-26 | 0
TX CHILDRENS | BE00038332 | SDJ11372061PA | FETAL CARDIAC MONITOR | GE HEALTHCARE INC | 259CX-A | 12961.09 | 2013-02-26 | 0
TX CHILDRENS | BE00038343 | SDJ11372080PA | FETAL CARDIAC MONITOR | GE HEALTHCARE INC | 259CX-A | 12961.09 | 2013-02-26 | 0
TX CHILDRENS | BE00038335 | SDJ11372064PA | FETAL CARDIAC MONITOR | GE HEALTHCARE INC | 259CX-A | 12961.09 | 2013-02-26 | 0
TX CHILDRENS | BE00038351 | SDJ11372132PA | FETAL CARDIAC MONITOR | GE HEALTHCARE INC | 259CX-A | 12961.09 | 2013-02-26 | 0
TX CHILDRENS | BE00038334 | SDJ11372063PA | FETAL CARDIAC MONITOR | GE HEALTHCARE INC | 259CX-A | 12961.09 | 2013-02-26 | 0
TX CHILDRENS | BE00038317 | SDJ11361955PA | FETAL CARDIAC MONITOR | GE HEALTHCARE INC | 259CX-A | 12961.09 | 2013-02-26 | 0
TX CHILDRENS | BE00038308 | SDJ11179970PA | FETAL CARDIAC MONITOR | GE HEALTHCARE INC | 259CX-A | 12961.09 | 2013-02-26 | 0
TX CHILDRENS | BE00038312 | SDJ11341613PA | FETAL CARDIAC MONITOR | GE HEALTHCARE INC | 259CX-A | 12961.09 | 2013-02-26 | 0
TX CHILDRENS | BE00038319 | SDJ11361958PA | FETAL CARDIAC MONITOR | GE HEALTHCARE INC | 259CX-A | 12961.09 | 2013-02-26 | 0
TX CHILDRENS | BE00038316 | SDJ11361950PA | FETAL CARDIAC MONITOR | GE HEALTHCARE INC | 259CX-A | 12961.09 | 2013-02-26 | 0
TX CHILDRENS | BE00036516 | SDJ11372001PA | FETAL CARDIAC MONITOR | GE HEALTHCARE INC | 259CX-A | 12961.09 | 2013-02-26 | 0
TX CHILDRENS | BE00038315 | SDJ11361928PA | FETAL CARDIAC MONITOR | GE HEALTHCARE INC | 259CX-A | 12961.09 | 2013-02-26 | 0
TX CHILDRENS | BE00038321 | SDJ11361960PA | FETAL CARDIAC MONITOR | GE HEALTHCARE INC | 259CX-A | 12961.09 | 2013-02-26 | 0
TX CHILDRENS | BE00038344 | SDJ11372101PA | FETAL CARDIAC MONITOR | GE HEALTHCARE INC | 259CX-A | 12961.09 | 2013-02-26 | 0
TX CHILDRENS | BE00038336 | SDJ11372066PA | FETAL CARDIAC MONITOR | GE HEALTHCARE INC | 259CX-A | 12961.09 | 2013-02-26 | 0
TX CHILDRENS | BE00038333 | SDJ11372062PA | FETAL CARDIAC MONITOR | GE HEALTHCARE INC | 259CX-A | 12961.09 | 2013-02-26 | 0
TX CHILDRENS | BE00038314 | SDJ11341707PA | FETAL CARDIAC MONITOR | GE HEALTHCARE INC | 259CX-A | 12961.09 | 2013-02-26 | 0
TX CHILDRENS | BE00038324 | SDJ11361976PA | FETAL CARDIAC MONITOR | GE HEALTHCARE INC | 259CX-A | 12961.09 | 2013-02-26 | 0
TX CHILDRENS | BE00038341 | SDJ11372077PA | FETAL CARDIAC MONITOR | GE HEALTHCARE INC | 259CX-A | 12961.09 | 2013-02-26 | 0
TX CHILDRENS | BE00038340 | SDJ11372075PA | FETAL CARDIAC MONITOR | GE HEALTHCARE INC | 259CX-A | 12961.09 | 2013-02-26 | 0
TX CHILDRENS | BE00038338 | SDJ11372070PA | FETAL CARDIAC MONITOR | GE HEALTHCARE INC | 259CX-A | 12961.09 | 2013-02-26 | 0
TX CHILDRENS | BE00038347 | SDJ11372115PA | FETAL CARDIAC MONITOR | GE HEALTHCARE INC | 259CX-A | 12961.09 | 2013-02-26 | 0
TX CHILDRENS | BE00038331 | SDJ11372048PA | FETAL CARDIAC MONITOR | GE HEALTHCARE INC | 259CX-A | 12961.09 | 2013-02-26 | 0
TX CHILDRENS | BE00038326 | SDJ11371995PA | FETAL CARDIAC MONITOR | GE HEALTHCARE INC | 259CX-A | 12961.09 | 2013-02-26 | 0
TX CHILDRENS | BE00038345 | SDJ11372102PA | FETAL CARDIAC MONITOR | GE HEALTHCARE INC | 259CX-A | 12961.09 | 2013-02-26 | 0
TX CHILDRENS | BE00038322 | SDJ11361962PA | FETAL CARDIAC MONITOR | GE HEALTHCARE INC | 259CX-A | 12961.09 | 2013-02-26 | 0
TX CHILDRENS | BE00038329 | SDJ11372039PA | FETAL CARDIAC MONITOR | GE HEALTHCARE INC | 259CX-A | 12961.09 | 2013-02-26 | 0
TX CHILDRENS | BE00038306 | SDJ10215473PA | FETAL CARDIAC MONITOR | GE HEALTHCARE INC | 259CX-A | 12961.09 | 2013-02-26 | 0
TX CHILDRENS | BE00038342 | SDJ11372078PA | FETAL CARDIAC MONITOR | GE HEALTHCARE INC | 259CX-A | 12961.09 | 2013-02-26 | 0
TX CHILDRENS | BE00038320 | SDJ11361959PA | FETAL CARDIAC MONITOR | GE HEALTHCARE INC | 259CX-A | 12961.09 | 2013-02-26 | 0
TX CHILDRENS | BE00038339 | SDJ11372074PA | FETAL CARDIAC MONITOR | GE HEALTHCARE INC | 259CX-A | 12961.09 | 2013-02-26 | 0
TX CHILDRENS | BE00038325 | SDJ11361982PA | FETAL CARDIAC MONITOR | GE HEALTHCARE INC | 259CX-A | 12961.09 | 2013-02-26 | 0
TX CHILDRENS | BE00038318 | SDJ11361957PA | FETAL CARDIAC MONITOR | GE HEALTHCARE INC | 259CX-A | 12961.09 | 2013-02-26 | 0
TX CHILDRENS | BE00038337 | SDJ11372067PA | FETAL CARDIAC MONITOR | GE HEALTHCARE INC | 259CX-A | 12961.09 | 2013-02-26 | 0
TX CHILDRENS | BE00038323 | SDJ11361963PA | FETAL CARDIAC MONITOR | GE HEALTHCARE INC | 259CX-A | 12961.09 | 2013-02-26 | 0
TX CHILDRENS | BE00038350 | SDJ11372130PA | FETAL CARDIAC MONITOR | GE HEALTHCARE INC | 259CX-A | 12961.09 | 2013-02-26 | 0
TX CHILDRENS | BE00038330 | SDJ11372044PA | FETAL CARDIAC MONITOR | GE HEALTHCARE INC | 259CX-A | 12961.09 | 2013-02-26 | 0
TX CHILDRENS | BE00038311 | SDJ11331480PA | FETAL CARDIAC MONITOR | GE HEALTHCARE INC | 259CX-A | 12961.09 | 2013-02-26 | 0
TX CHILDRENS | BE00038310 | SDJ11321293PA | FETAL CARDIAC MONITOR | GE HEALTHCARE INC | 259CX-A | 12961.09 | 2013-02-26 | 0
TX CHILDRENS | BE00038313 | SDJ11341652PA | FETAL CARDIAC MONITOR | GE HEALTHCARE INC | 259CX-A | 12961.09 | 2013-02-26 | 0
TX CHILDRENS | BE00127273 | CT236362 | NONFETAL ULTRASONIC MONITOR | VERATHON MEDICAL | BLADDERSCAN i10 | 12948.75 | 2028-12-26 | 0
TX CHILDRENS | BE00012052 | 96-0436 | TEST EQUIPMENT,NON-PATIENT | RADCAL CORPORATION | ACCU-PRO 9096 | 12918.25 | 2011-10-03 | 0
TX CHILDRENS | BE00033583 | 96-0536 | TEST EQUIPMENT,NON-PATIENT | RADCAL CORPORATION | ACCU-PRO 9096 | 12918.25 | 2012-07-25 | 0
TX CHILDRENS | BE00065840 | 11147 | MICROTOME | LEICA MICROSYSTEMS INC | RM2235 | 12876.65 | 2016-10-25 | 0
TX CHILDRENS | BE00126061 | 10251 | INTRACRANIAL PRESSURE MONITOR | CODMAN & SHURTLEFF (J & J) | 82-6634 | 12861.9 | 2024-12-26 | 0
TX CHILDRENS | BE00126062 | 10237 | INTRACRANIAL PRESSURE MONITOR | CODMAN & SHURTLEFF (J & J) | 82-6634 | 12861.9 | 2024-12-26 | 0
TX CHILDRENS | BE00128956 | 246594 | MICROSCOPE | NIKON INSTRUMENT INC | ECLIPSE Ts2-FL | 12856.85 | 2023-02-10 | 0
TX CHILDRENS | BE00128955 | 246569 | MICROSCOPE | NIKON INSTRUMENT INC | ECLIPSE Ts2-FL | 12856.85 | 2023-02-10 | 0
TX CHILDRENS | KN224064 | 912012 | MICROSCOPE | NIKON INSTRUMENT INC | ECLIPSE 50i | 12851.9 | 2007-04-04 | 0
TX CHILDRENS | KN225780 | 900340793 | SHAKING INCUBATOR | NEW BRUNSWICK SCIENTIFIC, CO. | INNOVA 43 | 12850.25 | 2010-04-21 | 0
TX CHILDRENS | BE00121681 | 43118982 | CENTRIFUGE | THERMO FISHER SCIENTIFIC ASHEVILLE LLC | SORVALL X4 PRO-MD | 12838.09 | 2025-08-16 | 0
TX CHILDRENS | BE00119402 | F2NB04571S | WATER PURIFIER | EMD MILLIPORE CORPORATION | MILLI-Q IQ 7000 | 12828.7 | 2024-01-05 | 0
TX CHILDRENS | BE00060650 | PH29466 | HEMODIALYSIS SYSTEM ACCESSORY | GAMBRO INC. | PHOENIX X36 | 12813 | 2015-02-13 | 0
TX CHILDRENS | BE00060653 | PH29465 | HEMODIALYSIS SYSTEM ACCESSORY | GAMBRO INC. | PHOENIX X36 | 12813 | 2015-02-13 | 0
TX CHILDRENS | BE00128633 | 17290272 | ELECTROSURG CUT & COAG DEVICE | CONMED CORP | 60-8005-001 | 12812.67 | 2019-02-07 | 0
TX CHILDRENS | BE00105980 | 17250180 | ELECTROSURG CUT & COAG DEVICE | CONMED CORP | 60-8005-001 | 12812.67 | 2019-02-07 | 0
TX CHILDRENS | BE00105978 | 17240164 | ELECTROSURG CUT & COAG DEVICE | CONMED CORP | 60-8005-001 | 12812.67 | 2019-02-07 | 0
TX CHILDRENS | BE00105981 | 17250181 | ELECTROSURG CUT & COAG DEVICE | CONMED CORP | 60-8005-001 | 12812.67 | 2019-02-07 | 0
TX CHILDRENS | BE00105983 | 17250183 | ELECTROSURG CUT & COAG DEVICE | CONMED CORP | 60-8005-001 | 12812.67 | 2019-02-07 | 0
TX CHILDRENS | BE00105976 | 18010052 | ELECTROSURG CUT & COAG DEVICE | CONMED CORP | 60-8005-001 | 12812.67 | 2019-02-07 | 0
TX CHILDRENS | BE00105979 | 17240177 | ELECTROSURG CUT & COAG DEVICE | CONMED CORP | 60-8005-001 | 12812.67 | 2019-02-07 | 0
TX CHILDRENS | BE00105977 | 17240163 | ELECTROSURG CUT & COAG DEVICE | CONMED CORP | 60-8005-001 | 12812.67 | 2019-02-07 | 0
TX CHILDRENS | BE00102331 | 20050007 | ELECTROSURG CUT & COAG DEVICE | CONMED CORP | 60-8005-001 | 12812.67 | 2021-11-08 | 0
TX CHILDRENS | BE00105987 | 17250189 | ELECTROSURG CUT & COAG DEVICE | CONMED CORP | 60-8005-001 | 12812.67 | 2019-02-07 | 0
TX CHILDRENS | BE00105985 | 17250186 | ELECTROSURG CUT & COAG DEVICE | CONMED CORP | 60-8005-001 | 12812.67 | 2019-02-07 | 0
TX CHILDRENS | BE00101444 | 18420009 | ELECTROSURG CUT & COAG DEVICE | CONMED CORP | 60-8005-001 | 12812.67 | 2019-11-07 | 0
TX CHILDRENS | BE00105982 | 17250182 | ELECTROSURG CUT & COAG DEVICE | CONMED CORP | 60-8005-001 | 12812.67 | 2019-02-07 | 0
TX CHILDRENS | BE00105984 | 17250184 | ELECTROSURG CUT & COAG DEVICE | CONMED CORP | 60-8005-001 | 12812.67 | 2019-02-07 | 0
TX CHILDRENS | BE00102330 | 20040007 | ELECTROSURG CUT & COAG DEVICE | CONMED CORP | 60-8005-001 | 12812.67 | 2021-11-08 | 0
TX CHILDRENS | KN227704 | PH16126 | HEMODIALYSIS SYSTEM ACCESSORY | GAMBRO INC. | PHOENIX | 12800 | 2008-10-09 | 0
TX CHILDRENS | BE00130768 | CT247388 | NONFETAL ULTRASONIC MONITOR | VERATHON MEDICAL | BSi10 | 12798.75 | 2029-12-23 | 0
TX CHILDRENS | BE00089143 | 16090934C | OSMOMETER | ADVANCED INSTRUMENTS INC | 3320 | 12791.05 | 2017-11-14 | 0
TX CHILDRENS | BE00089144 | 16090936C | OSMOMETER | ADVANCED INSTRUMENTS INC | 3320 | 12791.05 | 2017-11-14 | 0
TX CHILDRENS | BE00102840 | 100236958 | VENTILATOR NONCONTINUOUS | RESPIRONICS INC | V60 | 12755.52 | 2019-01-24 | 0
TX CHILDRENS | BE00102837 | 100236552 | VENTILATOR NONCONTINUOUS | RESPIRONICS INC | V60 | 12755.52 | 2018-04-10 | 0
TX CHILDRENS | BE00102842 | 100236966 | VENTILATOR NONCONTINUOUS | RESPIRONICS INC | V60 | 12755.52 | 2019-02-11 | 0
TX CHILDRENS | BE00102839 | 100236957 | VENTILATOR NONCONTINUOUS | RESPIRONICS INC | V60 | 12755.52 | 2019-01-23 | 0
TX CHILDRENS | BE00102838 | 100236904 | VENTILATOR NONCONTINUOUS | RESPIRONICS INC | V60 | 12755.52 | 2019-01-23 | 0
TX CHILDRENS | BE00102841 | 100236964 | VENTILATOR NONCONTINUOUS | RESPIRONICS INC | V60 | 12755.52 | 2020-01-14 | 0
TX CHILDRENS | BE00058679 | SKJ13398605PA | ELECTROCARDIOGRAPH | GE Medical Systems Information Tech Inc | MAC 5500 HD | 12751.03 | 2015-01-12 | 0
TX CHILDRENS | BE00082536 | C1932 | HEARING AID TEST SYSTEM | AUDIO ELECTRONICS INC | VERIFIT2 | 12750 | 2017-03-31 | 0
TX CHILDRENS | BE00081655 | C1835 | HEARING AID TEST SYSTEM | AUDIO ELECTRONICS INC | VERIFIT2 | 12750 | 2017-01-28 | 0
TX CHILDRENS | BE00087510 | C2348 | HEARING AID TEST SYSTEM | AUDIO ELECTRONICS INC | VERIFIT2 | 12750 | 2018-04-17 | 0
TX CHILDRENS | BE00081656 | C1836 | HEARING AID TEST SYSTEM | AUDIO ELECTRONICS INC | VERIFIT2 | 12750 | 2017-01-28 | 0
TX CHILDRENS | BE00089062 | C2097 | HEARING AID TEST SYSTEM | AUDIO ELECTRONICS INC | VERIFIT2 | 12750 | 2017-11-08 | 0
TX CHILDRENS | BE00082803 | 102743660 | ORBITER | Trumpf Medical Systems Inc Do Not Use | 5000-1730 | 12726 | 2017-05-24 | 0
TX CHILDRENS | BE00082807 | 102743648 | ORBITER | Trumpf Medical Systems Inc Do Not Use | 5000-1730 | 12726 | 2017-05-24 | 0
TX CHILDRENS | BE00114598 | 7152170880 | SLIDE STAINER, AUTOMATED | ELITechGroup Inc | 7152 | 12720 | 2021-04-02 | 0
TX CHILDRENS | BE00102057 | SA318480222SA | LIM SUPERCARTRIDGE ECG BP TMP | GE Medical Systems Information Tech Inc | PDM | 12701.48 | 2019-11-28 | 0
TX CHILDRENS | BE00102058 | SA318480271SA | LIM SUPERCARTRIDGE ECG BP TMP | GE Medical Systems Information Tech Inc | PDM | 12701.48 | 2019-11-28 | 0
TX CHILDRENS | BE00126014 | V2617901 | CHAIR, EXAM | RITTER MIDWEST DIV SYBRON CORP | 225-003 | 12695.96 | 2024-08-23 | 0
TX CHILDRENS | BE00129461 | V2618023 | CHAIR, EXAM | RITTER MIDWEST DIV SYBRON CORP | 225-003 | 12695.96 | 2024-08-23 | 0
TX CHILDRENS | BE00121899 | 323592 | TRANSCUTANEOUS PO2 MONITOR | SENTEC INC | SDMS | 12665 | 2025-03-20 | 0
TX CHILDRENS | BE00121896 | 323589 | TRANSCUTANEOUS PO2 MONITOR | SENTEC INC | SDMS | 12665 | 2025-03-20 | 0
TX CHILDRENS | BE00121897 | 323594 | TRANSCUTANEOUS PO2 MONITOR | SENTEC INC | SDMS | 12665 | 2025-03-20 | 0
TX CHILDRENS | BE00121898 | 323591 | TRANSCUTANEOUS PO2 MONITOR | SENTEC INC | SDMS | 12665 | 2025-03-20 | 0
TX CHILDRENS | BE00121900 | 323593 | TRANSCUTANEOUS PO2 MONITOR | SENTEC INC | SDMS | 12665 | 2025-03-20 | 0
TX CHILDRENS | BE00065366 | 41549253 | INCUBATOR CO2 | THERMO FISHER SCIENTIFIC ASHEVILLE LLC | BBD 6220 | 12643.58 | 2016-11-12 | 0
TX CHILDRENS | BE00111845 | 5810 HR986730 | CENTRIFUGE, REFRIGERATED | Eppendorf North America Inc | 5810R | 12641.8 | 2020-10-02 | 0
TX CHILDRENS | BE00122484 | GSHC70093 | UNINTERRUPTABLE POWER SUPPLY | DATEX-OHMEDA INC | GIRAFFE SHUTTLE | 12600 | 2025-04-21 | 0
TX CHILDRENS | BE00126640 | STN24160595SA | MAINFRAME, BEDSIDE ALL-IN-ONE | GE Medical Systems Information Tech Inc | CANVAS | 12596.88 | 2025-07-17 | 0
TX CHILDRENS | BE00126642 | STN24160597SA | MAINFRAME, BEDSIDE ALL-IN-ONE | GE Medical Systems Information Tech Inc | CANVAS | 12596.88 | 2025-07-17 | 0
TX CHILDRENS | BE00126638 | STN24160598SA | MAINFRAME, BEDSIDE ALL-IN-ONE | GE Medical Systems Information Tech Inc | CANVAS | 12596.88 | 2025-07-17 | 0
TX CHILDRENS | BE00063655 | 703807 | MICROSCOPE | NIKON INSTRUMENT INC | ECLIPSE Ci-L | 12578.4 | 2016-02-09 | 0
TX CHILDRENS | BE00034727 | 41305062 | CENTRIFUGE, REFRIGERATED | THERMO FISHER SCIENTIFIC ASHEVILLE LLC | LEGEND XTR | 12565.5 | 2012-08-07 | 0
TX CHILDRENS | KN216971 | 34676 | CYTOGENETIC DRYING CHAMBER | VENTURDYNE IND. (THERMOTRON) | CDS-5 | 12520 | 2005-08-09 | 0
TX CHILDRENS | BE00082176 | 5K45230 | MICROSCOPE | OLYMPUS AMERICA INC | BX43F | 12515.34 | 2017-03-09 | 0
TX CHILDRENS | BE00014560 | 120218 | OPHTHALMIC REFRACTOMETER | NIDEK INCORPORATED | AR-205T1 | 12500 | 2012-08-03 | 0
TX CHILDRENS | KN223519 | NOT AVAILABLE | LAB ELECTROPHYSIOLOGY EQ. | MOLECULAR DEVICES LLC | 1322A | 12500 | 2006-10-21 | 0
TX CHILDRENS | BE00109494 | US51904292 | DISPLAY, SLAVE PHYSIOLOGICAL | Philips North America LLC | IP5 | 12500 | 2019-12-12 | 0
TX CHILDRENS | BE00127420 | 001-00446 | ULTRASOUND, COLOR FLOW | RIVANNA MEDICAL | 735-00006 | 12500 | 2024-03-21 | 0
TX CHILDRENS | BE00064945 | 305556 | TRANSCUTANEOUS PO2 MONITOR | SENTEC INC | SDMS | 12500 | 2016-08-20 | 0
TX CHILDRENS | BE00109496 | US51904293 | DISPLAY, SLAVE PHYSIOLOGICAL | Philips North America LLC | IP5 | 12500 | 2019-12-12 | 0
TX CHILDRENS | BE00106336 | 001-00342 | ULTRASOUND, COLOR FLOW | RIVANNA MEDICAL | 735-00006 | 12500 | 2024-03-21 | 0
TX CHILDRENS | BE00109467 | US51904294 | DISPLAY, SLAVE PHYSIOLOGICAL | Philips North America LLC | IP5 | 12500 | 2019-12-11 | 0
TX CHILDRENS | KN223518 | NOT AVAILABLE | LAB ELECTROPHYSIOLOGY EQ. | MOLECULAR DEVICES LLC | 1322A | 12500 | 2006-10-21 | 0
TX CHILDRENS | BE00103986 | AUTO2000-201-0827 | CELL COUNTER, AUTOMATED | NEXCELOM BIOSCIENCE LLC | CELLOMETER AUTO 2000 | 12500 | 2019-09-10 | 0
TX CHILDRENS | BE00109469 | US51904214 | DISPLAY, SLAVE PHYSIOLOGICAL | Philips North America LLC | IP5 | 12500 | 2019-08-05 | 0
TX CHILDRENS | BE00059958 | RW605927-T | DVD PLAYER / RECORDER | KARL STORZ ENDOSCOPY-AMERICA INC | 202055 20 | 12500 | 2014-11-11 | 0
TX CHILDRENS | BE00114571 | GS0090068 | TYMPANOMETER | LUCAS GRASON STADLER (GSI) | AUDIOSTAR PRO | 12482.5 | 2022-01-13 | 0
TX CHILDRENS | BE00126467 | CT244470 | NONFETAL ULTRASONIC MONITOR | VERATHON MEDICAL | BLADDERSCAN i10 | 12450 | 2030-01-12 | 0
TX CHILDRENS | BE00121851 | CT223687 | NONFETAL ULTRASONIC MONITOR | VERATHON MEDICAL | BLADDERSCAN i10 | 12450 | 2028-08-29 | 0
TX CHILDRENS | BE00121849 | CT223812 | NONFETAL ULTRASONIC MONITOR | VERATHON MEDICAL | BLADDERSCAN i10 | 12450 | 2028-08-29 | 0
TX CHILDRENS | BE00121850 | CT223668 | NONFETAL ULTRASONIC MONITOR | VERATHON MEDICAL | BLADDERSCAN i10 | 12450 | 2028-08-29 | 0
TX CHILDRENS | BE00121852 | CT223681 | NONFETAL ULTRASONIC MONITOR | VERATHON MEDICAL | BLADDERSCAN i10 | 12450 | 2028-08-29 | 0
TX CHILDRENS | BE00102063 | SPM18470009SA | MAINFRAME, PATIENT MONITORING | GE Medical Systems Information Tech Inc | B850 | 12442.72 | 2019-12-11 | 0
TX CHILDRENS | BE00102075 | SPM18470008SA | MAINFRAME, PATIENT MONITORING | GE Medical Systems Information Tech Inc | B850 | 12442.72 | 2019-12-10 | 0
TX CHILDRENS | BE00102072 | SPM18470007SA | MAINFRAME, PATIENT MONITORING | GE Medical Systems Information Tech Inc | B850 | 12442.72 | 2019-12-10 | 0
TX CHILDRENS | BE00102078 | SPM18470004SA | MAINFRAME, PATIENT MONITORING | GE Medical Systems Information Tech Inc | B850 | 12442.72 | 2019-12-10 | 0
TX CHILDRENS | BE00102069 | SPM18470001SA | MAINFRAME, PATIENT MONITORING | GE Medical Systems Information Tech Inc | B850 | 12442.72 | 2019-12-10 | 0
TX CHILDRENS | BE00102066 | SPM18470010SA | MAINFRAME, PATIENT MONITORING | GE Medical Systems Information Tech Inc | B850 | 12442.72 | 2019-12-10 | 0
TX CHILDRENS | BE00088148 | 0000417-04 | CENTRIFUGE, REFRIGERATED | HETTICH AG | ROTINA 380 R | 12422.42 | 2018-03-05 | 0
TX CHILDRENS | BE00014662 | QY683826-P | SURGICAL CAMERA & ACCESSORIES | KARL STORZ ENDOSCOPY-AMERICA INC | 22201020-102 | 12416.25 | 2012-04-05 | 0
TX CHILDRENS | BE00130466 | STN25045114SA | MAINFRAME, BEDSIDE ALL-IN-ONE | GE Medical Systems Information Tech Inc | CANVAS | 12410 | 2026-04-14 | 0
TX CHILDRENS | BE00130465 | STN25045113SA | MAINFRAME, BEDSIDE ALL-IN-ONE | GE Medical Systems Information Tech Inc | CANVAS | 12410 | 2026-04-14 | 0
TX CHILDRENS | BE00126309 | 2304500029 | SURGICAL INSTRUMENT MOTOR ACCE | STRYKER CORP | 5400-052-000 | 12379 | 2024-12-07 | 0
TX CHILDRENS | BE00126311 | 2306900229 | SURGICAL INSTRUMENT MOTOR ACCE | STRYKER CORP | 5400-052-000 | 12379 | 2024-12-07 | 0
TX CHILDRENS | BE00126310 | 2306900399 | SURGICAL INSTRUMENT MOTOR ACCE | STRYKER CORP | 5400-052-000 | 12379 | 2024-12-07 | 0
TX CHILDRENS | BE00086603 | SNE16200119HA | CARDIAC MONITOR W/ RATE ALARM | GE Medical Systems Information Tech Inc | B450 | 12366 | 2017-11-08 | 0
TX CHILDRENS | BE00086757 | SNE16240139HA | CARDIAC MONITOR W/ RATE ALARM | GE Medical Systems Information Tech Inc | B450 | 12366 | 2017-12-13 | 0
TX CHILDRENS | BE00104139 | 0983 | LIGHT SOURCE | BFW INC. | BFW 1600 | 12358.5 | 2019-10-07 | 0
TX CHILDRENS | BE00104143 | 0102 | SURGICAL VIDEO HEAD-CAM CONTRL | BFW INC. | BFW 8010 | 12358.5 | 2019-10-07 | 0
TX CHILDRENS | BE00104141 | 0985 | LIGHT SOURCE | BFW INC. | BFW 1600 | 12358.5 | 2019-10-07 | 0
TX CHILDRENS | BE00104142 | 0101 | SURGICAL VIDEO HEAD-CAM CONTRL | BFW INC. | BFW 8010 | 12358.5 | 2019-10-07 | 0
TX CHILDRENS | BE00104144 | 0107 | SURGICAL VIDEO HEAD-CAM CONTRL | BFW INC. | BFW 8010 | 12358.5 | 2019-10-07 | 0
TX CHILDRENS | BE00104140 | 0984 | LIGHT SOURCE | BFW INC. | BFW 1600 | 12358.5 | 2019-10-07 | 0
TX CHILDRENS | BE00060731 | D185-1173-2013 | SURGICAL NERVE STIMULATOR /LOC | DIGITIMER NORTH AMERICA LLC | D185-MARK IIA | 12344 | 2015-08-13 | 0
TX CHILDRENS | BE00060730 | D185-1172-2013 | SURGICAL NERVE STIMULATOR /LOC | DIGITIMER NORTH AMERICA LLC | D185-MARK IIA | 12344 | 2015-08-13 | 0
TX CHILDRENS | BE00065196 | SK415311120HA | MAINFRAME, PATIENT MONITORING | GE Medical Systems Information Tech Inc | B650 | 12322 | 2016-09-02 | 0
TX CHILDRENS | BE00065199 | SK415311124HA | MAINFRAME, PATIENT MONITORING | GE Medical Systems Information Tech Inc | B650 | 12322 | 2016-09-02 | 0
TX CHILDRENS | BE00065197 | SK415311121HA | MAINFRAME, PATIENT MONITORING | GE Medical Systems Information Tech Inc | B650 | 12322 | 2016-09-02 | 0
TX CHILDRENS | BE00065198 | SK415311123HA | MAINFRAME, PATIENT MONITORING | GE Medical Systems Information Tech Inc | B650 | 12322 | 2016-09-02 | 0
TX CHILDRENS | BE00065195 | SK415311119HA | MAINFRAME, PATIENT MONITORING | GE Medical Systems Information Tech Inc | B650 | 12322 | 2016-09-02 | 0
TX CHILDRENS | BE00065193 | SK415311117HA | MAINFRAME, PATIENT MONITORING | GE Medical Systems Information Tech Inc | B650 | 12322 | 2016-09-02 | 0
TX CHILDRENS | BE00065192 | SK415311116HA | MAINFRAME, PATIENT MONITORING | GE Medical Systems Information Tech Inc | B650 | 12322 | 2016-09-02 | 0
TX CHILDRENS | BE00065194 | SK415311118HA | MAINFRAME, PATIENT MONITORING | GE Medical Systems Information Tech Inc | B650 | 12322 | 2016-09-02 | 0
TX CHILDRENS | BE00065191 | SK415311115HA | MAINFRAME, PATIENT MONITORING | GE Medical Systems Information Tech Inc | B650 | 12322 | 2016-09-02 | 0
TX CHILDRENS | BE00103880 | 180105538 | STERILIZER, STEAM | TUTTNAUER CO. Ltd. | 3870EA | 12312.22 | 2019-08-23 | 0
TX CHILDRENS | BE00088308 | 2037485 | INCUBATOR | HELMER LABS INC | PC2200i | 12304.9 | 2018-02-26 | 0
TX CHILDRENS | BE00058997 | H178 | SPECTROPHOTOMETER | THERMO FISHER SCIENTIFIC ASHEVILLE LLC | NANODROP 2000C | 12295 | 2014-06-03 | 0
TX CHILDRENS | KN204970 | 16402 | AUTOMATED SUPPLY DISPENSER | OMNICELL INC | OMNICELL | 12263.4 | 2002-01-01 | 0
TX CHILDRENS | BE00011792 | 30101ABS | TOURNIQUET,COMPRES LIMB SLEEVE | ZIMMER US Inc | ATS 3000 | 12237.61 | 2012-03-20 | 0
TX CHILDRENS | BE00014089 | 3010LADP | TOURNIQUET,COMPRES LIMB SLEEVE | ZIMMER US Inc | ATS 3000 | 12237.61 | 2012-03-20 | 0
TX CHILDRENS | BE00011791 | 30101ABU | TOURNIQUET,COMPRES LIMB SLEEVE | ZIMMER US Inc | ATS 3000 | 12237.61 | 2012-03-20 | 0
TX CHILDRENS | BE00103664 | 0953923 | AUDIOMETER | INTERACOUSTICS | EQUINOX 2.0 | 12231.25 | 2019-05-31 | 0
TX CHILDRENS | BE00087437 | PE16-7HC10337 | COMPUTER HARDWARE/SOFTWARE | LABORIE MEDICAL TECHNOLOGIES CORP | CIM-AUXHRIM | 12200 | 2018-04-10 | 0
TX CHILDRENS | BE00087430 | 4CDS1H2 | COMPUTER HARDWARE/SOFTWARE | DELL MARKETING LP | G3-9 | 12200 | 2018-04-10 | 0
TX CHILDRENS | BE00087436 | 377PWG2 | COMPUTER HARDWARE/SOFTWARE | DELL MARKETING LP | G3-9 | 12200 | 2018-04-10 | 0
TX CHILDRENS | BE00087438 | PE16-7HC10338 | COMPUTER HARDWARE/SOFTWARE | LABORIE MEDICAL TECHNOLOGIES CORP | CIM-AUXHRIM | 12200 | 2018-04-10 | 0
TX CHILDRENS | BE00087431 | PE16-7HC10329 | COMPUTER HARDWARE/SOFTWARE | LABORIE MEDICAL TECHNOLOGIES CORP | CIM-AUXHRIM | 12200 | 2018-04-10 | 0
TX CHILDRENS | BE00087432 | PE17-7HC10347 | COMPUTER HARDWARE/SOFTWARE | LABORIE MEDICAL TECHNOLOGIES CORP | CIM-AUXHRIM | 12200 | 2018-04-10 | 0
TX CHILDRENS | BE00112993 | 42527452 | CENTRIFUGE, REFRIGERATED | THERMO FISHER SCIENTIFIC ASHEVILLE LLC | X4R PRO | 12198.8 | 2025-11-21 | 0
TX CHILDRENS | BE00010174 | 41003773 | CENTRIFUGE, REFRIGERATED | THERMO FISHER SCIENTIFIC ASHEVILLE LLC | LEGEND XTR | 12191.92 | 2010-10-15 | 0
TX CHILDRENS | BE00141623 | CZC3347KKV | COMPUTER & PERIPHERALS | HEWLETT PACKARD | Z6 G4 | 12188.4 | 2026-08-10 | 0
TX CHILDRENS | BE00034964 | SHQ12156914SA | CARDIAC MONITOR W/ RATE ALARM | GE Medical Systems Information Tech Inc | DASH 4000 | 12177.5 | 2013-04-16 | 0
TX CHILDRENS | BE00034963 | SHQ12156902SA | CARDIAC MONITOR W/ RATE ALARM | GE Medical Systems Information Tech Inc | DASH 4000 | 12177.5 | 2013-04-16 | 0
TX CHILDRENS | BE00034962 | SHQ12156896SA | CARDIAC MONITOR W/ RATE ALARM | GE Medical Systems Information Tech Inc | DASH 4000 | 12177.5 | 2013-04-16 | 0
TX CHILDRENS | BE00062642 | 020647 | DIGITAL IMAGING SYSTEM | AIR TECHNIQUES INC | SCANX | 12164 | 2016-03-15 | 0
TX CHILDRENS | BE00114595 | 20763 | DIGITAL IMAGING SYSTEM | AIR TECHNIQUES INC | SCANX2 IO | 12164 | 2021-06-04 | 0
TX CHILDRENS | BE00114592 | 20762 | DIGITAL IMAGING SYSTEM | AIR TECHNIQUES INC | SCANX2 IO | 12164 | 2021-06-04 | 0
TX CHILDRENS | BE00062643 | 020661 | DIGITAL IMAGING SYSTEM | AIR TECHNIQUES INC | SCANX | 12164 | 2016-03-15 | 0
TX CHILDRENS | BE00117037 | 42921801 | CENTRIFUGE, REFRIGERATED | THERMO FISHER SCIENTIFIC ASHEVILLE LLC | SORVALL X4R PRO-MD | 12151.18 | 2023-03-21 | 0
TX CHILDRENS | BE00117035 | 42921799 | CENTRIFUGE, REFRIGERATED | THERMO FISHER SCIENTIFIC ASHEVILLE LLC | SORVALL X4R PRO-MD | 12151.18 | 2023-03-21 | 0
TX CHILDRENS | BE00104213 | 7-10106 | PIPETTOR CALIBRATOR SYSTEM | ARTELL INC | PCS2 | 12145 | 2017-10-12 | 11680
TX CHILDRENS | BE00130634 | G22501482 | RADIANT WARMER, INFANT | DATEX-OHMEDA INC | PANDA FREESTANDING | 12144.9 | 2026-04-28 | 0
TX CHILDRENS | BE00130633 | G22501466 | RADIANT WARMER, INFANT | DATEX-OHMEDA INC | PANDA FREESTANDING | 12144.9 | 2026-04-28 | 0
TX CHILDRENS | BE00059303 | 420415 | AUDIOMETER | GN HEARING CARE CORP | ASTERA | 12135 | 2014-12-08 | 0
TX CHILDRENS | BE00059301 | 420890 | AUDIOMETER | GN HEARING CARE CORP | ASTERA | 12135 | 2014-12-08 | 0
TX CHILDRENS | BE00059298 | 420416 | AUDIOMETER | GN HEARING CARE CORP | ASTERA | 12135 | 2014-12-08 | 0
TX CHILDRENS | BE00059297 | 420886 | AUDIOMETER | GN HEARING CARE CORP | ASTERA | 12135 | 2014-12-08 | 0
TX CHILDRENS | BE00130703 | SV925060433SA | PDM w/ DISPLAY | GE Medical Systems Information Tech Inc | CARESCAPE ONE | 12115.66 | 2026-05-19 | 0
TX CHILDRENS | BE00130696 | SV925060437SA | PDM w/ DISPLAY | GE Medical Systems Information Tech Inc | CARESCAPE ONE | 12115.66 | 2026-05-19 | 0
TX CHILDRENS | BE00130693 | SV925060427SA | PDM w/ DISPLAY | GE Medical Systems Information Tech Inc | CARESCAPE ONE | 12115.66 | 2026-05-19 | 0
TX CHILDRENS | BE00130704 | SV925060443SA | PDM w/ DISPLAY | GE Medical Systems Information Tech Inc | CARESCAPE ONE | 12115.66 | 2026-05-19 | 0
TX CHILDRENS | BE00130701 | SV925060428SA | PDM w/ DISPLAY | GE Medical Systems Information Tech Inc | CARESCAPE ONE | 12115.66 | 2026-05-19 | 0
TX CHILDRENS | BE00130697 | SV925060429SA | PDM w/ DISPLAY | GE Medical Systems Information Tech Inc | CARESCAPE ONE | 12115.66 | 2026-05-19 | 0
TX CHILDRENS | BE00130702 | SV925060448SA | PDM w/ DISPLAY | GE Medical Systems Information Tech Inc | CARESCAPE ONE | 12115.66 | 2026-05-19 | 0
TX CHILDRENS | BE00130694 | SV925060434SA | PDM w/ DISPLAY | GE Medical Systems Information Tech Inc | CARESCAPE ONE | 12115.66 | 2026-05-19 | 0
TX CHILDRENS | BE00130705 | SV925060441SA | PDM w/ DISPLAY | GE Medical Systems Information Tech Inc | CARESCAPE ONE | 12115.66 | 2026-05-19 | 0
TX CHILDRENS | BE00130695 | SV925060442SA | PDM w/ DISPLAY | GE Medical Systems Information Tech Inc | CARESCAPE ONE | 12115.66 | 2026-05-19 | 0
TX CHILDRENS | BE00130699 | SV925060431SA | PDM w/ DISPLAY | GE Medical Systems Information Tech Inc | CARESCAPE ONE | 12115.66 | 2026-05-19 | 0
TX CHILDRENS | BE00130700 | SV925060237SA | PDM w/ DISPLAY | GE Medical Systems Information Tech Inc | CARESCAPE ONE | 12115.66 | 2026-05-19 | 0
TX CHILDRENS | BE00130698 | SV925060375SA | PDM w/ DISPLAY | GE Medical Systems Information Tech Inc | CARESCAPE ONE | 12115.66 | 2026-05-19 | 0
TX CHILDRENS | BE00130706 | SV925060439SA | PDM w/ DISPLAY | GE Medical Systems Information Tech Inc | CARESCAPE ONE | 12115.66 | 2026-05-19 | 0
TX CHILDRENS | BE00014146 | 2010-0068 | SURGICAL INSTRUMENT MOTOR ACCE | LINVATEC CORP | E900 | 12110.51 | 2012-03-20 | 0
TX CHILDRENS | BE00060122 | 101401572 | LIGHT, EXAM, AC-POWERED | Trumpf Medical Systems Inc Do Not Use | TRULIGHT 5320/mobile | 12100 | 2014-06-02 | 0
TX CHILDRENS | KN224281 | SH5639025 | MULTI MEDIA PROJECTOR | PANASONIC | PT-D5500UL | 12083.76 | 2007-06-12 | 0
TX CHILDRENS | BE00064084 | ZV6460 | LIGHT SOURCE | KARL STORZ ENDOSCOPY-AMERICA INC | 20161420-1 | 12055.4 | 2016-05-05 | 0
TX CHILDRENS | BE00064097 | NU6590 | LIGHT SOURCE | KARL STORZ ENDOSCOPY-AMERICA INC | 20161420-1 | 12055.4 | 2016-05-05 | 0
TX CHILDRENS | BE00064070 | ZV6485 | LIGHT SOURCE | KARL STORZ ENDOSCOPY-AMERICA INC | 20161420-1 | 12055.4 | 2016-05-05 | 0
TX CHILDRENS | BE00064045 | ZV6480 | LIGHT SOURCE | KARL STORZ ENDOSCOPY-AMERICA INC | 20161420-1 | 12055.4 | 2016-05-05 | 0
TX CHILDRENS | BE00059947 | NONE | BIOCONTAINMENT ENCLOSURE | BIOBUBBLE INC | BBE-CL1 | 12037.5 | 2015-06-23 | 0
TX CHILDRENS | HTMUS-F0FZRF | F0FZRF | PROBE, PHASED ARRAY | Philips North America LLC | S9-2 | 12022.6 | 2025-05-01 | 0
TX CHILDRENS | BE00085256 | 300093812 | INCUBATOR CO2 | THERMO FISHER SCIENTIFIC ASHEVILLE LLC | 3310 | 12016.29 | 2017-09-11 | 0
TX CHILDRENS | BE00085212 | 300093413 | INCUBATOR CO2 | THERMO FISHER SCIENTIFIC ASHEVILLE LLC | 3310 | 12016.29 | 2017-09-11 | 0
TX CHILDRENS | BE00085255 | 300093411 | INCUBATOR CO2 | THERMO FISHER SCIENTIFIC ASHEVILLE LLC | 3310 | 12016.29 | 2017-09-11 | 0
TX CHILDRENS | BE00085254 | 300093811 | INCUBATOR CO2 | THERMO FISHER SCIENTIFIC ASHEVILLE LLC | 3310 | 12016.29 | 2017-09-11 | 0
TX CHILDRENS | BE00130790 | 0000113 | CENTRIFUGE, REFRIGERATED | HETTICH AG | ROTINA 380 R | 12000 | 2025-08-12 | 0
TX CHILDRENS | KN219132 | D105641 | DENTAL OPERATIVE UNIT | ADEC DENTAL | PERFORMER 2151 | 12000 | 2006-02-03 | 0
TX CHILDRENS | BE00128185 | 323664 | TRANSCUTANEOUS PO2 MONITOR | SENTEC INC | SDMS | 12000 | 2025-04-01 | 0
TX CHILDRENS | BE00117516 | 9D910011 | MICROSCOPE ACCESSORIES | KEYENCE CORPORATION OF AMERICA | BZ-X800E | 12000 | 2022-06-25 | 0
TX CHILDRENS | BE00033043 | D09960 | TREADMILL AND ACCESSORIES | NOT APPLICABLE | 4500 | 12000 | 2000-11-25 | 0
TX CHILDRENS | BE00130492 | XA1011 | ULTRASONIC SCALPEL | MISONIX INC | NEXUS | 12000 | 2026-06-22 | 0
TX CHILDRENS | BE00128599 | XA1972 | ULTRASONIC SCALPEL | MISONIX INC | NEXUS | 12000 | 2026-01-02 | 0
TX CHILDRENS | KN211104 | PC2015 | FLOWMETER, GAS, CALIBRATED | NOT APPLICABLE | 31975 | 12000 | 2002-01-07 | 0
TX CHILDRENS | BE00128188 | 323657 | TRANSCUTANEOUS PO2 MONITOR | SENTEC INC | SDMS | 12000 | 2025-04-01 | 0
TX CHILDRENS | BE00065753 | 7768/04.2013 | MICROTOME | LEICA MICROSYSTEMS INC | RM2235 | 12000 | 2015-10-08 | 0
TX CHILDRENS | BE00033962 | 94229 | SPECTROPHOTOMETER | GLOBAL LIFE SCIENCES SOLUTIONS USA LLC | 6300 PRO | 12000 | 2011-09-07 | 0
TX CHILDRENS | BE00128193 | 323655 | TRANSCUTANEOUS PO2 MONITOR | SENTEC INC | SDMS | 12000 | 2025-04-01 | 0
TX CHILDRENS | BE00118859 | 11097 | HEMATOLOGY ANALYZER | SYSMEX AMERICA INC | SA-31 | 12000 | 2019-12-11 | 0
TX CHILDRENS | BE00064849 | 2026609 | ELECTROCARDIOGRAPH | GE Medical Systems Information Tech Inc | MAC 5500 | 12000 | 2015-08-06 | 0
TX CHILDRENS | BE00128187 | 323660 | TRANSCUTANEOUS PO2 MONITOR | SENTEC INC | SDMS | 12000 | 2025-04-01 | 0
TX CHILDRENS | TA6723 | SHQ121166105A | CARDIAC MONITOR W/ RATE ALARM | GE Medical Systems Information Tech Inc | DASH 4000 | 12000 | 2013-10-21 | 0
TX CHILDRENS | BE00128196 | 323653 | TRANSCUTANEOUS PO2 MONITOR | SENTEC INC | SDMS | 12000 | 2025-04-01 | 0
TX CHILDRENS | TA6722 | SHQ121166045A | CARDIAC MONITOR W/ RATE ALARM | GE Medical Systems Information Tech Inc | DASH 4000 | 12000 | 2013-11-14 | 0
TX CHILDRENS | KN219133 | D105642 | DENTAL OPERATIVE UNIT | ADEC DENTAL | PERFORMER 2151 | 12000 | 2006-02-03 | 0
TX CHILDRENS | BE00104478 | 11217 | HEMATOLOGY ANALYZER | SYSMEX AMERICA INC | CF-70 | 12000 | 2020-01-23 | 7215.83
TX CHILDRENS | BE00113044 | 11415 | HEMATOLOGY ANALYZER | SYSMEX AMERICA INC | SA-31 | 12000 | 2020-12-05 | 26355.15
TX CHILDRENS | BE00129636 | XA2904-MA | ULTRASONIC SCALPEL | MISONIX INC | NEXUS | 12000 | 2025-03-20 | 0
TX CHILDRENS | BE00130826 | BB65iA2501140034 | DISPLAY, FLAT PANEL, TOUCH | QOMO | QITBB65 I | 12000 | 2026-06-08 | 0
TX CHILDRENS | KN188212 | B401697003 | TABLE, SURGICAL, AC POWERED | AMSCO MEDICAL | 3080 RL | 12000 | 1998-01-29 | 0
TX CHILDRENS | BE00065523 | SH1466034 | MULTI MEDIA PROJECTOR | PANASONIC | DZ6700WUXGA | 12000 | 2016-10-01 | 0
TX CHILDRENS | BE00128189 | 323659 | TRANSCUTANEOUS PO2 MONITOR | SENTEC INC | SDMS | 12000 | 2025-04-01 | 0
TX CHILDRENS | BE00116265 | XA2013 | ULTRASONIC SCALPEL | MISONIX INC | NEXUS | 12000 | 2022-01-14 | 0
TX CHILDRENS | BE00128195 | 323658 | TRANSCUTANEOUS PO2 MONITOR | SENTEC INC | SDMS | 12000 | 2025-04-01 | 0
TX CHILDRENS | BE00128191 | 323654 | TRANSCUTANEOUS PO2 MONITOR | SENTEC INC | SDMS | 12000 | 2025-04-01 | 0
TX CHILDRENS | BE00104480 | 11233 | HEMATOLOGY ANALYZER | SYSMEX AMERICA INC | SA-31 | 12000 | 2020-01-23 | 7215.83
TX CHILDRENS | HTMFS-2401123 | 2401123 | PROBE, ENDO | OLYMPUS AMERICA INC | GIF2TH180 | 12000 | 2023-06-27 | 0
TX CHILDRENS | BE00128194 | 323651 | TRANSCUTANEOUS PO2 MONITOR | SENTEC INC | SDMS | 12000 | 2025-04-01 | 0
TX CHILDRENS | BE00128192 | 323656 | TRANSCUTANEOUS PO2 MONITOR | SENTEC INC | SDMS | 12000 | 2025-04-01 | 0
TX CHILDRENS | BE00128197 | 323652 | TRANSCUTANEOUS PO2 MONITOR | SENTEC INC | SDMS | 12000 | 2025-04-01 | 0
TX CHILDRENS | BE00128186 | 323661 | TRANSCUTANEOUS PO2 MONITOR | SENTEC INC | SDMS | 12000 | 2025-04-01 | 0
TX CHILDRENS | BE00128190 | 323663 | TRANSCUTANEOUS PO2 MONITOR | SENTEC INC | SDMS | 12000 | 2025-04-01 | 0
TX CHILDRENS | BE00128997 | 25060811 | TABLE, TILTING, EPS | BIODEX MEDICAL SYSTEMS INC | 058-710 | 12000 | 2026-07-16 | 0
TX CHILDRENS | KN204982 | 17854 | AUTOMATED SUPPLY DISPENSER | OMNICELL INC | OMNICELL | 11990.48 | 2002-04-01 | 0
TX CHILDRENS | BE00114310 | 2000RFWDII101220B | COMPUTER CART | PHS WEST INC | 2000RFWDII | 11971.6 | 2021-11-11 | 0
TX CHILDRENS | BE00101191 | TV017081407 | VENTILATOR NONCONTINUOUS | RESPIRONICS INC | TRILOGY 202 | 11968.81 | 2018-10-11 | 0
TX CHILDRENS | BE00066006 | NVAP2LV-1115 | NITROGEN GENERATOR | PARKER HANNIFIN CORP. / PORTER INST. | NITROVAP-2LV | 11955 | 2017-06-27 | 0
TX CHILDRENS | BE00063018 | A5094 | HEMATOLOGY ANALYZER | SYSMEX AMERICA INC | XP-300 | 11950 | 2015-11-20 | 9000
TX CHILDRENS | BE00125832 | 8395 | CUBICLE, ISOLATION | PEACE MEDICAL INC | 2000A | 11929.61 | 2024-11-14 | 0
TX CHILDRENS | BE00125833 | 8397 | CUBICLE, ISOLATION | PEACE MEDICAL INC | 2000A | 11929.61 | 2024-11-14 | 0
TX CHILDRENS | BE00100248 | TV016111505 | VENTILATOR NONCONTINUOUS | RESPIRONICS INC | TRILOGY 202 | 11926.68 | 2018-05-21 | 0
TX CHILDRENS | BE00100249 | TV01611070D | VENTILATOR NONCONTINUOUS | RESPIRONICS INC | TRILOGY 202 | 11926.68 | 2018-05-21 | 0
TX CHILDRENS | BE00127968 | YM16951 | INSUFFLATOR, ENDOSCOPIC | KARL STORZ ENDOSCOPY-AMERICA INC | UI 500 | 11925.43 | 2025-08-15 | 0
TX CHILDRENS | BE00124266 | SM15258 | INSUFFLATOR, ENDOSCOPIC | KARL STORZ ENDOSCOPY-AMERICA INC | UI 500 | 11925.43 | 2024-10-24 | 0
TX CHILDRENS | BE00124262 | SM15240 | INSUFFLATOR, ENDOSCOPIC | KARL STORZ ENDOSCOPY-AMERICA INC | UI 500 | 11925.43 | 2024-10-24 | 0
TX CHILDRENS | BE00124263 | SM15237 | INSUFFLATOR, ENDOSCOPIC | KARL STORZ ENDOSCOPY-AMERICA INC | UI 500 | 11925.43 | 2024-10-24 | 0
TX CHILDRENS | BE00124261 | SM15231 | INSUFFLATOR, ENDOSCOPIC | KARL STORZ ENDOSCOPY-AMERICA INC | UI 500 | 11925.43 | 2024-10-24 | 0
TX CHILDRENS | BE00124267 | SM15242 | INSUFFLATOR, ENDOSCOPIC | KARL STORZ ENDOSCOPY-AMERICA INC | UI 500 | 11925.43 | 2024-10-24 | 0
TX CHILDRENS | BE00124264 | SM15248 | INSUFFLATOR, ENDOSCOPIC | KARL STORZ ENDOSCOPY-AMERICA INC | UI 500 | 11925.43 | 2024-10-24 | 0
TX CHILDRENS | BE00127988 | YM16925 | INSUFFLATOR, ENDOSCOPIC | KARL STORZ ENDOSCOPY-AMERICA INC | UI 500 | 11925.43 | 2025-08-15 | 0
TX CHILDRENS | BE00124270 | SM15260 | INSUFFLATOR, ENDOSCOPIC | KARL STORZ ENDOSCOPY-AMERICA INC | UI 500 | 11925.43 | 2024-10-24 | 0
TX CHILDRENS | BE00124269 | SM15252 | INSUFFLATOR, ENDOSCOPIC | KARL STORZ ENDOSCOPY-AMERICA INC | UI 500 | 11925.43 | 2024-10-24 | 0
TX CHILDRENS | BE00124268 | SM15245 | INSUFFLATOR, ENDOSCOPIC | KARL STORZ ENDOSCOPY-AMERICA INC | UI 500 | 11925.43 | 2024-10-24 | 0
TX CHILDRENS | BE00126583 | YM16922 | INSUFFLATOR, ENDOSCOPIC | KARL STORZ ENDOSCOPY-AMERICA INC | UI 500 | 11925.43 | 2025-05-01 | 0
TX CHILDRENS | BE00124265 | SM15253 | INSUFFLATOR, ENDOSCOPIC | KARL STORZ ENDOSCOPY-AMERICA INC | UI 500 | 11925.43 | 2024-10-24 | 0
TX CHILDRENS | BE00108746 | TV01710030C | VENTILATOR NONCONTINUOUS | RESPIRONICS INC | TRILOGY 202 | 11910.6 | 2019-04-15 | 0
TX CHILDRENS | BE00108745 | TV017100307 | VENTILATOR NONCONTINUOUS | RESPIRONICS INC | TRILOGY 202 | 11910.6 | 2019-04-15 | 0
TX CHILDRENS | BE00108748 | TV017100201 | VENTILATOR NONCONTINUOUS | RESPIRONICS INC | TRILOGY 202 | 11910.6 | 2019-04-15 | 0
TX CHILDRENS | BE00108747 | TV01710030E | VENTILATOR NONCONTINUOUS | RESPIRONICS INC | TRILOGY 202 | 11910.6 | 2019-04-15 | 0
TX CHILDRENS | BE00108744 | TV017100306 | VENTILATOR NONCONTINUOUS | RESPIRONICS INC | TRILOGY 202 | 11910.6 | 2019-04-15 | 0
TX CHILDRENS | KN216153 | 430489 | SURGICAL MICROSCOPE & ACCESSOR | CARL ZEISS MEDITEC USA INC | PICO S100 | 11907.2 | 2005-04-01 | 0
TX CHILDRENS | BE00063309 | 520169 | KERATOMETER | NIDEK INCORPORATED | ARK-530A | 11899 | 2015-10-11 | 0
TX CHILDRENS | BE00125839 | 0000686 | CENTRIFUGE, REFRIGERATED | HETTICH AG | ROTINA 380 R | 11891.74 | 2024-10-26 | 0
TX CHILDRENS | BE00034651 | BRU 20127 | SONIC DISMEMBRATOR | DIAGENODE INC. | UCD-200 | 11875.5 | 2012-12-06 | 0
TX CHILDRENS | BE00115460 | 04779 | HEMATOLOGY ANALYZER | SIEMENS MEDICAL SOLUTIONS USA INC | PFA-100 | 11867.63 | 2022-06-01 | 0
TX CHILDRENS | BE00115071 | 04778 | HEMATOLOGY ANALYZER | SIEMENS MEDICAL SOLUTIONS USA INC | PFA-100 | 11867.63 | 2022-06-01 | 0
TX CHILDRENS | BE00060097 | SHQ113321735SA | CARDIAC MONITOR W/ RATE ALARM | GE Medical Systems Information Tech Inc | DASH 4000 | 11865.7 | 2014-10-12 | 0
TX CHILDRENS | BE00060099 | SHQ113321756SA | CARDIAC MONITOR W/ RATE ALARM | GE Medical Systems Information Tech Inc | DASH 4000 | 11865.7 | 2014-10-12 | 0
TX CHILDRENS | BE00060098 | SHQ113321738SA | CARDIAC MONITOR W/ RATE ALARM | GE Medical Systems Information Tech Inc | DASH 4000 | 11865.7 | 2014-10-12 | 0
TX CHILDRENS | BE00089078 | 10735 | SLITLAMP BIOMICROSCOPE | HAAG-STREIT USA INC | BM900 | 11858 | 2017-11-09 | 0
TX CHILDRENS | BE00089103 | 10736 | SLITLAMP BIOMICROSCOPE | HAAG-STREIT USA INC | BM900 | 11858 | 2017-11-09 | 0
TX CHILDRENS | BE00089093 | 10731 | SLITLAMP BIOMICROSCOPE | HAAG-STREIT USA INC | BM900 | 11858 | 2017-11-09 | 0
TX CHILDRENS | BE00089098 | 10734 | SLITLAMP BIOMICROSCOPE | HAAG-STREIT USA INC | BM900 | 11858 | 2017-11-09 | 0
TX CHILDRENS | BE00089088 | 10732 | SLITLAMP BIOMICROSCOPE | HAAG-STREIT USA INC | BM900 | 11858 | 2017-11-09 | 0
TX CHILDRENS | BE00128673 | 74468 | HEAT SEALING DEVICE | ACCU-SEAL | 5300SP | 11858 | 2025-08-28 | 0
TX CHILDRENS | BE00089083 | 10733 | SLITLAMP BIOMICROSCOPE | HAAG-STREIT USA INC | BM900 | 11858 | 2017-11-09 | 0
TX CHILDRENS | BE00128147 | AC2308846439 | BATTERY CHARGER | STRYKER CORP | 9110-120-000 | 11824 | 2025-04-03 | 0
TX CHILDRENS | BE00060644 | 170350-3344 | INCUBATOR CO2 | THERMO FISHER SCIENTIFIC ASHEVILLE LLC | 3950 | 11816.52 | 2015-02-11 | 0
TX CHILDRENS | BE00130546 | 0000748 | CENTRIFUGE, REFRIGERATED | HETTICH AG | ROTINA 380 R | 11813 | 2026-04-28 | 0
TX CHILDRENS | BE00060203 | 3C40293 | MICROSCOPE | OLYMPUS AMERICA INC | CKX41 | 11803 | 2014-06-11 | 0
TX CHILDRENS | BE00082942 | SNE16160035HA | CARDIAC MONITOR W/ RATE ALARM | GE Medical Systems Information Tech Inc | B450 | 11776 | 2017-05-26 | 0
TX CHILDRENS | BE00082943 | SNE16160036HA | CARDIAC MONITOR W/ RATE ALARM | GE Medical Systems Information Tech Inc | B450 | 11776 | 2017-05-26 | 0
TX CHILDRENS | BE00082941 | SNE16160034HA | CARDIAC MONITOR W/ RATE ALARM | GE Medical Systems Information Tech Inc | B450 | 11776 | 2017-05-26 | 0
TX CHILDRENS | BE00082936 | SNE16150142HA | CARDIAC MONITOR W/ RATE ALARM | GE Medical Systems Information Tech Inc | B450 | 11776 | 2017-05-26 | 0
TX CHILDRENS | BE00082945 | SNE16160039HA | CARDIAC MONITOR W/ RATE ALARM | GE Medical Systems Information Tech Inc | B450 | 11776 | 2017-05-26 | 0
TX CHILDRENS | BE00082937 | SNE16160029HA | CARDIAC MONITOR W/ RATE ALARM | GE Medical Systems Information Tech Inc | B450 | 11776 | 2017-05-26 | 0
TX CHILDRENS | BE00082939 | SNE16160032HA | CARDIAC MONITOR W/ RATE ALARM | GE Medical Systems Information Tech Inc | B450 | 11776 | 2017-05-26 | 0
TX CHILDRENS | BE00082944 | SNE16160037HA | CARDIAC MONITOR W/ RATE ALARM | GE Medical Systems Information Tech Inc | B450 | 11776 | 2017-05-26 | 0
TX CHILDRENS | BE00082933 | SNE16150137HA | CARDIAC MONITOR W/ RATE ALARM | GE Medical Systems Information Tech Inc | B450 | 11776 | 2017-05-26 | 0
TX CHILDRENS | BE00082938 | SNE16160031HA | CARDIAC MONITOR W/ RATE ALARM | GE Medical Systems Information Tech Inc | B450 | 11776 | 2017-05-26 | 0
TX CHILDRENS | BE00082934 | SNE16150139HA | CARDIAC MONITOR W/ RATE ALARM | GE Medical Systems Information Tech Inc | B450 | 11776 | 2017-05-26 | 0
TX CHILDRENS | BE00082940 | SNE16160033HA | CARDIAC MONITOR W/ RATE ALARM | GE Medical Systems Information Tech Inc | B450 | 11776 | 2017-05-26 | 0
TX CHILDRENS | BE00082935 | SNE16150140HA | CARDIAC MONITOR W/ RATE ALARM | GE Medical Systems Information Tech Inc | B450 | 11776 | 2017-05-26 | 0
TX CHILDRENS | KN214172 | E2RS0394F | HOLTER TAPE SCANNER SYSTEM | GE Medical Systems Information Tech Inc | MARS 3000 | 11760 | 2003-06-10 | 0
TX CHILDRENS | BE00115885 | 2117507223 | DOCKING STATION | STRYKER CORP | NEPTUNE 2 | 11756.4 | 2022-10-10 | 27766.12
TX CHILDRENS | BE00113085 | 1934407593 | DOCKING STATION | STRYKER CORP | NEPTUNE 2 | 11756.4 | 2021-01-16 | 0
TX CHILDRENS | BE00086989 | 12160095 | CV BYPASS HEAT EXCHANGER | CARDIOQUIP LP | RM MCH-1000(i) | 11750 | 2018-01-16 | 0
TX CHILDRENS | BE00109162 | 12160722 | CV BYPASS HEAT EXCHANGER | CARDIOQUIP LP | RM MCH-1000(i) | 11750 | 2019-06-17 | 0
TX CHILDRENS | THI001987 | 10161250 | CV BYPASS HEAT EXCHANGER | CARDIOQUIP LP | MCH-1000(i) | 11750 | 2018-01-16 | 0
TX CHILDRENS | BE00086991 | 12160098 | CV BYPASS HEAT EXCHANGER | CARDIOQUIP LP | RM MCH-1000(i) | 11750 | 2018-01-16 | 0
TX CHILDRENS | BE00102872 | 12160509 | CV BYPASS HEAT EXCHANGER | CARDIOQUIP LP | RM MCH-1000(i) | 11750 | 2019-02-01 | 0
TX CHILDRENS | BE00086990 | 12160096 | CV BYPASS HEAT EXCHANGER | CARDIOQUIP LP | RM MCH-1000(i) | 11750 | 2018-01-16 | 0
TX CHILDRENS | BE00057421 | SHQ13127457SA | CARDIAC MONITOR W/ RATE ALARM | GE Medical Systems Information Tech Inc | DASH 4000 | 11725.56 | 2014-04-03 | 0
TX CHILDRENS | BE00057420 | SHQ13127446SA | CARDIAC MONITOR W/ RATE ALARM | GE Medical Systems Information Tech Inc | DASH 4000 | 11725.56 | 2014-04-03 | 0
TX CHILDRENS | BE00057422 | SHQ13127538SA | CARDIAC MONITOR W/ RATE ALARM | GE Medical Systems Information Tech Inc | DASH 4000 | 11725.56 | 2014-04-03 | 0
TX CHILDRENS | BE00115167 | SQC20452021SA | MAINFRAME, PATIENT MONITORING | GE Medical Systems Information Tech Inc | B650 | 11709.32 | 2022-07-13 | 0
TX CHILDRENS | BE00115294 | SQC21252021SA | MAINFRAME, PATIENT MONITORING | GE Medical Systems Information Tech Inc | B650 | 11709.32 | 2022-07-13 | 0
TX CHILDRENS | BE00115159 | SQC20452006SA | MAINFRAME, PATIENT MONITORING | GE Medical Systems Information Tech Inc | B650 | 11709.32 | 2022-07-13 | 0
TX CHILDRENS | BE00115162 | SQC20452013SA | MAINFRAME, PATIENT MONITORING | GE Medical Systems Information Tech Inc | B650 | 11709.32 | 2022-07-13 | 0
TX CHILDRENS | BE00115161 | SQC20452011SA | MAINFRAME, PATIENT MONITORING | GE Medical Systems Information Tech Inc | B650 | 11709.32 | 2022-07-13 | 0
TX CHILDRENS | BE00115158 | SQC20452005SA | MAINFRAME, PATIENT MONITORING | GE Medical Systems Information Tech Inc | B650 | 11709.32 | 2022-07-13 | 0
TX CHILDRENS | BE00115157 | SQC20362014SA | MAINFRAME, PATIENT MONITORING | GE Medical Systems Information Tech Inc | B650 | 11709.32 | 2022-07-13 | 0
TX CHILDRENS | BE00115153 | SQC20022076SA | MAINFRAME, PATIENT MONITORING | GE Medical Systems Information Tech Inc | B650 | 11709.32 | 2022-07-13 | 0
TX CHILDRENS | BE00115165 | SQC20452018SA | MAINFRAME, PATIENT MONITORING | GE Medical Systems Information Tech Inc | B650 | 11709.32 | 2022-07-13 | 0
TX CHILDRENS | BE00115163 | SQC20452016SA | MAINFRAME, PATIENT MONITORING | GE Medical Systems Information Tech Inc | B650 | 11709.32 | 2022-07-13 | 0
TX CHILDRENS | BE00115164 | SQC20452017SA | MAINFRAME, PATIENT MONITORING | GE Medical Systems Information Tech Inc | B650 | 11709.32 | 2022-07-13 | 0
TX CHILDRENS | BE00115160 | SQC20452009SA | MAINFRAME, PATIENT MONITORING | GE Medical Systems Information Tech Inc | B650 | 11709.32 | 2022-07-13 | 0
TX CHILDRENS | BE00115152 | SQC20022069SA | MAINFRAME, PATIENT MONITORING | GE Medical Systems Information Tech Inc | B650 | 11709.32 | 2022-07-13 | 0
TX CHILDRENS | BE00115166 | SQC20452019SA | MAINFRAME, PATIENT MONITORING | GE Medical Systems Information Tech Inc | B650 | 11709.32 | 2022-07-13 | 0
TX CHILDRENS | BE00115154 | SQC20052035SA | MAINFRAME, PATIENT MONITORING | GE Medical Systems Information Tech Inc | B650 | 11709.32 | 2022-07-13 | 0
TX CHILDRENS | BE00115156 | SQC20362006SA | MAINFRAME, PATIENT MONITORING | GE Medical Systems Information Tech Inc | B650 | 11709.32 | 2022-07-13 | 0
TX CHILDRENS | BE00115155 | SQC20112005SA | MAINFRAME, PATIENT MONITORING | GE Medical Systems Information Tech Inc | B650 | 11709.32 | 2022-07-13 | 0
TX CHILDRENS | BE00115149 | SQC20022034SA | MAINFRAME, PATIENT MONITORING | GE Medical Systems Information Tech Inc | B650 | 11709.32 | 2022-07-13 | 0
TX CHILDRENS | BE00115150 | SQC20022055SA | MAINFRAME, PATIENT MONITORING | GE Medical Systems Information Tech Inc | B650 | 11709.32 | 2022-07-13 | 0
TX CHILDRENS | HTMUS-F0FG6Z | F0FG6Z | PROBE, CURVED LINEAR - LINEAR | Fujifilm Sonosite Inc | C5-1 | 11707.7 | 2025-05-01 | 0
TX CHILDRENS | HTMUS-F0FKM6 | F0FKM6 | PROBE, CURVED LINEAR - LINEAR | Fujifilm Sonosite Inc | C9-2 | 11707.7 | 2025-05-01 | 0
TX CHILDRENS | BE00128146 | 70335 | OXIMETER | ACCRIVA DIAGNOSTIC INC | AVOXIMETER 4000 | 11700 | 2025-05-05 | 0
TX CHILDRENS | BE00122121 | 70284 | OXIMETER | ACCRIVA DIAGNOSTIC INC | AVOXIMETER 4000 | 11700 | 2024-10-09 | 0
TX CHILDRENS | BE00082910 | S669 | SPECTROPHOTOMETER | THERMO FISHER SCIENTIFIC ASHEVILLE LLC | NANODROP 2000C | 11700 | 2017-06-19 | 0
TX CHILDRENS | BE00087417 | 69712-050 | CLEANER, ULTRASOUND PROBE | NANOSONICS INC | TROPHON EPR | 11700 | 2018-04-04 | 0
TX CHILDRENS | BE00113583 | 52001585 | SONIC SURG INSTRUMEN &AC/ATTAC | KLS-MARTIN LP | 52-502-21-04 | 11681 | 2021-04-26 | 0
TX CHILDRENS | BE00113584 | 52001088 | SONIC SURG INSTRUMEN &AC/ATTAC | KLS-MARTIN LP | 52-502-21-04 | 11681 | 2021-04-26 | 0
TX CHILDRENS | BE00118542 | 490551-027 | CLEANER, ULTRASOUND PROBE | NANOSONICS INC | TROPHON 2 | 11674.25 | 2023-11-27 | 0
TX CHILDRENS | BE00118541 | 490554-030 | CLEANER, ULTRASOUND PROBE | NANOSONICS INC | TROPHON 2 | 11674.25 | 2023-11-27 | 0
TX CHILDRENS | BE00126659 | YL18794 | INSUFFLATOR, ENDOSCOPIC | KARL STORZ ENDOSCOPY-AMERICA INC | UI 500 | 11663.28 | 2026-04-30 | 0
TX CHILDRENS | BE00128090 | ZL18942 | INSUFFLATOR, ENDOSCOPIC | KARL STORZ ENDOSCOPY-AMERICA INC | UI 500 | 11663.28 | 2026-04-30 | 0
TX CHILDRENS | BE00128118 | ZL18981 | INSUFFLATOR, ENDOSCOPIC | KARL STORZ ENDOSCOPY-AMERICA INC | UI 500 | 11663.28 | 2026-04-30 | 0
TX CHILDRENS | BE00128121 | YL18860 | INSUFFLATOR, ENDOSCOPIC | KARL STORZ ENDOSCOPY-AMERICA INC | UI 500 | 11663.28 | 2026-04-30 | 0
TX CHILDRENS | BE00128077 | ZL18933 | INSUFFLATOR, ENDOSCOPIC | KARL STORZ ENDOSCOPY-AMERICA INC | UI 500 | 11663.28 | 2026-04-30 | 0
TX CHILDRENS | BE00131110 | DS7AP-3333:2023 | MUSCLE STIMULATOR (TENS/EMS/NMES) | DIGITIMER NORTH AMERICA LLC | DS7AP | 11630 | 2026-06-05 | 0
TX CHILDRENS | BE00063298 | 2427 | SLITLAMP BIOMICROSCOPE | HAAG-STREIT USA INC | BM900 | 11628 | 2015-10-11 | 0
TX CHILDRENS | BE00063301 | 2478 | SLITLAMP BIOMICROSCOPE | HAAG-STREIT USA INC | BM900 | 11628 | 2015-10-11 | 0
TX CHILDRENS | BE00063214 | V1561805 | TABLE, EXAM | RITTER MIDWEST DIV SYBRON CORP | 630-010 | 11624.41 | 2015-10-11 | 0
TX CHILDRENS | BE00116102 | 642905 | CONTROL MODULE/PANEL | LEICA MICROSYSTEMS INC | EM UC7 TOUCHSCREEN | 11623.92 | 2022-12-12 | 0
TX CHILDRENS | KN229031 | SBG06254420GA | CARDIAC MONITOR W/ RATE ALARM | GE Medical Systems Information Tech Inc | DASH 4000 | 11620.5 | 2011-09-29 | 0
TX CHILDRENS | KN227215 | SBG06346831GA | CARDIAC MONITOR W/ RATE ALARM | GE Medical Systems Information Tech Inc | DASH 4000 | 11620.5 | 2011-09-10 | 0
TX CHILDRENS | KN229033 | SBG06346823GA | CARDIAC MONITOR W/ RATE ALARM | GE Medical Systems Information Tech Inc | DASH 4000 | 11620.5 | 2011-09-29 | 0
TX CHILDRENS | KN229034 | SBG06346828GA | CARDIAC MONITOR W/ RATE ALARM | GE Medical Systems Information Tech Inc | DASH 4000 | 11620.5 | 2011-09-29 | 0
TX CHILDRENS | KN227207 | SBG06316108GA | CARDIAC MONITOR W/ RATE ALARM | GE Medical Systems Information Tech Inc | DASH 4000 | 11620.5 | 2011-09-10 | 0
TX CHILDRENS | KN227209 | SBG06326244GA | CARDIAC MONITOR W/ RATE ALARM | GE Medical Systems Information Tech Inc | DASH 4000 | 11620.5 | 2011-09-10 | 0
TX CHILDRENS | KN227208 | SBG06326235GA | CARDIAC MONITOR W/ RATE ALARM | GE Medical Systems Information Tech Inc | DASH 4000 | 11620.5 | 2011-09-10 | 0
TX CHILDRENS | KN227216 | SBG06346934GA | CARDIAC MONITOR W/ RATE ALARM | GE Medical Systems Information Tech Inc | DASH 4000 | 11620.5 | 2011-09-10 | 0
TX CHILDRENS | KN227217 | SBG06346936GA | CARDIAC MONITOR W/ RATE ALARM | GE Medical Systems Information Tech Inc | DASH 4000 | 11620.5 | 2011-09-10 | 0
TX CHILDRENS | KN227202 | SBG06315991GA | CARDIAC MONITOR W/ RATE ALARM | GE Medical Systems Information Tech Inc | DASH 4000 | 11620.5 | 2011-09-10 | 0
TX CHILDRENS | KN227204 | SBG06316105GA | CARDIAC MONITOR W/ RATE ALARM | GE Medical Systems Information Tech Inc | DASH 4000 | 11620.5 | 2011-09-10 | 0
TX CHILDRENS | KN227205 | SBG06316106GA | CARDIAC MONITOR W/ RATE ALARM | GE Medical Systems Information Tech Inc | DASH 4000 | 11620.5 | 2011-09-10 | 0
TX CHILDRENS | KN227203 | SBG06316104GA | CARDIAC MONITOR W/ RATE ALARM | GE Medical Systems Information Tech Inc | DASH 4000 | 11620.5 | 2011-09-10 | 0
TX CHILDRENS | KN227206 | SBG06316107GA | CARDIAC MONITOR W/ RATE ALARM | GE Medical Systems Information Tech Inc | DASH 4000 | 11620.5 | 2011-09-10 | 0
TX CHILDRENS | KN227213 | SBG06346819GA | CARDIAC MONITOR W/ RATE ALARM | GE Medical Systems Information Tech Inc | DASH 4000 | 11620.5 | 2011-09-10 | 0
TX CHILDRENS | KN227212 | SBG06346813GA | CARDIAC MONITOR W/ RATE ALARM | GE Medical Systems Information Tech Inc | DASH 4000 | 11620.5 | 2011-09-10 | 0
TX CHILDRENS | KN229032 | SBG06346768GA | CARDIAC MONITOR W/ RATE ALARM | GE Medical Systems Information Tech Inc | DASH 4000 | 11620.5 | 2011-09-29 | 0
TX CHILDRENS | KN215798 | 166950 | DOSE CALIBRATOR | INOVISION RADIATION MEASUREMEN | 35050A | 11600 | 2002-12-17 | 0
TX CHILDRENS | BE00129997 | A25 1316 | INCUBATOR | GENESEE SCIENTIFIC CORPORATION | 59-400 | 11599.3 | 2026-03-10 | 0
TX CHILDRENS | BE00129998 | A25 1318 | INCUBATOR | GENESEE SCIENTIFIC CORPORATION | 59-400 | 11599.3 | 2026-03-10 | 0
TX CHILDRENS | BE00103503 | 42253970 | CENTRIFUGE, REFRIGERATED | THERMO FISHER SCIENTIFIC ASHEVILLE LLC | LEGEND XFR | 11592.08 | 2019-05-20 | 0
TX CHILDRENS | BE00086604 | SA316202421SA | LIM SUPERCARTRIDGE ECG BP TMP | GE Medical Systems Information Tech Inc | PDM | 11565 | 2017-11-08 | 0
TX CHILDRENS | BE00126547 | 2325200249 | SURGICAL INSTRUMENT MOTOR ACCE | STRYKER CORP | 5400-052-000 | 11556.8 | 2025-03-04 | 0
TX CHILDRENS | BE00126565 | 2327801119 | SURGICAL INSTRUMENT MOTOR ACCE | STRYKER CORP | 5400-052-000 | 11556.8 | 2025-03-27 | 0
TX CHILDRENS | BE00126546 | 2324200199 | SURGICAL INSTRUMENT MOTOR ACCE | STRYKER CORP | 5400-052-000 | 11556.8 | 2025-03-04 | 0
TX CHILDRENS | BE00126566 | 2327801109 | SURGICAL INSTRUMENT MOTOR ACCE | STRYKER CORP | 5400-052-000 | 11556.8 | 2025-03-27 | 0
TX CHILDRENS | BE00111727 | 9B48918201902 | MICROSCOPE | OLYMPUS AMERICA INC | BX43F | 11544.64 | 2020-08-25 | 0
TX CHILDRENS | BE00111728 | 9B49350201902 | MICROSCOPE | OLYMPUS AMERICA INC | BX43F | 11544.64 | 2020-08-25 | 0
TX CHILDRENS | BE00126863 | 560949 | OTOACOUSTIC EMISSION DEVICE | BIO-LOGIC SYSTEMS INC. | SOD100497 | 11539.56 | 2025-04-17 | 0
TX CHILDRENS | BE00111733 | B914470680 | BALANCE | METTLER | XPR105 | 11500 | 2020-08-28 | 0
TX CHILDRENS | BE00122056 | 23085362 | BLOOD GAS ANALYZER | INSTRUMENTATION LABORATORY COMPANY | GEM PREMIER 5000 | 11500 | 2024-11-01 | 750
TX CHILDRENS | BE00122061 | 23085337 | BLOOD GAS ANALYZER | INSTRUMENTATION LABORATORY COMPANY | GEM PREMIER 5000 | 11500 | 2024-11-01 | 750
TX CHILDRENS | BE00122053 | 23085354 | BLOOD GAS ANALYZER | INSTRUMENTATION LABORATORY COMPANY | GEM PREMIER 5000 | 11500 | 2024-11-01 | 750
TX CHILDRENS | BE00130001 | 2421426 | BLOOD GAS ANALYZER | WERFEN USA LLC | GEM PREMIER 7000 | 11500 | 2026-03-02 | 0
TX CHILDRENS | BE00100769 | 18120421 | MICROPLATE READER | BIO-TEK INSTRUMENTS INC | EPOCH 2 | 11500 | 2020-01-27 | 0
TX CHILDRENS | BE00130002 | 2421427 | BLOOD GAS ANALYZER | WERFEN USA LLC | GEM PREMIER 7000 | 11500 | 2026-03-02 | 0
TX CHILDRENS | BE00033190 | YZ11539-B | INSUFFLATOR, LAPAROSCOPE | KARL STORZ ENDOSCOPY-AMERICA INC | 264320 20 | 11500 | 2012-03-20 | 0
TX CHILDRENS | BE00122054 | 23085355 | BLOOD GAS ANALYZER | INSTRUMENTATION LABORATORY COMPANY | GEM PREMIER 5000 | 11500 | 2024-11-01 | 750
TX CHILDRENS | BE00122059 | 23085335 | BLOOD GAS ANALYZER | INSTRUMENTATION LABORATORY COMPANY | GEM PREMIER 5000 | 11500 | 2024-11-01 | 750
TX CHILDRENS | BE00122058 | 23085334 | BLOOD GAS ANALYZER | INSTRUMENTATION LABORATORY COMPANY | GEM PREMIER 5000 | 11500 | 2024-11-01 | 750
TX CHILDRENS | BE00122060 | 23085336 | BLOOD GAS ANALYZER | INSTRUMENTATION LABORATORY COMPANY | GEM PREMIER 5000 | 11500 | 2024-11-01 | 750
TX CHILDRENS | BE00122063 | 23085347 | BLOOD GAS ANALYZER | INSTRUMENTATION LABORATORY COMPANY | GEM PREMIER 5000 | 11500 | 2024-11-01 | 750
TX CHILDRENS | KN203966 | 1017798A | PRINTER | SOMANETICS | DPU-414 | 11500 | 2001-11-01 | 0
TX CHILDRENS | BE00122062 | 23085340 | BLOOD GAS ANALYZER | INSTRUMENTATION LABORATORY COMPANY | GEM PREMIER 5000 | 11500 | 2024-11-01 | 750
TX CHILDRENS | BE00122055 | 23085359 | BLOOD GAS ANALYZER | INSTRUMENTATION LABORATORY COMPANY | GEM PREMIER 5000 | 11500 | 2024-11-01 | 750
TX CHILDRENS | BE00061093 | 814Y0020 | ELECTRO-KINETIC TRANSFECTION SYS | LONZA WALKERSVILLE INC | 4D-NUCLEOFECTOR Y UNIT | 11500 | 2015-07-16 | 0
TX CHILDRENS | BE00122057 | 23085363 | BLOOD GAS ANALYZER | INSTRUMENTATION LABORATORY COMPANY | GEM PREMIER 5000 | 11500 | 2024-11-01 | 750
TX CHILDRENS | BE00109945 | TS767144-P | SURGICAL CAMERA & ACCESSORIES | KARL STORZ ENDOSCOPY-AMERICA INC | TC 301 | 11497.1 | 2019-12-09 | 0
TX CHILDRENS | BE00109961 | SS767029-P | SURGICAL CAMERA & ACCESSORIES | KARL STORZ ENDOSCOPY-AMERICA INC | TC 300 | 11497.1 | 2020-01-23 | 0
TX CHILDRENS | BE00109910 | SS767006-P | SURGICAL CAMERA & ACCESSORIES | KARL STORZ ENDOSCOPY-AMERICA INC | TC 300US | 11497.1 | 2019-11-11 | 0
TX CHILDRENS | BE00109929 | SS766662-P | SURGICAL CAMERA & ACCESSORIES | KARL STORZ ENDOSCOPY-AMERICA INC | TC 200 | 11497.1 | 2019-12-09 | 0
TX CHILDRENS | BE00108969 | NR780073-P | SURGICAL CAMERA & ACCESSORIES | KARL STORZ ENDOSCOPY-AMERICA INC | TC 301 | 11497.1 | 2020-05-21 | 0
TX CHILDRENS | BE00109963 | SS766666-P | SURGICAL CAMERA & ACCESSORIES | KARL STORZ ENDOSCOPY-AMERICA INC | TC 200 | 11497.1 | 2020-01-23 | 0
TX CHILDRENS | BE00108968 | YS776270-P | SURGICAL CAMERA & ACCESSORIES | KARL STORZ ENDOSCOPY-AMERICA INC | TC 300 | 11497.1 | 2020-05-21 | 0
TX CHILDRENS | BE00109927 | SS767014-P | SURGICAL CAMERA & ACCESSORIES | KARL STORZ ENDOSCOPY-AMERICA INC | TC 300 | 11497.1 | 2019-12-09 | 0
TX CHILDRENS | BE00109962 | TS767148-P | SURGICAL CAMERA & ACCESSORIES | KARL STORZ ENDOSCOPY-AMERICA INC | TC 301 | 11497.1 | 2020-01-23 | 0
TX CHILDRENS | BE00109944 | SS767008-P | SURGICAL CAMERA & ACCESSORIES | KARL STORZ ENDOSCOPY-AMERICA INC | TC 300 | 11497.1 | 2019-12-09 | 0
TX CHILDRENS | BE00109946 | SS766652-P | SURGICAL CAMERA & ACCESSORIES | KARL STORZ ENDOSCOPY-AMERICA INC | TC 200 | 11497.1 | 2019-12-09 | 0
TX CHILDRENS | BE00109928 | TS767149-P | SURGICAL CAMERA & ACCESSORIES | KARL STORZ ENDOSCOPY-AMERICA INC | TC 301 | 11497.1 | 2019-12-09 | 0
TX CHILDRENS | BE00011710 | 250832 | DOSE CALIBRATOR | MIRION TECHNOLOGIES (CAPINTEC) | CRC-25R | 11465 | 2011-09-30 | 0
TX CHILDRENS | BE00120967 | 0000680 | CENTRIFUGE, REFRIGERATED | HETTICH AG | ROTINA 380 R | 11425.41 | 2024-11-19 | 0
TX CHILDRENS | BE00141675 | C516878135 | SAMPLING WORKSTATION | RAININ INSTRUMENT CO. | MICROPRO 300 | 11422.2 | 2026-08-21 | 0
TX CHILDRENS | BE00141627 | C512712582 | SAMPLING WORKSTATION | RAININ INSTRUMENT CO. | MICROPRO 1250 | 11422.2 | 2026-08-21 | 0
TX CHILDRENS | BE00141676 | C507562382 | SAMPLING WORKSTATION | RAININ INSTRUMENT CO. | MICROPRO 20 | 11422.2 | 2026-08-21 | 0
TX CHILDRENS | BE00085216 | SI40EJ101135 | SHAKING INCUBATOR | Eppendorf North America Inc | INNOVA 40R | 11395.65 | 2017-08-28 | 0
TX CHILDRENS | BE00059308 | SHQ13352065SA | CARDIAC MONITOR W/ RATE ALARM | GE Medical Systems Information Tech Inc | DASH 4000 | 11387.8 | 2014-11-10 | 0
TX CHILDRENS | BE00059307 | SHQ13352054SA | CARDIAC MONITOR W/ RATE ALARM | GE Medical Systems Information Tech Inc | DASH 4000 | 11387.8 | 2014-11-10 | 0
TX CHILDRENS | BE00086758 | SA316240249SA | LIM SUPERCARTRIDGE ECG BP TMP | GE Medical Systems Information Tech Inc | PDM | 11385 | 2017-12-13 | 0
TX CHILDRENS | KN229003 | SCD08293202PA | ELECTROCARDIOGRAPH | GE Medical Systems Information Tech Inc | MAC 5500 | 11381.31 | 2009-09-07 | 0
TX CHILDRENS | BE00127041 | CT246008 | NONFETAL ULTRASONIC MONITOR | VERATHON MEDICAL | BLADDERSCAN i10 | 11375 | 2029-11-10 | 0
TX CHILDRENS | BE00128516 | 5811LG796173 | CENTRIFUGE, REFRIGERATED | Eppendorf North America Inc | 5810R | 11368.86 | 2023-03-06 | 0
TX CHILDRENS | BE00126614 | 502302240026 | TOURNIQUET,COMPRES LIMB SLEEVE | ZIMMER US Inc | ATS 5000 | 11360 | 2025-06-30 | 0
TX CHILDRENS | BE00126615 | 502302240023 | TOURNIQUET,COMPRES LIMB SLEEVE | ZIMMER US Inc | ATS 5000 | 11360 | 2025-06-30 | 0
TX CHILDRENS | BE00038517 | SHQ11342228SA | CARDIAC MONITOR W/ RATE ALARM | GE Medical Systems Information Tech Inc | DASH 4000 | 11357.5 | 2013-01-26 | 0
TX CHILDRENS | BE00038521 | SHQ11342234SA | CARDIAC MONITOR W/ RATE ALARM | GE Medical Systems Information Tech Inc | DASH 4000 | 11357.5 | 2013-01-26 | 0
TX CHILDRENS | BE00038513 | SHQ11332038SA | CARDIAC MONITOR W/ RATE ALARM | GE Medical Systems Information Tech Inc | DASH 4000 | 11357.5 | 2013-01-26 | 0
TX CHILDRENS | BE00038526 | SHQ11342246SA | CARDIAC MONITOR W/ RATE ALARM | GE Medical Systems Information Tech Inc | DASH 4000 | 11357.5 | 2013-01-26 | 0
TX CHILDRENS | BE00038514 | SHQ11332043SA | CARDIAC MONITOR W/ RATE ALARM | GE Medical Systems Information Tech Inc | DASH 4000 | 11357.5 | 2013-01-26 | 0
TX CHILDRENS | BE00038515 | SHQ11342223SA | CARDIAC MONITOR W/ RATE ALARM | GE Medical Systems Information Tech Inc | DASH 4000 | 11357.5 | 2013-01-26 | 0
TX CHILDRENS | BE00038522 | SHQ11342238SA | CARDIAC MONITOR W/ RATE ALARM | GE Medical Systems Information Tech Inc | DASH 4000 | 11357.5 | 2013-01-26 | 0
TX CHILDRENS | BE00038523 | SHQ11342242SA | CARDIAC MONITOR W/ RATE ALARM | GE Medical Systems Information Tech Inc | DASH 4000 | 11357.5 | 2013-01-26 | 0
TX CHILDRENS | BE00038512 | SHQ11332034SA | CARDIAC MONITOR W/ RATE ALARM | GE Medical Systems Information Tech Inc | DASH 4000 | 11357.5 | 2013-01-26 | 0
TX CHILDRENS | BE00038516 | SHQ11342224SA | CARDIAC MONITOR W/ RATE ALARM | GE Medical Systems Information Tech Inc | DASH 4000 | 11357.5 | 2013-01-26 | 0
TX CHILDRENS | BE00038525 | SHQ11342245SA | CARDIAC MONITOR W/ RATE ALARM | GE Medical Systems Information Tech Inc | DASH 4000 | 11357.5 | 2013-01-26 | 0
TX CHILDRENS | BE00038510 | SHQ11321803SA | CARDIAC MONITOR W/ RATE ALARM | GE Medical Systems Information Tech Inc | DASH 4000 | 11357.5 | 2013-01-26 | 0
TX CHILDRENS | BE00038519 | SHQ11342231SA | CARDIAC MONITOR W/ RATE ALARM | GE Medical Systems Information Tech Inc | DASH 4000 | 11357.5 | 2013-01-26 | 0
TX CHILDRENS | BE00038520 | SHQ11342233SA | CARDIAC MONITOR W/ RATE ALARM | GE Medical Systems Information Tech Inc | DASH 4000 | 11357.5 | 2013-01-26 | 0
TX CHILDRENS | BE00038524 | SHQ11342243SA | CARDIAC MONITOR W/ RATE ALARM | GE Medical Systems Information Tech Inc | DASH 4000 | 11357.5 | 2013-01-26 | 0
TX CHILDRENS | BE00038511 | SHQ11332032SA | CARDIAC MONITOR W/ RATE ALARM | GE Medical Systems Information Tech Inc | DASH 4000 | 11357.5 | 2013-01-26 | 0
TX CHILDRENS | BE00119613 | SPX23040251SA | LIM SUPERCARTRIDGE ECG BP TMP | GE Medical Systems Information Tech Inc | PDM | 11355 | 2024-03-20 | 0
TX CHILDRENS | BE00119590 | SPX23020479SA | LIM SUPERCARTRIDGE ECG BP TMP | GE Medical Systems Information Tech Inc | PDM | 11355 | 2024-03-20 | 0
TX CHILDRENS | BE00119592 | SPX23040157SA | LIM SUPERCARTRIDGE ECG BP TMP | GE Medical Systems Information Tech Inc | PDM | 11355 | 2024-03-20 | 0
TX CHILDRENS | BE00119608 | SPX23040226SA | LIM SUPERCARTRIDGE ECG BP TMP | GE Medical Systems Information Tech Inc | PDM | 11355 | 2024-03-20 | 0
TX CHILDRENS | BE00119607 | SPX23040223SA | LIM SUPERCARTRIDGE ECG BP TMP | GE Medical Systems Information Tech Inc | PDM | 11355 | 2024-03-20 | 0
TX CHILDRENS | BE00119595 | SPX23040194SA | LIM SUPERCARTRIDGE ECG BP TMP | GE Medical Systems Information Tech Inc | PDM | 11355 | 2024-03-20 | 0
TX CHILDRENS | BE00119598 | SPX23040200SA | LIM SUPERCARTRIDGE ECG BP TMP | GE Medical Systems Information Tech Inc | PDM | 11355 | 2024-03-20 | 0
TX CHILDRENS | BE00119601 | SPX23040209SA | LIM SUPERCARTRIDGE ECG BP TMP | GE Medical Systems Information Tech Inc | PDM | 11355 | 2024-03-20 | 0
TX CHILDRENS | BE00119593 | SPX23040187SA | LIM SUPERCARTRIDGE ECG BP TMP | GE Medical Systems Information Tech Inc | PDM | 11355 | 2024-03-20 | 0
TX CHILDRENS | BE00119604 | SPX23040214SA | LIM SUPERCARTRIDGE ECG BP TMP | GE Medical Systems Information Tech Inc | PDM | 11355 | 2024-03-20 | 0
TX CHILDRENS | BE00119596 | SPX23040197SA | LIM SUPERCARTRIDGE ECG BP TMP | GE Medical Systems Information Tech Inc | PDM | 11355 | 2024-03-20 | 0
TX CHILDRENS | BE00119614 | SPX23040255SA | LIM SUPERCARTRIDGE ECG BP TMP | GE Medical Systems Information Tech Inc | PDM | 11355 | 2024-03-20 | 0
TX CHILDRENS | BE00119611 | SPX23040236SA | LIM SUPERCARTRIDGE ECG BP TMP | GE Medical Systems Information Tech Inc | PDM | 11355 | 2024-03-20 | 0
TX CHILDRENS | BE00119605 | SPX23040216SA | LIM SUPERCARTRIDGE ECG BP TMP | GE Medical Systems Information Tech Inc | PDM | 11355 | 2024-03-20 | 0
TX CHILDRENS | BE00119612 | SPX23040242SA | LIM SUPERCARTRIDGE ECG BP TMP | GE Medical Systems Information Tech Inc | PDM | 11355 | 2024-03-20 | 0
TX CHILDRENS | BE00119591 | SPX23040151SA | LIM SUPERCARTRIDGE ECG BP TMP | GE Medical Systems Information Tech Inc | PDM | 11355 | 2024-03-20 | 0
TX CHILDRENS | BE00119594 | SPX23040189SA | LIM SUPERCARTRIDGE ECG BP TMP | GE Medical Systems Information Tech Inc | PDM | 11355 | 2024-03-20 | 0
TX CHILDRENS | BE00119609 | SPX23040232SA | LIM SUPERCARTRIDGE ECG BP TMP | GE Medical Systems Information Tech Inc | PDM | 11355 | 2024-03-20 | 0
TX CHILDRENS | BE00119610 | SPX23040233SA | LIM SUPERCARTRIDGE ECG BP TMP | GE Medical Systems Information Tech Inc | PDM | 11355 | 2024-03-20 | 0
TX CHILDRENS | BE00119602 | SPX23040210SA | LIM SUPERCARTRIDGE ECG BP TMP | GE Medical Systems Information Tech Inc | PDM | 11355 | 2024-03-20 | 0
TX CHILDRENS | BE00119599 | SPX23040205SA | LIM SUPERCARTRIDGE ECG BP TMP | GE Medical Systems Information Tech Inc | PDM | 11355 | 2024-03-20 | 0
TX CHILDRENS | BE00119606 | SPX23040217SA | LIM SUPERCARTRIDGE ECG BP TMP | GE Medical Systems Information Tech Inc | PDM | 11355 | 2024-03-20 | 0
TX CHILDRENS | BE00119603 | SPX23040212SA | LIM SUPERCARTRIDGE ECG BP TMP | GE Medical Systems Information Tech Inc | PDM | 11355 | 2024-03-20 | 0
TX CHILDRENS | BE00119600 | SPX23040206SA | LIM SUPERCARTRIDGE ECG BP TMP | GE Medical Systems Information Tech Inc | PDM | 11355 | 2024-03-20 | 0
TX CHILDRENS | BE00119597 | SPX23040198SA | LIM SUPERCARTRIDGE ECG BP TMP | GE Medical Systems Information Tech Inc | PDM | 11355 | 2024-03-20 | 0
TX CHILDRENS | BE00062385 | SHQ143309875A | CARDIAC MONITOR W/ RATE ALARM | GE Medical Systems Information Tech Inc | DASH 3000 | 11344.9 | 2015-09-18 | 0
TX CHILDRENS | FA42514 | 13660532 | DEFIBRILLATOR DC | MEDTRONIC PHYSIO-CONTROL CORP | LP12 | 11340.16 | 2002-10-24 | 0
TX CHILDRENS | KN230035 | 172719 | MICROTOME | LEICA MICROSYSTEMS INC | VT1000S | 11330.55 | 2007-06-29 | 0
TX CHILDRENS | BE00115980 | 2108CE1126 | INSUFFLATOR, HYSTEROSCOPE | COVIDIEN LP | HYSTEROLUX | 11328.97 | 2022-11-17 | 0
TX CHILDRENS | BE00056682 | SE411454058GA | MAINFRAME, PATIENT MONITORING | GE Medical Systems Information Tech Inc | SOLAR 8000i | 11326.23 | 2013-03-09 | 0
TX CHILDRENS | BE00056681 | SE411454049GA | MAINFRAME, PATIENT MONITORING | GE Medical Systems Information Tech Inc | SOLAR 8000i | 11326.23 | 2013-03-09 | 0
TX CHILDRENS | BE00056683 | SE411454059GA | MAINFRAME, PATIENT MONITORING | GE Medical Systems Information Tech Inc | SOLAR 8000i | 11326.23 | 2013-03-09 | 0
TX CHILDRENS | BE00014091 | 421088 | KERATOMETER | NIDEK INCORPORATED | ARK-530A | 11300 | 2012-03-20 | 0
TX CHILDRENS | BE00087262 | SNE17110019HA | CARDIAC MONITOR W/ RATE ALARM | GE Medical Systems Information Tech Inc | B450 | 11297 | 2018-05-01 | 0
TX CHILDRENS | BE00087264 | SNE17110034HA | CARDIAC MONITOR W/ RATE ALARM | GE Medical Systems Information Tech Inc | B450 | 11297 | 2018-05-01 | 0
TX CHILDRENS | BE00087266 | SNE17110036HA | CARDIAC MONITOR W/ RATE ALARM | GE Medical Systems Information Tech Inc | B450 | 11297 | 2018-05-01 | 0
TX CHILDRENS | BE00087265 | SNE17110035HA | CARDIAC MONITOR W/ RATE ALARM | GE Medical Systems Information Tech Inc | B450 | 11297 | 2018-05-01 | 0
TX CHILDRENS | BE00087263 | SNE17110033HA | CARDIAC MONITOR W/ RATE ALARM | GE Medical Systems Information Tech Inc | B450 | 11297 | 2018-05-01 | 0
TX CHILDRENS | BE00035308 | 7211268 | LIGHT SOURCE | OLYMPUS AMERICA INC | CLV-190 | 11293.52 | 2013-07-04 | 0
TX CHILDRENS | BE00112297 | 42618538 | CENTRIFUGE, REFRIGERATED | THERMO FISHER SCIENTIFIC ASHEVILLE LLC | SORVALL X4R PRO-MD | 11267.91 | 2021-12-20 | 0
TX CHILDRENS | BE00112293 | 42642782 | CENTRIFUGE, REFRIGERATED | THERMO FISHER SCIENTIFIC ASHEVILLE LLC | SORVALL X4R PRO-MD | 11267.91 | 2021-12-20 | 0
TX CHILDRENS | BE00065185 | SA315313238GA | LIM SUPERCARTRIDGE ECG BP TMP | GE Medical Systems Information Tech Inc | PDM | 11260 | 2016-09-02 | 0
TX CHILDRENS | BE00065190 | SA315313325GA | LIM SUPERCARTRIDGE ECG BP TMP | GE Medical Systems Information Tech Inc | PDM | 11260 | 2016-09-02 | 0
TX CHILDRENS | BE00065180 | SA315302568GA | LIM SUPERCARTRIDGE ECG BP TMP | GE Medical Systems Information Tech Inc | PDM | 11260 | 2016-09-02 | 0
TX CHILDRENS | BE00065535 | SA315292457GA | LIM SUPERCARTRIDGE ECG BP TMP | GE Medical Systems Information Tech Inc | PDM | 11260 | 2016-08-26 | 0
TX CHILDRENS | BE00065532 | SA315292463GA | LIM SUPERCARTRIDGE ECG BP TMP | GE Medical Systems Information Tech Inc | PDM | 11260 | 2016-08-26 | 0
TX CHILDRENS | BE00065528 | SA315292418GA | LIM SUPERCARTRIDGE ECG BP TMP | GE Medical Systems Information Tech Inc | PDM | 11260 | 2016-08-26 | 0
TX CHILDRENS | BE00065534 | SA315292431GA | LIM SUPERCARTRIDGE ECG BP TMP | GE Medical Systems Information Tech Inc | PDM | 11260 | 2016-08-26 | 0
TX CHILDRENS | BE00065531 | SA315292462GA | LIM SUPERCARTRIDGE ECG BP TMP | GE Medical Systems Information Tech Inc | PDM | 11260 | 2016-08-26 | 0
TX CHILDRENS | BE00065530 | SA315292452GA | LIM SUPERCARTRIDGE ECG BP TMP | GE Medical Systems Information Tech Inc | PDM | 11260 | 2016-08-26 | 0
TX CHILDRENS | BE00065525 | SA315291970GA | LIM SUPERCARTRIDGE ECG BP TMP | GE Medical Systems Information Tech Inc | PDM | 11260 | 2016-08-26 | 0
TX CHILDRENS | BE00065179 | SA315302567GA | LIM SUPERCARTRIDGE ECG BP TMP | GE Medical Systems Information Tech Inc | PDM | 11260 | 2016-09-02 | 0
TX CHILDRENS | BE00065181 | SA315302570GA | LIM SUPERCARTRIDGE ECG BP TMP | GE Medical Systems Information Tech Inc | PDM | 11260 | 2016-09-02 | 0
TX CHILDRENS | BE00065533 | SA315292025GA | LIM SUPERCARTRIDGE ECG BP TMP | GE Medical Systems Information Tech Inc | PDM | 11260 | 2016-08-26 | 0
TX CHILDRENS | BE00065186 | SA315313239GA | LIM SUPERCARTRIDGE ECG BP TMP | GE Medical Systems Information Tech Inc | PDM | 11260 | 2016-09-02 | 0
TX CHILDRENS | BE00065529 | SA315292424GA | LIM SUPERCARTRIDGE ECG BP TMP | GE Medical Systems Information Tech Inc | PDM | 11260 | 2016-08-26 | 0
TX CHILDRENS | BE00065527 | SA315292408GA | LIM SUPERCARTRIDGE ECG BP TMP | GE Medical Systems Information Tech Inc | PDM | 11260 | 2016-08-26 | 0
TX CHILDRENS | BE00065182 | SA315313127GA | LIM SUPERCARTRIDGE ECG BP TMP | GE Medical Systems Information Tech Inc | PDM | 11260 | 2016-09-02 | 0
TX CHILDRENS | BE00065183 | SA315313218GA | LIM SUPERCARTRIDGE ECG BP TMP | GE Medical Systems Information Tech Inc | PDM | 11260 | 2016-09-02 | 0
TX CHILDRENS | BE00065526 | SA315292407GA | LIM SUPERCARTRIDGE ECG BP TMP | GE Medical Systems Information Tech Inc | PDM | 11260 | 2016-08-26 | 0
TX CHILDRENS | BE00085130 | TV01606064F | VENTILATOR NONCONTINUOUS | RESPIRONICS INC | TRILOGY 202 | 11257.5 | 2017-08-07 | 0
TX CHILDRENS | BE00121537 | 23050743 | TABLE, TILTING, EPS | BIODEX MEDICAL SYSTEMS INC | 058-710 | 11256 | 2025-03-12 | 0
TX CHILDRENS | BE00121539 | 23050744 | TABLE, TILTING, EPS | BIODEX MEDICAL SYSTEMS INC | 058-710 | 11256 | 2025-03-12 | 0
TX CHILDRENS | BE00121540 | 23050742 | TABLE, TILTING, EPS | BIODEX MEDICAL SYSTEMS INC | 058-710 | 11256 | 2025-03-12 | 0
TX CHILDRENS | BE00121538 | 23050746 | TABLE, TILTING, EPS | BIODEX MEDICAL SYSTEMS INC | 058-710 | 11256 | 2025-03-12 | 0
TX CHILDRENS | BE00086937 | PH32272 | HEMODIALYSIS SYSTEM ACCESSORY | GAMBRO INC. | PHOENIX X36 | 11250 | 2018-01-03 | 0
TX CHILDRENS | BE00059722 | 16708 | SLITLAMP BIOMICROSCOPE | HAAG-STREIT USA INC | BM900 | 11250 | 2014-07-31 | 0
TX CHILDRENS | BE00086939 | PH32282 | HEMODIALYSIS SYSTEM ACCESSORY | GAMBRO INC. | PHOENIX X36 | 11250 | 2018-01-03 | 0
TX CHILDRENS | BE00059720 | 16705 | SLITLAMP BIOMICROSCOPE | HAAG-STREIT USA INC | BM900 | 11250 | 2014-07-31 | 0
TX CHILDRENS | BE00086942 | PH32285 | HEMODIALYSIS SYSTEM ACCESSORY | GAMBRO INC. | PHOENIX X36 | 11250 | 2018-01-03 | 0
TX CHILDRENS | BE00059721 | 16707 | SLITLAMP BIOMICROSCOPE | HAAG-STREIT USA INC | BM900 | 11250 | 2014-07-31 | 0
TX CHILDRENS | BE00086938 | PH32278 | HEMODIALYSIS SYSTEM ACCESSORY | GAMBRO INC. | PHOENIX X36 | 11250 | 2018-01-03 | 0
TX CHILDRENS | BE00086940 | PH32283 | HEMODIALYSIS SYSTEM ACCESSORY | GAMBRO INC. | PHOENIX X36 | 11250 | 2018-01-03 | 0
TX CHILDRENS | BE00059723 | 16739 | SLITLAMP BIOMICROSCOPE | HAAG-STREIT USA INC | BM900 | 11250 | 2014-07-31 | 0
TX CHILDRENS | BE00084004 | TV016060359 | VENTILATOR NONCONTINUOUS | RESPIRONICS INC | TRILOGY 202 | 11248 | 2017-06-26 | 0
TX CHILDRENS | BE00084005 | TV016060353 | VENTILATOR NONCONTINUOUS | RESPIRONICS INC | TRILOGY 202 | 11248 | 2017-06-26 | 0
TX CHILDRENS | BE00084006 | TV01606034B | VENTILATOR NONCONTINUOUS | RESPIRONICS INC | TRILOGY 202 | 11248 | 2017-06-26 | 0
TX CHILDRENS | BE00126946 | OL17631 | INSUFFLATOR, ENDOSCOPIC | KARL STORZ ENDOSCOPY-AMERICA INC | UI 500 | 11247.7 | 2025-10-15 | 0
TX CHILDRENS | BE00116880 | CT220678 | NONFETAL ULTRASONIC MONITOR | VERATHON MEDICAL | BLADDERSCAN i10 | 11232 | 2027-10-30 | 0
TX CHILDRENS | BE00102534 | 32165C0898 | REFRACTOMETER | THERMO FISHER SCIENTIFIC ASHEVILLE LLC | REFRACTOMAX 521 | 11226.59 | 2018-10-01 | 2004
TX CHILDRENS | HTMUS-221598PD6 | 221598PD6 | PROBE, CURVED LINEAR - LINEAR | GE Precision Healthcare LLC | ML4-20-D | 11220 | 2024-09-13 | 0
TX CHILDRENS | BE00106228 | US51903650 | DISPLAY, SLAVE PHYSIOLOGICAL | Philips North America LLC | IP5 | 11212.5 | 2019-09-18 | 0
TX CHILDRENS | BE00038482 | EVD02304 | CARDIAC OUTPUT MONITOR | Edwards Lifesciences US Inc | EV 1000 | 11200 | 2012-01-07 | 0
TX CHILDRENS | BE00038556 | EVD02305 | CARDIAC OUTPUT MONITOR | Edwards Lifesciences US Inc | EV 1000 | 11200 | 2012-01-07 | 0
TX CHILDRENS | BE00118184 | 2978023010241 | DNA THERMAL CYCLER | APPLIED BIOSYSTEMS | PROFLEX | 11194.31 | 2024-03-21 | 0
TX CHILDRENS | BE00035107 | 12DGP030 | ELECTROSURG CUT & COAG DEVICE | CONMED CORP | 60-8005-001 | 11169.19 | 2013-05-07 | 0
TX CHILDRENS | BE00035090 | 12EGP053 | ELECTROSURG CUT & COAG DEVICE | CONMED CORP | 60-8005-001 | 11169.19 | 2013-05-07 | 0
TX CHILDRENS | BE00035103 | 12EGP058 | ELECTROSURG CUT & COAG DEVICE | CONMED CORP | 60-8005-001 | 11169.19 | 2013-05-07 | 0
TX CHILDRENS | BE00035091 | 12DGP034 | ELECTROSURG CUT & COAG DEVICE | CONMED CORP | 60-8005-001 | 11169.19 | 2013-05-07 | 0
TX CHILDRENS | BE00035089 | 12DGP029 | ELECTROSURG CUT & COAG DEVICE | CONMED CORP | 60-8005-001 | 11169.19 | 2013-05-07 | 0
TX CHILDRENS | BE00035106 | 12EGP052 | ELECTROSURG CUT & COAG DEVICE | CONMED CORP | 60-8005-001 | 11169.19 | 2013-05-07 | 0
TX CHILDRENS | BE00038756 | 11FGP043 | ELECTROSURG CUT & COAG DEVICE | CONMED CORP | 60-8005-001 | 11169.19 | 2012-10-30 | 0
TX CHILDRENS | BE00035092 | 12EGP056 | ELECTROSURG CUT & COAG DEVICE | CONMED CORP | 60-8005-001 | 11169.19 | 2013-05-07 | 0
TX CHILDRENS | BE00035093 | 12DGP023 | ELECTROSURG CUT & COAG DEVICE | CONMED CORP | 60-8005-001 | 11169.19 | 2013-05-07 | 0
TX CHILDRENS | BE00035094 | 12DGP020 | ELECTROSURG CUT & COAG DEVICE | CONMED CORP | 60-8005-001 | 11169.19 | 2013-05-07 | 0
TX CHILDRENS | BE00035098 | 12EGP051 | ELECTROSURG CUT & COAG DEVICE | CONMED CORP | 60-8005-001 | 11169.19 | 2013-05-07 | 0
TX CHILDRENS | BE00060677 | 13FGP120 | ELECTROSURG CUT & COAG DEVICE | CONMED CORP | 60-8005-001 | 11169.19 | 2015-02-16 | 0
TX CHILDRENS | BE00035100 | 12EGP054 | ELECTROSURG CUT & COAG DEVICE | CONMED CORP | 60-8005-001 | 11169.19 | 2013-05-07 | 0
TX CHILDRENS | BE00035095 | 12DGP028 | ELECTROSURG CUT & COAG DEVICE | CONMED CORP | 60-8005-001 | 11169.19 | 2013-05-07 | 0
TX CHILDRENS | BE00035096 | 12DGP031 | ELECTROSURG CUT & COAG DEVICE | CONMED CORP | 60-8005-001 | 11169.19 | 2013-05-07 | 0
TX CHILDRENS | BE00036632 | 11FGP042 | ELECTROSURG CUT & COAG DEVICE | CONMED CORP | 60-8005-001 | 11169.19 | 2012-10-30 | 0
TX CHILDRENS | BE00035102 | 12DGP022 | ELECTROSURG CUT & COAG DEVICE | CONMED CORP | 60-8005-001 | 11169.19 | 2013-05-07 | 0
TX CHILDRENS | BE00038757 | 11FGP040 | ELECTROSURG CUT & COAG DEVICE | CONMED CORP | 60-8005-001 | 11169.19 | 2012-10-30 | 0
TX CHILDRENS | BE00035088 | 12EGP055 | ELECTROSURG CUT & COAG DEVICE | CONMED CORP | 60-8005-001 | 11169.19 | 2013-05-07 | 0
TX CHILDRENS | BE00038868 | 11FGP045 | ELECTROSURG CUT & COAG DEVICE | CONMED CORP | 60-8005-001 | 11169.19 | 2012-10-30 | 0
TX CHILDRENS | BE00035105 | 12EGP057 | ELECTROSURG CUT & COAG DEVICE | CONMED CORP | 60-8005-001 | 11169.19 | 2013-05-07 | 0
TX CHILDRENS | BE00035101 | 12DGP032 | ELECTROSURG CUT & COAG DEVICE | CONMED CORP | 60-8005-001 | 11169.19 | 2013-05-07 | 0
TX CHILDRENS | BE00035097 | 12DGP027 | ELECTROSURG CUT & COAG DEVICE | CONMED CORP | 60-8005-001 | 11169.19 | 2013-05-07 | 0
TX CHILDRENS | BE00035099 | 12DGP021 | ELECTROSURG CUT & COAG DEVICE | CONMED CORP | 60-8005-001 | 11169.19 | 2013-05-07 | 0
TX CHILDRENS | BE00038759 | 11FGP044 | ELECTROSURG CUT & COAG DEVICE | CONMED CORP | 60-8005-001 | 11169.19 | 2012-10-30 | 0
TX CHILDRENS | BE00035104 | 12DGP019 | ELECTROSURG CUT & COAG DEVICE | CONMED CORP | 60-8005-001 | 11169.19 | 2013-05-07 | 0
TX CHILDRENS | BE00036631 | 11FGP041 | ELECTROSURG CUT & COAG DEVICE | CONMED CORP | 60-8005-001 | 11169.19 | 2012-10-30 | 0
TX CHILDRENS | BE00038758 | 11FGP046 | ELECTROSURG CUT & COAG DEVICE | CONMED CORP | 60-8005-001 | 11169.19 | 2012-10-30 | 0
TX CHILDRENS | BE00035108 | 12DGP033 | ELECTROSURG CUT & COAG DEVICE | CONMED CORP | 60-8005-001 | 11169.19 | 2013-05-07 | 0
TX CHILDRENS | BE00129782 | SNT24306635SA | CARDIAC MONITOR W/ RATE ALARM | GE Medical Systems Information Tech Inc | B450 | 11119.53 | 2026-04-08 | 0
TX CHILDRENS | BE00129783 | SNT24306636SA | CARDIAC MONITOR W/ RATE ALARM | GE Medical Systems Information Tech Inc | B450 | 11119.53 | 2026-04-08 | 0
TX CHILDRENS | BE00129784 | SNT24306643SA | CARDIAC MONITOR W/ RATE ALARM | GE Medical Systems Information Tech Inc | B450 | 11119.53 | 2026-04-08 | 0
TX CHILDRENS | BE00129781 | SNT24306633SA | CARDIAC MONITOR W/ RATE ALARM | GE Medical Systems Information Tech Inc | B450 | 11119.53 | 2026-04-08 | 0
TX CHILDRENS | KN204981 | 17849 | AUTOMATED SUPPLY DISPENSER | OMNICELL INC | OMNICELL | 11110.16 | 2002-04-01 | 0
TX CHILDRENS | KN204983 | 17850 | AUTOMATED SUPPLY DISPENSER | OMNICELL INC | OMNICELL | 11110.16 | 2002-04-01 | 0
TX CHILDRENS | KN204986 | 17852 | AUTOMATED SUPPLY DISPENSER - AUX | OMNICELL INC | OMNICELL | 11110.16 | 2002-04-01 | 0
TX CHILDRENS | KN204975 | 17853 | AUTOMATED SUPPLY DISPENSER | OMNICELL INC | OMNICELL | 11110.16 | 2002-04-01 | 0
TX CHILDRENS | KN204977 | 17851 | AUTOMATED SUPPLY DISPENSER | OMNICELL INC | OMNICELL | 11110.16 | 2002-04-01 | 0
TX CHILDRENS | KN204979 | 17848 | AUTOMATED SUPPLY DISPENSER | OMNICELL INC | OMNICELL | 11110.16 | 2002-04-01 | 0
TX CHILDRENS | BE00118715 | NP1001428 | CENTRIFUGAL PUMP - ECMO | SPECTRUM MEDICAL INC | QCD22 | 11100 | 2024-02-02 | 0
TX CHILDRENS | BE00117571 | NP1001409 | CENTRIFUGAL PUMP - ECMO | SPECTRUM MEDICAL INC | QCD22 | 11100 | 2023-07-07 | 0
TX CHILDRENS | BE00120208 | NP1001438 | CENTRIFUGAL PUMP - ECMO | SPECTRUM MEDICAL INC | QCD22 | 11100 | 2024-05-10 | 0
TX CHILDRENS | BE00035558 | 122543100 | VIDEO CAMERA | BFW INC. | CAM-TTLNTSC | 11100 | 2013-10-24 | 0
TX CHILDRENS | BE00117576 | NP1001414 | CENTRIFUGAL PUMP - ECMO | SPECTRUM MEDICAL INC | QCD22 | 11100 | 2023-07-07 | 0
TX CHILDRENS | BE00120203 | NP1001435 | CENTRIFUGAL PUMP - ECMO | SPECTRUM MEDICAL INC | QCD22 | 11100 | 2024-05-10 | 0
TX CHILDRENS | BE00117534 | NP1000990 | CENTRIFUGAL PUMP - ECMO | SPECTRUM MEDICAL INC | QCD22 | 11100 | 2022-07-11 | 0
TX CHILDRENS | BE00057256 | 101278984 | SURGICAL LIGHT | Trumpf Medical Systems Inc Do Not Use | TRULIGHT 5520 | 11100 | 2012-07-13 | 0
TX CHILDRENS | BE00118730 | NP1001422 | CENTRIFUGAL PUMP - ECMO | SPECTRUM MEDICAL INC | QCD22 | 11100 | 2024-02-02 | 0
TX CHILDRENS | BE00117581 | NP1001417 | CENTRIFUGAL PUMP - ECMO | SPECTRUM MEDICAL INC | QCD22 | 11100 | 2023-07-07 | 0
TX CHILDRENS | BE00118720 | NP1001429 | CENTRIFUGAL PUMP - ECMO | SPECTRUM MEDICAL INC | QCD22 | 11100 | 2024-02-02 | 0
TX CHILDRENS | BE00118725 | NP1001421 | CENTRIFUGAL PUMP - ECMO | SPECTRUM MEDICAL INC | QCD22 | 11100 | 2024-02-02 | 0
TX CHILDRENS | BE00120441 | 592920-018 | CLEANER, ULTRASOUND PROBE | NANOSONICS INC | TROPHON 2 | 11085 | 2024-06-05 | 0
TX CHILDRENS | BE00120442 | 592920-015 | CLEANER, ULTRASOUND PROBE | NANOSONICS INC | TROPHON 2 | 11085 | 2024-06-05 | 0
TX CHILDRENS | BE00119510 | CT232405 | NONFETAL ULTRASONIC MONITOR | VERATHON MEDICAL | BLADDERSCAN i10 | 11083.5 | 2028-09-17 | 0
TX CHILDRENS | BE00121027 | CT232388 | NONFETAL ULTRASONIC MONITOR | VERATHON MEDICAL | BLADDERSCAN i10 | 11083.5 | 2028-09-13 | 0
TX CHILDRENS | BE00121023 | CT232398 | NONFETAL ULTRASONIC MONITOR | VERATHON MEDICAL | BLADDERSCAN i10 | 11083.5 | 2028-09-13 | 0
TX CHILDRENS | BE00121020 | CT232324 | NONFETAL ULTRASONIC MONITOR | VERATHON MEDICAL | BLADDERSCAN i10 | 11083.5 | 2028-09-13 | 0
TX CHILDRENS | BE00121021 | CT232389 | NONFETAL ULTRASONIC MONITOR | VERATHON MEDICAL | BLADDERSCAN i10 | 11083.5 | 2028-09-13 | 0
TX CHILDRENS | BE00121019 | CT232328 | NONFETAL ULTRASONIC MONITOR | VERATHON MEDICAL | BLADDERSCAN i10 | 11083.5 | 2028-09-13 | 0
TX CHILDRENS | BE00121024 | CT232396 | NONFETAL ULTRASONIC MONITOR | VERATHON MEDICAL | BLADDERSCAN i10 | 11083.5 | 2028-09-13 | 0
TX CHILDRENS | BE00121017 | CT232296 | NONFETAL ULTRASONIC MONITOR | VERATHON MEDICAL | BLADDERSCAN i10 | 11083.5 | 2028-09-13 | 0
TX CHILDRENS | BE00121022 | CT232272 | NONFETAL ULTRASONIC MONITOR | VERATHON MEDICAL | BLADDERSCAN i10 | 11083.5 | 2028-09-13 | 0
TX CHILDRENS | BE00119806 | CT232346 | NONFETAL ULTRASONIC MONITOR | VERATHON MEDICAL | BLADDERSCAN i10 | 11083.5 | 2028-09-17 | 0
TX CHILDRENS | BE00121026 | CT232309 | NONFETAL ULTRASONIC MONITOR | VERATHON MEDICAL | BLADDERSCAN i10 | 11083.5 | 2028-09-13 | 0
TX CHILDRENS | BE00121025 | CT232401 | NONFETAL ULTRASONIC MONITOR | VERATHON MEDICAL | BLADDERSCAN i10 | 11083.5 | 2028-09-13 | 0
TX CHILDRENS | BE00121028 | CT232349 | NONFETAL ULTRASONIC MONITOR | VERATHON MEDICAL | BLADDERSCAN i10 | 11083.5 | 2028-09-13 | 0
TX CHILDRENS | BE00121030 | CT232387 | NONFETAL ULTRASONIC MONITOR | VERATHON MEDICAL | BLADDERSCAN i10 | 11083.5 | 2028-09-13 | 0
TX CHILDRENS | BE00119509 | CT232284 | NONFETAL ULTRASONIC MONITOR | VERATHON MEDICAL | BLADDERSCAN i10 | 11083.5 | 2028-09-17 | 0
TX CHILDRENS | KN221951 | 86897 | SPECTROPHOTOMETER | GLOBAL LIFE SCIENCES SOLUTIONS USA LLC | 3100 PRO | 11083.5 | 2004-02-25 | 0
TX CHILDRENS | BE00121018 | CT232404 | NONFETAL ULTRASONIC MONITOR | VERATHON MEDICAL | BLADDERSCAN i10 | 11083.5 | 2028-09-13 | 0
TX CHILDRENS | BE00119805 | CT232412 | NONFETAL ULTRASONIC MONITOR | VERATHON MEDICAL | BLADDERSCAN i10 | 11083.5 | 2028-09-17 | 0
TX CHILDRENS | BE00119369 | CT232350 | NONFETAL ULTRASONIC MONITOR | VERATHON MEDICAL | BLADDERSCAN i10 | 11083.5 | 2028-09-17 | 0
TX CHILDRENS | BE00121029 | CT232316 | NONFETAL ULTRASONIC MONITOR | VERATHON MEDICAL | BLADDERSCAN i10 | 11083.5 | 2028-09-13 | 0
TX CHILDRENS | BE00063282 | 21737-010 | CLEANER, ULTRASOUND PROBE | NANOSONICS INC | TROPHON EPR | 11078.48 | 2015-10-11 | 0
TX CHILDRENS | BE00061959 | SKA14233944GA | MAINFRAME, PATIENT MONITORING | GE Medical Systems Information Tech Inc | B850 | 11056.48 | 2015-07-31 | 0
TX CHILDRENS | BE00061954 | SKA14233935GA | MAINFRAME, PATIENT MONITORING | GE Medical Systems Information Tech Inc | B850 | 11056.48 | 2015-08-13 | 0
TX CHILDRENS | BE00061937 | SKA14233906GA | MAINFRAME, PATIENT MONITORING | GE Medical Systems Information Tech Inc | B850 | 11056.48 | 2015-08-13 | 0
TX CHILDRENS | BE00061943 | SKA14233915GA | MAINFRAME, PATIENT MONITORING | GE Medical Systems Information Tech Inc | B850 | 11056.48 | 2015-08-13 | 0
TX CHILDRENS | BE00061948 | SKA14233924GA | MAINFRAME, PATIENT MONITORING | GE Medical Systems Information Tech Inc | B850 | 11056.48 | 2015-08-13 | 0
TX CHILDRENS | BE00061957 | SKA14233939GA | MAINFRAME, PATIENT MONITORING | GE Medical Systems Information Tech Inc | B850 | 11056.48 | 2015-08-06 | 0
TX CHILDRENS | BE00061956 | SKA14233938GA | MAINFRAME, PATIENT MONITORING | GE Medical Systems Information Tech Inc | B850 | 11056.48 | 2015-08-13 | 0
TX CHILDRENS | BE00061946 | SKA14233918GA | MAINFRAME, PATIENT MONITORING | GE Medical Systems Information Tech Inc | B850 | 11056.48 | 2015-08-13 | 0
TX CHILDRENS | BE00061941 | SKA14233913GA | MAINFRAME, PATIENT MONITORING | GE Medical Systems Information Tech Inc | B850 | 11056.48 | 2015-08-13 | 0
TX CHILDRENS | BE00061958 | SKA14233942GA | MAINFRAME, PATIENT MONITORING | GE Medical Systems Information Tech Inc | B850 | 11056.48 | 2015-07-29 | 0
TX CHILDRENS | BE00061945 | SKA14233917GA | MAINFRAME, PATIENT MONITORING | GE Medical Systems Information Tech Inc | B850 | 11056.48 | 2015-08-13 | 0
TX CHILDRENS | BE00061939 | SKA14233910GA | MAINFRAME, PATIENT MONITORING | GE Medical Systems Information Tech Inc | B850 | 11056.48 | 2015-08-13 | 0
TX CHILDRENS | BE00061953 | SKA14233934GA | MAINFRAME, PATIENT MONITORING | GE Medical Systems Information Tech Inc | B850 | 11056.48 | 2015-08-13 | 0
TX CHILDRENS | BE00061950 | SKA14233931GA | MAINFRAME, PATIENT MONITORING | GE Medical Systems Information Tech Inc | B850 | 11056.48 | 2015-08-13 | 0
TX CHILDRENS | BE00061949 | SKA14233925GA | MAINFRAME, PATIENT MONITORING | GE Medical Systems Information Tech Inc | B850 | 11056.48 | 2015-08-13 | 0
TX CHILDRENS | BE00061938 | SKA14233908GA | MAINFRAME, PATIENT MONITORING | GE Medical Systems Information Tech Inc | B850 | 11056.48 | 2015-08-13 | 0
TX CHILDRENS | BE00061947 | SKA14233919GA | MAINFRAME, PATIENT MONITORING | GE Medical Systems Information Tech Inc | B850 | 11056.48 | 2015-08-13 | 0
TX CHILDRENS | BE00061942 | SKA14233914GA | MAINFRAME, PATIENT MONITORING | GE Medical Systems Information Tech Inc | B850 | 11056.48 | 2015-08-13 | 0
TX CHILDRENS | BE00061952 | SKA14233933GA | MAINFRAME, PATIENT MONITORING | GE Medical Systems Information Tech Inc | B850 | 11056.48 | 2015-08-13 | 0
TX CHILDRENS | BE00061940 | SKA14233912GA | MAINFRAME, PATIENT MONITORING | GE Medical Systems Information Tech Inc | B850 | 11056.48 | 2015-08-13 | 0
TX CHILDRENS | BE00061955 | SKA14233937GA | MAINFRAME, PATIENT MONITORING | GE Medical Systems Information Tech Inc | B850 | 11056.48 | 2015-08-13 | 0
TX CHILDRENS | BE00061944 | SKA14233916GA | MAINFRAME, PATIENT MONITORING | GE Medical Systems Information Tech Inc | B850 | 11056.48 | 2015-08-13 | 0
TX CHILDRENS | BE00061951 | SKA14233932GA | MAINFRAME, PATIENT MONITORING | GE Medical Systems Information Tech Inc | B850 | 11056.48 | 2015-08-13 | 0
TX CHILDRENS | KN231909 | 308080041 | CENTRIFUGE | SORVALL (BIOMED PRODUCTS DEPT) | SORVALL T3 | 11044.46 | 2009-04-09 | 0
TX CHILDRENS | KN231908 | 308080046 | CENTRIFUGE | SORVALL (BIOMED PRODUCTS DEPT) | SORVALL T3 | 11044.46 | 2009-04-09 | 0
TX CHILDRENS | BE00122069 | 2127352 | INCUBATOR | HELMER LABS INC | PC2200i | 11023.3 | 2025-03-20 | 0
TX CHILDRENS | BE00038234 | SE411161395GA | MAINFRAME, PATIENT MONITORING | GE Medical Systems Information Tech Inc | SOLAR 8000i | 11012.35 | 2013-03-18 | 0
TX CHILDRENS | BE00038236 | SE411211920GA | MAINFRAME, PATIENT MONITORING | GE Medical Systems Information Tech Inc | SOLAR 8000i | 11012.35 | 2013-03-18 | 0
TX CHILDRENS | BE00038237 | SE411262285GA | MAINFRAME, PATIENT MONITORING | GE Medical Systems Information Tech Inc | SOLAR 8000i | 11012.35 | 2013-03-18 | 0
TX CHILDRENS | BE00038233 | SE411151112GA | MAINFRAME, PATIENT MONITORING | GE Medical Systems Information Tech Inc | SOLAR 8000i | 11012.35 | 2013-03-18 | 0
TX CHILDRENS | BE00038235 | SE411201865GA | MAINFRAME, PATIENT MONITORING | GE Medical Systems Information Tech Inc | SOLAR 8000i | 11012.35 | 2013-03-18 | 0
TX CHILDRENS | BE00038238 | SE411262288GA | MAINFRAME, PATIENT MONITORING | GE Medical Systems Information Tech Inc | SOLAR 8000i | 11012.35 | 2013-03-18 | 0
TX CHILDRENS | BE00087454 | SA317110372SA | LIM SUPERCARTRIDGE ECG BP TMP | GE Medical Systems Information Tech Inc | PDM | 11010.36 | 2018-05-01 | 0
TX CHILDRENS | BE00087457 | SA317110415SA | LIM SUPERCARTRIDGE ECG BP TMP | GE Medical Systems Information Tech Inc | PDM | 11010.36 | 2018-05-01 | 0
TX CHILDRENS | BE00087453 | SA317110363SA | LIM SUPERCARTRIDGE ECG BP TMP | GE Medical Systems Information Tech Inc | PDM | 11010.36 | 2018-05-01 | 0
TX CHILDRENS | BE00087456 | SA317110408SA | LIM SUPERCARTRIDGE ECG BP TMP | GE Medical Systems Information Tech Inc | PDM | 11010.36 | 2018-05-01 | 0
TX CHILDRENS | BE00087455 | SA317110400SA | LIM SUPERCARTRIDGE ECG BP TMP | GE Medical Systems Information Tech Inc | PDM | 11010.36 | 2018-05-01 | 0
TX CHILDRENS | BE00086741 | SA316450146SA | LIM SUPERCARTRIDGE ECG BP TMP | GE Medical Systems Information Tech Inc | PDM | 11008.63 | 2017-12-11 | 0
TX CHILDRENS | BE00086742 | SA316450165SA | LIM SUPERCARTRIDGE ECG BP TMP | GE Medical Systems Information Tech Inc | PDM | 11008.63 | 2017-12-11 | 0
TX CHILDRENS | BE00086739 | SA316450051SA | LIM SUPERCARTRIDGE ECG BP TMP | GE Medical Systems Information Tech Inc | PDM | 11008.63 | 2017-12-11 | 0
TX CHILDRENS | BE00086740 | SA316450113SA | LIM SUPERCARTRIDGE ECG BP TMP | GE Medical Systems Information Tech Inc | PDM | 11008.63 | 2017-12-11 | 0
TX CHILDRENS | BE00128649 | YM894915-P | SURGICAL CAMERA & ACCESSORIES | KARL STORZ ENDOSCOPY-AMERICA INC | TC 300US | 11000 | 2027-08-15 | 0
TX CHILDRENS | BE00088440 | TT21395 | INSUFFLATOR, LAPAROSCOPE | KARL STORZ ENDOSCOPY-AMERICA INC | 264320 20 | 11000 | 2018-03-13 | 0
TX CHILDRENS | BE00088438 | TT21440 | INSUFFLATOR, LAPAROSCOPE | KARL STORZ ENDOSCOPY-AMERICA INC | 264320 20 | 11000 | 2018-03-13 | 0
TX CHILDRENS | BE00119483 | FFK1345 | ELECTROSURG CUT & COAG DEVICE | SMITH & NEPHEW INC | COBLATOR II | 11000 | 2018-02-13 | 0
TX CHILDRENS | BE00061488 | 80834 | AUTOMATED MEDICATION DISPENSER | OMNICELL INC | OMNI RX | 11000 | 2014-11-11 | 0
TX CHILDRENS | BE00088437 | TT21398 | INSUFFLATOR, LAPAROSCOPE | KARL STORZ ENDOSCOPY-AMERICA INC | 264320 20 | 11000 | 2018-03-13 | 0
TX CHILDRENS | BE00088439 | TT21381 | INSUFFLATOR, LAPAROSCOPE | KARL STORZ ENDOSCOPY-AMERICA INC | 264320 20 | 11000 | 2018-03-13 | 0
TX CHILDRENS | KN201306 | 0413799003 | WARMER, BLANKET | AMSCO MEDICAL | QDJ04 | 11000 | 2001-12-04 | 0
TX CHILDRENS | BE00061484 | 97929 | AUTOMATED SUPPLY DISPENSER | OMNICELL INC | OMNISUPPLY | 11000 | 2014-11-11 | 0
TX CHILDRENS | BE00010382 | SD009409960GA | CARDIAC MONITOR W/ RATE ALARM | GE Medical Systems Information Tech Inc | DASH 4000 | 11000 | 2010-04-05 | 0
TX CHILDRENS | BE00088128 | CA0Q00055T | ELECTROSURG CUT & COAG DEVICE | ARTHROCARE CORP | COBLATOR II | 11000 | 2018-02-13 | 0
TX CHILDRENS | BE00061485 | 97927 | AUTOMATED SUPPLY DISPENSER | OMNICELL INC | OMNISUPPLY | 11000 | 2014-11-11 | 0
TX CHILDRENS | BE00082866 | VU200012 | INSUFFLATOR, LAPAROSCOPE | KARL STORZ ENDOSCOPY-AMERICA INC | 264320 20 | 11000 | 2017-04-20 | 0
TX CHILDRENS | BE00010768 | 308100224 | CENTRIFUGE, REFRIGERATED | THERMO FISHER SCIENTIFIC ASHEVILLE LLC | SORVALL RT3 | 10996.38 | 2010-03-29 | 0
TX CHILDRENS | BE00126402 | 222334 | DISPLAY, VIDEO | KARL STORZ ENDOSCOPY-AMERICA INC | HL5501SP | 10991.15 | 2024-10-24 | 0
TX CHILDRENS | BE00120767 | OM14665 | INSUFFLATOR, ENDOSCOPIC | KARL STORZ ENDOSCOPY-AMERICA INC | UI 500 | 10991.07 | 2025-08-07 | 0
TX CHILDRENS | BE00123125 | 520104-011 | CLEANER, ULTRASOUND PROBE | NANOSONICS INC | TROPHON 2 | 10987.5 | 2025-04-01 | 0
TX CHILDRENS | BE00121906 | 520104-018 | CLEANER, ULTRASOUND PROBE | NANOSONICS INC | TROPHON 2 | 10987.5 | 2025-04-01 | 0
TX CHILDRENS | BE00123126 | 520104-019 | CLEANER, ULTRASOUND PROBE | NANOSONICS INC | TROPHON 2 | 10987.5 | 2025-04-01 | 0
TX CHILDRENS | BE00100881 | ALF17G36 | CENTRIFUGE, REFRIGERATED | BECKMAN COULTER INC - SERVICE AGREEMENT | ALLEGRA X-14R | 10979.38 | 2018-08-10 | 0
TX CHILDRENS | BE00100882 | ALF17G37 | CENTRIFUGE, REFRIGERATED | BECKMAN COULTER INC - SERVICE AGREEMENT | ALLEGRA X-14R | 10979.38 | 2018-08-10 | 0
TX CHILDRENS | BE00036802 | 320980-2682 | INCUBATOR CO2 | THERMO FISHER SCIENTIFIC ASHEVILLE LLC | 3950 | 10975.52 | 2013-01-18 | 0
TX CHILDRENS | BE00123911 | SENB-2327 | N2O SEDATION SYSTEM | PARKER HANNIFIN CORP. / PORTER INST. | SENTRY-34 | 10963.2 | 2024-10-23 | 0
TX CHILDRENS | BE00126381 | GS0105391 | TYMPANOMETER | LUCAS GRASON STADLER (GSI) | TYMPSTAR PRO | 10945 | 2025-02-04 | 0
TX CHILDRENS | BE00122806 | GS0105258 | TYMPANOMETER | LUCAS GRASON STADLER (GSI) | TYMPSTAR PRO | 10945 | 2025-02-04 | 0
TX CHILDRENS | BE00117722 | TCX-20220414-66 | VIDEO SYSTEM CONTROLLER | KARL STORZ ENDOSCOPY-AMERICA INC | WUIS3330 | 10942.75 | 2022-08-08 | 0
TX CHILDRENS | BE00117695 | TCX-20220329-53 | VIDEO SYSTEM CONTROLLER | KARL STORZ ENDOSCOPY-AMERICA INC | WUIS3330 | 10942.75 | 2022-08-08 | 0
TX CHILDRENS | BE00117709 | TCX-20220413-68 | VIDEO SYSTEM CONTROLLER | KARL STORZ ENDOSCOPY-AMERICA INC | WUIS3330 | 10942.75 | 2022-08-08 | 0
TX CHILDRENS | BE00116508 | TCX-20220414-67 | VIDEO SYSTEM CONTROLLER | KARL STORZ ENDOSCOPY-AMERICA INC | WUIS3330 | 10942.75 | 2022-08-08 | 0
TX CHILDRENS | BE00117682 | TCX-20220413-64 | VIDEO SYSTEM CONTROLLER | KARL STORZ ENDOSCOPY-AMERICA INC | WUIS3330 | 10942.75 | 2022-08-08 | 0
TX CHILDRENS | BE00121031 | F3AB78652E | WATER PURIFIER | EMD MILLIPORE CORPORATION | MILLI-Q EQ 7000 | 10913.47 | 2024-09-12 | 0
TX CHILDRENS | BE00038539 | SHQ11372810SA | CARDIAC MONITOR W/ RATE ALARM | GE Medical Systems Information Tech Inc | DASH 4000 | 10907.54 | 2013-01-26 | 0
TX CHILDRENS | BE00038554 | SHQ11383075SA | CARDIAC MONITOR W/ RATE ALARM | GE Medical Systems Information Tech Inc | DASH 4000 | 10907.54 | 2013-01-26 | 0
TX CHILDRENS | BE00038538 | SHQ11372808SA | CARDIAC MONITOR W/ RATE ALARM | GE Medical Systems Information Tech Inc | DASH 4000 | 10907.54 | 2013-01-26 | 0
TX CHILDRENS | BE00038544 | SHQ11372826SA | CARDIAC MONITOR W/ RATE ALARM | GE Medical Systems Information Tech Inc | DASH 4000 | 10907.54 | 2013-01-26 | 0
TX CHILDRENS | BE00038547 | SHQ11383065SA | CARDIAC MONITOR W/ RATE ALARM | GE Medical Systems Information Tech Inc | DASH 4000 | 10907.54 | 2013-01-26 | 0
TX CHILDRENS | BE00038541 | SHQ11372822SA | CARDIAC MONITOR W/ RATE ALARM | GE Medical Systems Information Tech Inc | DASH 4000 | 10907.54 | 2013-01-26 | 0
TX CHILDRENS | BE00038550 | SHQ11383071SA | CARDIAC MONITOR W/ RATE ALARM | GE Medical Systems Information Tech Inc | DASH 4000 | 10907.54 | 2013-01-26 | 0
TX CHILDRENS | BE00038545 | SHQ11383061SA | CARDIAC MONITOR W/ RATE ALARM | GE Medical Systems Information Tech Inc | DASH 4000 | 10907.54 | 2013-01-26 | 0
TX CHILDRENS | BE00038537 | SHQ11372807SA | CARDIAC MONITOR W/ RATE ALARM | GE Medical Systems Information Tech Inc | DASH 4000 | 10907.54 | 2013-01-26 | 0
TX CHILDRENS | BE00038540 | SHQ11372813SA | CARDIAC MONITOR W/ RATE ALARM | GE Medical Systems Information Tech Inc | DASH 4000 | 10907.54 | 2013-01-26 | 0
TX CHILDRENS | BE00038542 | SHQ11372824SA | CARDIAC MONITOR W/ RATE ALARM | GE Medical Systems Information Tech Inc | DASH 4000 | 10907.54 | 2013-01-26 | 0
TX CHILDRENS | BE00038549 | SHQ11383070SA | CARDIAC MONITOR W/ RATE ALARM | GE Medical Systems Information Tech Inc | DASH 4000 | 10907.54 | 2013-01-26 | 0
TX CHILDRENS | BE00036345 | SHQ11383066SA | CARDIAC MONITOR W/ RATE ALARM | GE Medical Systems Information Tech Inc | DASH 4000 | 10907.54 | 2013-01-26 | 0
TX CHILDRENS | BE00036346 | SHQ11372821SA | CARDIAC MONITOR W/ RATE ALARM | GE Medical Systems Information Tech Inc | DASH 4000 | 10907.54 | 2013-01-26 | 0
TX CHILDRENS | BE00038546 | SHQ11383064SA | CARDIAC MONITOR W/ RATE ALARM | GE Medical Systems Information Tech Inc | DASH 4000 | 10907.54 | 2013-01-26 | 0
TX CHILDRENS | BE00056679 | SHQ11372814SA | CARDIAC MONITOR W/ RATE ALARM | GE Medical Systems Information Tech Inc | DASH 4000 | 10907.54 | 2014-11-11 | 0
TX CHILDRENS | BE00038552 | SHQ11383073SA | CARDIAC MONITOR W/ RATE ALARM | GE Medical Systems Information Tech Inc | DASH 4000 | 10907.54 | 2013-01-26 | 0
TX CHILDRENS | BE00038553 | SHQ11383074SA | CARDIAC MONITOR W/ RATE ALARM | GE Medical Systems Information Tech Inc | DASH 4000 | 10907.54 | 2013-01-26 | 0
TX CHILDRENS | BE00038548 | SHQ11383068SA | CARDIAC MONITOR W/ RATE ALARM | GE Medical Systems Information Tech Inc | DASH 4000 | 10907.54 | 2013-01-26 | 0
TX CHILDRENS | BE00036347 | SHQ11383069SA | CARDIAC MONITOR W/ RATE ALARM | GE Medical Systems Information Tech Inc | DASH 4000 | 10907.54 | 2013-01-26 | 0
TX CHILDRENS | BE00065763 | R692 | SPECTROPHOTOMETER | THERMO FISHER SCIENTIFIC ASHEVILLE LLC | NANODROP 2000 | 10890 | 2016-10-12 | 0
TX CHILDRENS | BE00064104 | 5A44875 | MICROSCOPE | OLYMPUS AMERICA INC | BX43F | 10881.65 | 2016-06-10 | 0
TX CHILDRENS | BE00130093 | XL919236-P | SURGICAL CAMERA & ACCESSORIES | KARL STORZ ENDOSCOPY-AMERICA INC | TC 304 | 10844.27 | 2026-06-16 | 0
TX CHILDRENS | BE00128079 | ZL920147-P | SURGICAL CAMERA & ACCESSORIES | KARL STORZ ENDOSCOPY-AMERICA INC | TC 304 | 10844.27 | 2026-04-30 | 0
TX CHILDRENS | BE00130095 | XL919262-P | SURGICAL CAMERA & ACCESSORIES | KARL STORZ ENDOSCOPY-AMERICA INC | TC 304 | 10844.27 | 2026-06-16 | 0
TX CHILDRENS | BE00129733 | XL919446-P | SURGICAL CAMERA & ACCESSORIES | KARL STORZ ENDOSCOPY-AMERICA INC | TC 304 | 10844.27 | 2026-06-16 | 0
TX CHILDRENS | BE00129611 | XL919339-P | SURGICAL CAMERA & ACCESSORIES | KARL STORZ ENDOSCOPY-AMERICA INC | TC 304 | 10844.27 | 2026-06-16 | 0
TX CHILDRENS | BE00129730 | XL919348-P | SURGICAL CAMERA & ACCESSORIES | KARL STORZ ENDOSCOPY-AMERICA INC | TC 304 | 10844.27 | 2026-06-16 | 0
TX CHILDRENS | BE00129731 | XL918734-P | SURGICAL CAMERA & ACCESSORIES | KARL STORZ ENDOSCOPY-AMERICA INC | TC 304 | 10844.27 | 2026-06-16 | 0
TX CHILDRENS | BE00129569 | WL917171-P | SURGICAL CAMERA & ACCESSORIES | KARL STORZ ENDOSCOPY-AMERICA INC | TC 304 | 10844.27 | 2026-06-16 | 0
TX CHILDRENS | BE00129570 | XL919349-P | SURGICAL CAMERA & ACCESSORIES | KARL STORZ ENDOSCOPY-AMERICA INC | TC 304 | 10844.27 | 2026-06-16 | 0
TX CHILDRENS | BE00128098 | WO855689-P | SURGICAL CAMERA & ACCESSORIES | KARL STORZ ENDOSCOPY-AMERICA INC | TC 304 | 10844.27 | 2026-04-30 | 0
TX CHILDRENS | BE00129993 | XL919338-P | SURGICAL CAMERA & ACCESSORIES | KARL STORZ ENDOSCOPY-AMERICA INC | TC 304 | 10844.27 | 2026-06-16 | 0
TX CHILDRENS | BE00129722 | XL919344-P | SURGICAL CAMERA & ACCESSORIES | KARL STORZ ENDOSCOPY-AMERICA INC | TC 304 | 10844.27 | 2026-06-16 | 0
TX CHILDRENS | BE00129610 | XL919330-P | SURGICAL CAMERA & ACCESSORIES | KARL STORZ ENDOSCOPY-AMERICA INC | TC 304 | 10844.27 | 2026-06-16 | 0
TX CHILDRENS | BE00129995 | XL919346-P | SURGICAL CAMERA & ACCESSORIES | KARL STORZ ENDOSCOPY-AMERICA INC | TC 304 | 10844.27 | 2026-06-16 | 0
TX CHILDRENS | BE00129618 | XL919327-P | SURGICAL CAMERA & ACCESSORIES | KARL STORZ ENDOSCOPY-AMERICA INC | TC 304 | 10844.27 | 2026-06-16 | 0
TX CHILDRENS | BE00130042 | XL919261-P | SURGICAL CAMERA & ACCESSORIES | KARL STORZ ENDOSCOPY-AMERICA INC | TC 304 | 10844.27 | 2026-06-16 | 0
TX CHILDRENS | BE00129382 | XL919231-P | SURGICAL CAMERA & ACCESSORIES | KARL STORZ ENDOSCOPY-AMERICA INC | TC 304 | 10844.27 | 2026-06-16 | 0
TX CHILDRENS | BE00130041 | XL919347-P | SURGICAL CAMERA & ACCESSORIES | KARL STORZ ENDOSCOPY-AMERICA INC | TC 304 | 10844.27 | 2026-06-16 | 0
TX CHILDRENS | BE00129684 | XL919343-P | SURGICAL CAMERA & ACCESSORIES | KARL STORZ ENDOSCOPY-AMERICA INC | TC 304 | 10844.27 | 2026-06-16 | 0
TX CHILDRENS | BE00129732 | XL918721-P | SURGICAL CAMERA & ACCESSORIES | KARL STORZ ENDOSCOPY-AMERICA INC | TC 304 | 10844.27 | 2026-06-16 | 0
TX CHILDRENS | BE00129596 | XL919342-P | SURGICAL CAMERA & ACCESSORIES | KARL STORZ ENDOSCOPY-AMERICA INC | TC 304 | 10844.27 | 2026-06-16 | 0
TX CHILDRENS | BE00129739 | XL919328-P | SURGICAL CAMERA & ACCESSORIES | KARL STORZ ENDOSCOPY-AMERICA INC | TC 304 | 10844.27 | 2026-06-16 | 0
TX CHILDRENS | BE00129619 | XL919266-P | SURGICAL CAMERA & ACCESSORIES | KARL STORZ ENDOSCOPY-AMERICA INC | TC 304 | 10844.27 | 2026-06-16 | 0
TX CHILDRENS | BE00129617 | XL919233-P | SURGICAL CAMERA & ACCESSORIES | KARL STORZ ENDOSCOPY-AMERICA INC | TC 304 | 10844.27 | 2026-06-16 | 0
TX CHILDRENS | BE00129734 | XL918731-P | SURGICAL CAMERA & ACCESSORIES | KARL STORZ ENDOSCOPY-AMERICA INC | TC 304 | 10844.27 | 2026-06-16 | 0
TX CHILDRENS | BE00129595 | XL919329-P | SURGICAL CAMERA & ACCESSORIES | KARL STORZ ENDOSCOPY-AMERICA INC | TC 304 | 10844.27 | 2026-06-16 | 0
TX CHILDRENS | BE00129690 | XL919260-P | SURGICAL CAMERA & ACCESSORIES | KARL STORZ ENDOSCOPY-AMERICA INC | TC 304 | 10844.27 | 2026-06-16 | 0
TX CHILDRENS | BE00128092 | ZL920161-P | SURGICAL CAMERA & ACCESSORIES | KARL STORZ ENDOSCOPY-AMERICA INC | TC 304 | 10844.27 | 2026-04-30 | 0
TX CHILDRENS | BE00129723 | XL919237-P | SURGICAL CAMERA & ACCESSORIES | KARL STORZ ENDOSCOPY-AMERICA INC | TC 304 | 10844.27 | 2026-06-16 | 0
TX CHILDRENS | BE00130096 | XL919235-P | SURGICAL CAMERA & ACCESSORIES | KARL STORZ ENDOSCOPY-AMERICA INC | TC 304 | 10844.27 | 2026-06-16 | 0
TX CHILDRENS | BE00129381 | WL917181-P | SURGICAL CAMERA & ACCESSORIES | KARL STORZ ENDOSCOPY-AMERICA INC | TC 304 | 10844.27 | 2026-06-16 | 0
TX CHILDRENS | BE00130094 | XL919239-P | SURGICAL CAMERA & ACCESSORIES | KARL STORZ ENDOSCOPY-AMERICA INC | TC 304 | 10844.27 | 2026-06-16 | 0
TX CHILDRENS | BE00129724 | XL919265-P | SURGICAL CAMERA & ACCESSORIES | KARL STORZ ENDOSCOPY-AMERICA INC | TC 304 | 10844.27 | 2026-06-16 | 0
TX CHILDRENS | BE00129994 | XL919322-P | SURGICAL CAMERA & ACCESSORIES | KARL STORZ ENDOSCOPY-AMERICA INC | TC 304 | 10844.27 | 2026-06-16 | 0
TX CHILDRENS | BE00129375 | XL919255-P | SURGICAL CAMERA & ACCESSORIES | KARL STORZ ENDOSCOPY-AMERICA INC | TC 304 | 10844.27 | 2026-06-16 | 0
TX CHILDRENS | BE00129996 | XL919259-P | SURGICAL CAMERA & ACCESSORIES | KARL STORZ ENDOSCOPY-AMERICA INC | TC 304 | 10844.27 | 2026-06-16 | 0
TX CHILDRENS | BE00129689 | XL919232-P | SURGICAL CAMERA & ACCESSORIES | KARL STORZ ENDOSCOPY-AMERICA INC | TC 304 US | 10844.27 | 2025-05-27 | 0
TX CHILDRENS | BE00129683 | XL919234-P | SURGICAL CAMERA & ACCESSORIES | KARL STORZ ENDOSCOPY-AMERICA INC | TC 304 | 10844.27 | 2026-06-16 | 0
TX CHILDRENS | BE00128103 | XO855730-P | SURGICAL CAMERA & ACCESSORIES | KARL STORZ ENDOSCOPY-AMERICA INC | TC 304 | 10844.27 | 2026-04-30 | 0
TX CHILDRENS | BE00035032 | SE412144717GA | MAINFRAME, PATIENT MONITORING | GE Medical Systems Information Tech Inc | SOLAR 8000i | 10841.25 | 2013-05-03 | 0
TX CHILDRENS | BE00035033 | SE412144770GA | MAINFRAME, PATIENT MONITORING | GE Medical Systems Information Tech Inc | SOLAR 8000i | 10841.25 | 2013-05-03 | 0
TX CHILDRENS | BE00035031 | SE412144708GA | MAINFRAME, PATIENT MONITORING | GE Medical Systems Information Tech Inc | SOLAR 8000i | 10841.25 | 2013-05-03 | 0
TX CHILDRENS | BE00012808 | 8623 | SPECTROPHOTOMETER | THERMO FISHER SCIENTIFIC ASHEVILLE LLC | NANODROP 2000C | 10839.51 | 2012-03-24 | 0
TX CHILDRENS | BE00113089 | XT720S-0445 | MICROSCOPE ACCESSORIES | LUMEN DYNAMICS GROUP | XT720S | 10811.45 | 2020-04-07 | 0
TX CHILDRENS | BE00113484 | S20010182 | MICROTOME | MICROM (GMI INC.) | HM325 | 10810.67 | 2021-03-25 | 0
TX CHILDRENS | BE00114233 | C-I-T-1466 | PHYSICAL THERAPY EQUIPMENT | ENCORE MEDICAL | 8080 | 10807.05 | 2021-11-05 | 0
TX CHILDRENS | BE00060861 | 41559360 | INCUBATOR CO2 | THERMO FISHER SCIENTIFIC ASHEVILLE LLC | HERACELL 150i | 10804 | 2015-04-21 | 0
TX CHILDRENS | BE00060862 | 41559359 | INCUBATOR CO2 | THERMO FISHER SCIENTIFIC ASHEVILLE LLC | HERACELL 150i | 10804 | 2015-04-21 | 0
TX CHILDRENS | BE00010350 | H2810091181 | MICROWAVE PROCESSOR | ENERGY BEAM SCIENCES (EBS) | H2850 | 10800 | 2010-12-09 | 0
TX CHILDRENS | BE00038136 | SE411322793GA | MAINFRAME, PATIENT MONITORING | GE Medical Systems Information Tech Inc | SOLAR 8000i | 10799.95 | 2013-01-26 | 0
TX CHILDRENS | BE00038117 | SE411312681GA | MAINFRAME, PATIENT MONITORING | GE Medical Systems Information Tech Inc | SOLAR 8000i | 10799.95 | 2013-01-26 | 0
TX CHILDRENS | BE00038140 | SE411322811GA | MAINFRAME, PATIENT MONITORING | GE Medical Systems Information Tech Inc | SOLAR 8000i | 10799.95 | 2013-01-26 | 0
TX CHILDRENS | BE00038106 | SE411302630GA | MAINFRAME, PATIENT MONITORING | GE Medical Systems Information Tech Inc | SOLAR 8000i | 10799.95 | 2013-01-26 | 0
TX CHILDRENS | BE00038114 | SE411312674GA | MAINFRAME, PATIENT MONITORING | GE Medical Systems Information Tech Inc | SOLAR 8000i | 10799.95 | 2013-01-26 | 0
TX CHILDRENS | BE00038130 | SE411322780GA | MAINFRAME, PATIENT MONITORING | GE Medical Systems Information Tech Inc | SOLAR 8000i | 10799.95 | 2013-01-26 | 0
TX CHILDRENS | BE00038126 | SE411322775GA | MAINFRAME, PATIENT MONITORING | GE Medical Systems Information Tech Inc | SOLAR 8000i | 10799.95 | 2013-01-26 | 0
TX CHILDRENS | BE00038112 | SE411312667GA | MAINFRAME, PATIENT MONITORING | GE Medical Systems Information Tech Inc | SOLAR 8000i | 10799.95 | 2013-01-26 | 0
TX CHILDRENS | BE00038139 | SE411322803GA | MAINFRAME, PATIENT MONITORING | GE Medical Systems Information Tech Inc | SOLAR 8000i | 10799.95 | 2013-01-26 | 0
TX CHILDRENS | BE00038103 | SE411302580GA | MAINFRAME, PATIENT MONITORING | GE Medical Systems Information Tech Inc | SOLAR 8000i | 10799.95 | 2013-01-26 | 0
TX CHILDRENS | BE00038107 | SE411312648GA | MAINFRAME, PATIENT MONITORING | GE Medical Systems Information Tech Inc | SOLAR 8000i | 10799.95 | 2013-01-26 | 0
TX CHILDRENS | BE00038110 | SE411312664GA | MAINFRAME, PATIENT MONITORING | GE Medical Systems Information Tech Inc | SOLAR 8000i | 10799.95 | 2013-01-26 | 0
TX CHILDRENS | BE00038111 | SE411312665GA | MAINFRAME, PATIENT MONITORING | GE Medical Systems Information Tech Inc | SOLAR 8000i | 10799.95 | 2013-01-26 | 0
TX CHILDRENS | BE00038129 | SE411322779GA | MAINFRAME, PATIENT MONITORING | GE Medical Systems Information Tech Inc | SOLAR 8000i | 10799.95 | 2013-01-26 | 0
TX CHILDRENS | BE00038132 | SE411322782GA | MAINFRAME, PATIENT MONITORING | GE Medical Systems Information Tech Inc | SOLAR 8000i | 10799.95 | 2013-01-26 | 0
TX CHILDRENS | BE00038115 | SE411312678GA | MAINFRAME, PATIENT MONITORING | GE Medical Systems Information Tech Inc | SOLAR 8000i | 10799.95 | 2013-01-26 | 0
TX CHILDRENS | BE00038134 | SE411322787GA | MAINFRAME, PATIENT MONITORING | GE Medical Systems Information Tech Inc | SOLAR 8000i | 10799.95 | 2013-01-26 | 0
TX CHILDRENS | BE00038128 | SE411322778GA | MAINFRAME, PATIENT MONITORING | GE Medical Systems Information Tech Inc | SOLAR 8000i | 10799.95 | 2013-01-26 | 0
TX CHILDRENS | BE00038124 | SE411312737GA | MAINFRAME, PATIENT MONITORING | GE Medical Systems Information Tech Inc | SOLAR 8000i | 10799.95 | 2013-01-26 | 0
TX CHILDRENS | BE00038121 | SE411312725GA | MAINFRAME, PATIENT MONITORING | GE Medical Systems Information Tech Inc | SOLAR 8000i | 10799.95 | 2013-01-26 | 0
TX CHILDRENS | BE00038104 | SE411302584GA | MAINFRAME, PATIENT MONITORING | GE Medical Systems Information Tech Inc | SOLAR 8000i | 10799.95 | 2013-01-26 | 0
TX CHILDRENS | BE00038101 | SE411322809GA | MAINFRAME, PATIENT MONITORING | GE Medical Systems Information Tech Inc | SOLAR 8000i | 10799.95 | 2013-01-26 | 0
TX CHILDRENS | BE00038138 | SE411322800GA | MAINFRAME, PATIENT MONITORING | GE Medical Systems Information Tech Inc | SOLAR 8000i | 10799.95 | 2013-01-26 | 0
TX CHILDRENS | BE00038137 | SE411322797GA | MAINFRAME, PATIENT MONITORING | GE Medical Systems Information Tech Inc | SOLAR 8000i | 10799.95 | 2013-01-26 | 0
TX CHILDRENS | BE00038119 | SE411312711GA | MAINFRAME, PATIENT MONITORING | GE Medical Systems Information Tech Inc | SOLAR 8000i | 10799.95 | 2013-01-26 | 0
TX CHILDRENS | BE00038131 | SE411322781GA | MAINFRAME, PATIENT MONITORING | GE Medical Systems Information Tech Inc | SOLAR 8000i | 10799.95 | 2013-01-26 | 0
TX CHILDRENS | BE00038133 | SE411322783GA | MAINFRAME, PATIENT MONITORING | GE Medical Systems Information Tech Inc | SOLAR 8000i | 10799.95 | 2013-01-26 | 0
TX CHILDRENS | BE00038108 | SE411312649GA | MAINFRAME, PATIENT MONITORING | GE Medical Systems Information Tech Inc | SOLAR 8000i | 10799.95 | 2013-01-26 | 0
TX CHILDRENS | BE00038105 | SE411302587GA | MAINFRAME, PATIENT MONITORING | GE Medical Systems Information Tech Inc | SOLAR 8000i | 10799.95 | 2013-01-26 | 0
TX CHILDRENS | BE00038123 | SE411312736GA | MAINFRAME, PATIENT MONITORING | GE Medical Systems Information Tech Inc | SOLAR 8000i | 10799.95 | 2013-01-26 | 0
TX CHILDRENS | BE00038142 | SE411322813GA | MAINFRAME, PATIENT MONITORING | GE Medical Systems Information Tech Inc | SOLAR 8000i | 10799.95 | 2013-01-26 | 0
TX CHILDRENS | BE00038109 | SE411312660GA | MAINFRAME, PATIENT MONITORING | GE Medical Systems Information Tech Inc | SOLAR 8000i | 10799.95 | 2013-01-26 | 0
TX CHILDRENS | BE00038113 | SE411312672GA | MAINFRAME, PATIENT MONITORING | GE Medical Systems Information Tech Inc | SOLAR 8000i | 10799.95 | 2013-01-26 | 0
TX CHILDRENS | BE00038141 | SE411322812GA | MAINFRAME, PATIENT MONITORING | GE Medical Systems Information Tech Inc | SOLAR 8000i | 10799.95 | 2013-01-26 | 0
TX CHILDRENS | BE00038120 | SE411312720GA | MAINFRAME, PATIENT MONITORING | GE Medical Systems Information Tech Inc | SOLAR 8000i | 10799.95 | 2013-01-26 | 0
TX CHILDRENS | BE00038102 | SE411130929GA | MAINFRAME, PATIENT MONITORING | GE Medical Systems Information Tech Inc | SOLAR 8000i | 10799.95 | 2013-01-26 | 0
TX CHILDRENS | BE00038122 | SE411312727GA | MAINFRAME, PATIENT MONITORING | GE Medical Systems Information Tech Inc | SOLAR 8000i | 10799.95 | 2013-01-26 | 0
TX CHILDRENS | BE00038143 | SE411322818GA | MAINFRAME, PATIENT MONITORING | GE Medical Systems Information Tech Inc | SOLAR 8000i | 10799.95 | 2013-01-26 | 0
TX CHILDRENS | BE00038125 | SE411312761GA | MAINFRAME, PATIENT MONITORING | GE Medical Systems Information Tech Inc | SOLAR 8000i | 10799.95 | 2013-01-26 | 0
TX CHILDRENS | BE00038127 | SE411322777GA | MAINFRAME, PATIENT MONITORING | GE Medical Systems Information Tech Inc | SOLAR 8000i | 10799.95 | 2013-01-26 | 0
TX CHILDRENS | BE00038118 | SE411312703GA | MAINFRAME, PATIENT MONITORING | GE Medical Systems Information Tech Inc | SOLAR 8000i | 10799.95 | 2013-01-26 | 0
TX CHILDRENS | BE00038135 | SE411322791GA | MAINFRAME, PATIENT MONITORING | GE Medical Systems Information Tech Inc | SOLAR 8000i | 10799.95 | 2013-01-26 | 0
TX CHILDRENS | BE00038116 | SE411312680GA | MAINFRAME, PATIENT MONITORING | GE Medical Systems Information Tech Inc | SOLAR 8000i | 10799.95 | 2013-01-26 | 0
TX CHILDRENS | KN229789 | 1641 | OXYGEN CONSUMPTION MONITOR | INTEGRA LIFESCIENCES CORP | AC31 | 10791 | 2008-01-29 | 0
TX CHILDRENS | BE00124038 | 59890025 | TEST EQUIPMENT,NON-PATIENT | Fluke Electronics Corporation | INCU II | 10790 | 2024-10-11 | 0
TX CHILDRENS | BE00130467 | SV925070465SA | PDM w/ DISPLAY | GE Medical Systems Information Tech Inc | CARESCAPE ONE | 10779.74 | 2026-04-14 | 0
TX CHILDRENS | BE00130468 | SV925070490SA | PDM w/ DISPLAY | GE Medical Systems Information Tech Inc | CARESCAPE ONE | 10779.74 | 2026-04-14 | 0
TX CHILDRENS | KN189039 | 31462002 | ARGON BEAM COAGULATOR ESU | BIRTCHER | 6400 | 10759 | 1992-09-20 | 0
TX CHILDRENS | KN186183 | 31491045 | ARGON BEAM COAGULATOR ESU | BIRTCHER | 6400 | 10759 | 1992-11-12 | 0
TX CHILDRENS | BE00014812 | 41218680 | INCUBATOR CO2 | THERMO FISHER SCIENTIFIC ASHEVILLE LLC | HERACELL 240i | 10753.67 | 2012-07-13 | 0
TX CHILDRENS | BE00034090 | 41215020 | INCUBATOR CO2 | THERMO FISHER SCIENTIFIC ASHEVILLE LLC | HERACELL 240i | 10753.67 | 2012-07-13 | 0
TX CHILDRENS | BE00034091 | 41218681 | INCUBATOR CO2 | THERMO FISHER SCIENTIFIC ASHEVILLE LLC | HERACELL 240i | 10753.67 | 2012-07-13 | 0
TX CHILDRENS | BE00014811 | 41215021 | INCUBATOR CO2 | THERMO FISHER SCIENTIFIC ASHEVILLE LLC | HERACELL 240i | 10753.67 | 2012-07-13 | 0
TX CHILDRENS | BE00088913 | SNE16280033HA | CARDIAC MONITOR W/ RATE ALARM | GE Medical Systems Information Tech Inc | B450 | 10751.36 | 2017-10-03 | 0
TX CHILDRENS | BE00088912 | SNE16280032HA | CARDIAC MONITOR W/ RATE ALARM | GE Medical Systems Information Tech Inc | B450 | 10751.36 | 2017-10-03 | 0
TX CHILDRENS | BE00141567 | F5AB36302Q | WATER PURIFIER | EMD MILLIPORE CORPORATION | MILLI-Q EQ 7000 | 10736.99 | 2026-07-27 | 0
TX CHILDRENS | BE00141568 | F5AB36302S | WATER PURIFIER | EMD MILLIPORE CORPORATION | MILLI-Q EQ 7000 | 10736.99 | 2026-07-27 | 0
TX CHILDRENS | BE00141566 | F5AB36302N | WATER PURIFIER | EMD MILLIPORE CORPORATION | MILLI-Q EQ 7000 | 10736.99 | 2026-07-27 | 0
TX CHILDRENS | BE00100093 | US51902769 | DISPLAY, SLAVE PHYSIOLOGICAL | Philips North America LLC | IP5 | 10725 | 2018-04-11 | 0
TX CHILDRENS | BE00100092 | US51902768 | DISPLAY, SLAVE PHYSIOLOGICAL | Philips North America LLC | IP5 | 10725 | 2018-04-11 | 0
TX CHILDRENS | BE00106227 | US51903403 | DISPLAY, SLAVE PHYSIOLOGICAL | Philips North America LLC | IP5 | 10725 | 2019-06-07 | 0
TX CHILDRENS | BE00106224 | US51903402 | DISPLAY, SLAVE PHYSIOLOGICAL | Philips North America LLC | IP5 | 10725 | 2019-06-07 | 0
TX CHILDRENS | BE00128053 | 24101534 | TABLE, TILTING, EPS | BIODEX MEDICAL SYSTEMS INC | 058-700 | 10720 | 2025-11-06 | 0
TX CHILDRENS | BE00086737 | SNE16420104HA | CARDIAC MONITOR W/ RATE ALARM | GE Medical Systems Information Tech Inc | B450 | 10707 | 2017-12-11 | 0
TX CHILDRENS | BE00086736 | SNE16420103HA | CARDIAC MONITOR W/ RATE ALARM | GE Medical Systems Information Tech Inc | B450 | 10707 | 2017-12-11 | 0
TX CHILDRENS | BE00086738 | SNE16420105HA | CARDIAC MONITOR W/ RATE ALARM | GE Medical Systems Information Tech Inc | B450 | 10707 | 2017-12-11 | 0
TX CHILDRENS | BE00086735 | SNE16420102HA | CARDIAC MONITOR W/ RATE ALARM | GE Medical Systems Information Tech Inc | B450 | 10707 | 2017-12-11 | 0
TX CHILDRENS | BE00109150 | 0057 | SURGICAL VIDEO HEAD-CAM CONTRL | BFW INC. | BFW 8010 | 10700 | 2019-06-11 | 0
TX CHILDRENS | BE00108219 | 0027 | SURGICAL VIDEO HEAD-CAM CONTRL | BFW INC. | BFW 8010 | 10700 | 2019-08-27 | 0
TX CHILDRENS | BE00108220 | 0617 | LIGHT SOURCE | BFW INC. | BFW 1600 | 10700 | 2019-08-27 | 0
TX CHILDRENS | BE00109151 | 0711 | LIGHT SOURCE | BFW INC. | BFW 1600 | 10700 | 2019-06-11 | 0
TX CHILDRENS | BE00108222 | 0618 | LIGHT SOURCE | BFW INC. | BFW 1600 | 10700 | 2019-08-27 | 0
TX CHILDRENS | BE00108221 | 0028 | SURGICAL VIDEO HEAD-CAM CONTRL | BFW INC. | BFW 8010 | 10700 | 2019-08-27 | 0
TX CHILDRENS | BE00106578 | SK417381177HA | MAINFRAME, PATIENT MONITORING | GE Medical Systems Information Tech Inc | B650 | 10695.48 | 2019-03-07 | 0
TX CHILDRENS | BE00106580 | SK417381179HA | MAINFRAME, PATIENT MONITORING | GE Medical Systems Information Tech Inc | B650 | 10695.48 | 2019-03-07 | 0
TX CHILDRENS | BE00106579 | SK417381178HA | MAINFRAME, PATIENT MONITORING | GE Medical Systems Information Tech Inc | B650 | 10695.48 | 2019-03-07 | 0
TX CHILDRENS | BE00106566 | SK417381162HA | MAINFRAME, PATIENT MONITORING | GE Medical Systems Information Tech Inc | B650 | 10695.48 | 2019-03-07 | 0
TX CHILDRENS | BE00106586 | SK417381186HA | MAINFRAME, PATIENT MONITORING | GE Medical Systems Information Tech Inc | B650 | 10695.48 | 2019-03-07 | 0
TX CHILDRENS | BE00106572 | SK417381169HA | MAINFRAME, PATIENT MONITORING | GE Medical Systems Information Tech Inc | B650 | 10695.48 | 2019-03-07 | 0
TX CHILDRENS | BE00106560 | SK417351015HA | MAINFRAME, PATIENT MONITORING | GE Medical Systems Information Tech Inc | B650 | 10695.48 | 2019-03-07 | 0
TX CHILDRENS | BE00106558 | SK417341161HA | MAINFRAME, PATIENT MONITORING | GE Medical Systems Information Tech Inc | B650 | 10695.48 | 2019-03-07 | 0
TX CHILDRENS | BE00106559 | SK417351014HA | MAINFRAME, PATIENT MONITORING | GE Medical Systems Information Tech Inc | B650 | 10695.48 | 2019-03-07 | 0
TX CHILDRENS | BE00106570 | SK417381167HA | MAINFRAME, PATIENT MONITORING | GE Medical Systems Information Tech Inc | B650 | 10695.48 | 2019-03-07 | 0
TX CHILDRENS | BE00106583 | SK417381183HA | MAINFRAME, PATIENT MONITORING | GE Medical Systems Information Tech Inc | B650 | 10695.48 | 2019-03-07 | 0
TX CHILDRENS | BE00106574 | SK417381172HA | MAINFRAME, PATIENT MONITORING | GE Medical Systems Information Tech Inc | B650 | 10695.48 | 2019-03-07 | 0
TX CHILDRENS | BE00106581 | SK417381180HA | MAINFRAME, PATIENT MONITORING | GE Medical Systems Information Tech Inc | B650 | 10695.48 | 2019-03-07 | 0
TX CHILDRENS | BE00106568 | SK417381165HA | MAINFRAME, PATIENT MONITORING | GE Medical Systems Information Tech Inc | B650 | 10695.48 | 2019-03-07 | 0
TX CHILDRENS | BE00106557 | SK417301125HA | MAINFRAME, PATIENT MONITORING | GE Medical Systems Information Tech Inc | B650 | 10695.48 | 2019-03-07 | 0
TX CHILDRENS | BE00106577 | SK417381176HA | MAINFRAME, PATIENT MONITORING | GE Medical Systems Information Tech Inc | B650 | 10695.48 | 2019-03-07 | 0
TX CHILDRENS | BE00106582 | SK417381182HA | MAINFRAME, PATIENT MONITORING | GE Medical Systems Information Tech Inc | B650 | 10695.48 | 2019-03-07 | 0
TX CHILDRENS | BE00106584 | SK417381184HA | MAINFRAME, PATIENT MONITORING | GE Medical Systems Information Tech Inc | B650 | 10695.48 | 2019-03-07 | 0
TX CHILDRENS | BE00106569 | SK417381166HA | MAINFRAME, PATIENT MONITORING | GE Medical Systems Information Tech Inc | B650 | 10695.48 | 2019-03-07 | 0
TX CHILDRENS | BE00106573 | SK417381171HA | MAINFRAME, PATIENT MONITORING | GE Medical Systems Information Tech Inc | B650 | 10695.48 | 2019-03-07 | 0
TX CHILDRENS | BE00106564 | SK417381159HA | MAINFRAME, PATIENT MONITORING | GE Medical Systems Information Tech Inc | B650 | 10695.48 | 2019-03-07 | 0
TX CHILDRENS | BE00106561 | SK417361002HA | MAINFRAME, PATIENT MONITORING | GE Medical Systems Information Tech Inc | B650 | 10695.48 | 2019-03-07 | 0
TX CHILDRENS | BE00106576 | SK417381175HA | MAINFRAME, PATIENT MONITORING | GE Medical Systems Information Tech Inc | B650 | 10695.48 | 2019-03-07 | 0
TX CHILDRENS | BE00106567 | SK417381164HA | MAINFRAME, PATIENT MONITORING | GE Medical Systems Information Tech Inc | B650 | 10695.48 | 2019-03-07 | 0
TX CHILDRENS | BE00106562 | SK417361059HA | MAINFRAME, PATIENT MONITORING | GE Medical Systems Information Tech Inc | B650 | 10695.48 | 2019-03-07 | 0
TX CHILDRENS | BE00106565 | SK417381160HA | MAINFRAME, PATIENT MONITORING | GE Medical Systems Information Tech Inc | B650 | 10695.48 | 2019-03-07 | 0
TX CHILDRENS | BE00106575 | SK417381173HA | MAINFRAME, PATIENT MONITORING | GE Medical Systems Information Tech Inc | B650 | 10695.48 | 2019-03-07 | 0
TX CHILDRENS | BE00106587 | SK417381187HA | MAINFRAME, PATIENT MONITORING | GE Medical Systems Information Tech Inc | B650 | 10695.48 | 2019-03-07 | 0
TX CHILDRENS | BE00106585 | SK417381185HA | MAINFRAME, PATIENT MONITORING | GE Medical Systems Information Tech Inc | B650 | 10695.48 | 2019-03-07 | 0
TX CHILDRENS | BE00106571 | SK417381168HA | MAINFRAME, PATIENT MONITORING | GE Medical Systems Information Tech Inc | B650 | 10695.48 | 2019-03-07 | 0
TX CHILDRENS | BE00106563 | SK417381158HA | MAINFRAME, PATIENT MONITORING | GE Medical Systems Information Tech Inc | B650 | 10695.48 | 2019-03-07 | 0
TX CHILDRENS | BE00106588 | SK417381191HA | MAINFRAME, PATIENT MONITORING | GE Medical Systems Information Tech Inc | B650 | 10695.48 | 2019-03-07 | 0
TX CHILDRENS | KN196194 | 11174 | MICROSCOPE | OLYMPUS AMERICA INC | OMS-75 | 10691.78 | 1997-12-11 | 0
TX CHILDRENS | BE00014279 | 805S0212433 | DNA THERMAL CYCLER | APPLIED BIOSYSTEMS | 9700 | 10683.9 | 2012-03-02 | 0
TX CHILDRENS | BE00014280 | 805S0212433 | DNA THERMAL CYCLER | APPLIED BIOSYSTEMS | 9700 | 10683.9 | 2012-03-02 | 0
TX CHILDRENS | BE00120535 | G623000448 | BODY MASS TRACKING | BIOSPACE INC - INBODY | INBODY 570 | 10665 | 2024-08-14 | 0
TX CHILDRENS | BE00082977 | 5J42907 | MICROSCOPE | OLYMPUS AMERICA INC | BX43F | 10661.01 | 2017-06-21 | 0
TX CHILDRENS | BE00014082 | SFOG07256A | ELECTROSURG CUT & COAG DEVICE | U.S. SURGICAL | FORCE FX | 10654.2 | 2012-03-20 | 0
TX CHILDRENS | BE00014081 | SFOG07294A | ELECTROSURG CUT & COAG DEVICE | U.S. SURGICAL | FORCE FX | 10654.2 | 2012-03-20 | 0
TX CHILDRENS | BE00128873 | 2407800749 | SURGICAL INSTRUMENT MOTOR ACCE | STRYKER CORP | 5400-052-000 | 10651.79 | 2025-12-05 | 0
TX CHILDRENS | BE00128876 | 2407800019 | SURGICAL INSTRUMENT MOTOR ACCE | STRYKER CORP | 5400-052-000 | 10651.79 | 2025-12-05 | 0
TX CHILDRENS | BE00128878 | 2407800659 | SURGICAL INSTRUMENT MOTOR ACCE | STRYKER CORP | 5400-052-000 | 10651.79 | 2025-12-05 | 0
TX CHILDRENS | BE00128871 | 2407800779 | SURGICAL INSTRUMENT MOTOR ACCE | STRYKER CORP | 5400-052-000 | 10651.79 | 2025-12-05 | 0
TX CHILDRENS | BE00128877 | 2407800759 | SURGICAL INSTRUMENT MOTOR ACCE | STRYKER CORP | 5400-052-000 | 10651.79 | 2025-12-05 | 0
TX CHILDRENS | BE00128874 | 2407800639 | SURGICAL INSTRUMENT MOTOR ACCE | STRYKER CORP | 5400-052-000 | 10651.79 | 2025-12-05 | 0
TX CHILDRENS | BE00128869 | 2407800039 | SURGICAL INSTRUMENT MOTOR ACCE | STRYKER CORP | 5400-052-000 | 10651.79 | 2025-12-05 | 0
TX CHILDRENS | BE00128870 | 2407800769 | SURGICAL INSTRUMENT MOTOR ACCE | STRYKER CORP | 5400-052-000 | 10651.79 | 2025-12-05 | 0
TX CHILDRENS | BE00128875 | 2407800619 | SURGICAL INSTRUMENT MOTOR ACCE | STRYKER CORP | 5400-052-000 | 10651.79 | 2025-12-05 | 0
TX CHILDRENS | BE00128872 | 2407800739 | SURGICAL INSTRUMENT MOTOR ACCE | STRYKER CORP | 5400-052-000 | 10651.79 | 2025-12-05 | 0
TX CHILDRENS | BE00128234 | PL38633 | DVD PLAYER / RECORDER | KARL STORZ ENDOSCOPY-AMERICA INC | WD300 | 10651.74 | 2025-05-07 | 0
TX CHILDRENS | BE00086687 | F78660 | VENTILATOR CONTINUOUS | VYAIRE MEDICAL 211 INC | LTV-1150 | 10648.95 | 2017-11-30 | 0
TX CHILDRENS | BE00086688 | F78659 | VENTILATOR CONTINUOUS | VYAIRE MEDICAL 211 INC | LTV-1150 | 10648.95 | 2017-11-30 | 0
TX CHILDRENS | BE00086689 | F78663 | VENTILATOR CONTINUOUS | VYAIRE MEDICAL 211 INC | LTV-1150 | 10648.95 | 2017-11-30 | 0
TX CHILDRENS | BE00102793 | 5805 GI469485 | CENTRIFUGE, REFRIGERATED | Eppendorf North America Inc | 5804R | 10643.35 | 2019-01-07 | 0
TX CHILDRENS | BE00056965 | PY 12424-P | INSUFFLATOR, LAPAROSCOPE | KARL STORZ ENDOSCOPY-AMERICA INC | 264320 20-1 | 10641 | 2012-07-31 | 0
TX CHILDRENS | BE00056982 | UY 12952-B | INSUFFLATOR, LAPAROSCOPE | KARL STORZ ENDOSCOPY-AMERICA INC | 26432010 | 10641 | 2013-05-22 | 0
TX CHILDRENS | BE00056964 | PY 12421-B | INSUFFLATOR, LAPAROSCOPE | KARL STORZ ENDOSCOPY-AMERICA INC | 264320 20-1 | 10641 | 2012-07-31 | 0
TX CHILDRENS | BE00056962 | PY 12389-B | INSUFFLATOR, LAPAROSCOPE | KARL STORZ ENDOSCOPY-AMERICA INC | 264320 20-1 | 10641 | 2012-07-31 | 0
TX CHILDRENS | KN226534 | SH7360127 | MULTI MEDIA PROJECTOR | PANASONIC | PT-D5600U | 10626.09 | 2009-01-15 | 0
TX CHILDRENS | BE00127974 | PL38832 | DVD PLAYER / RECORDER | KARL STORZ ENDOSCOPY-AMERICA INC | WD300 | 10620.99 | 2025-08-15 | 0
TX CHILDRENS | BE00128503 | RL38976 | DVD PLAYER / RECORDER | KARL STORZ ENDOSCOPY-AMERICA INC | WD300 | 10620.99 | 2026-06-06 | 0
TX CHILDRENS | BE00127994 | RL38974 | DVD PLAYER / RECORDER | KARL STORZ ENDOSCOPY-AMERICA INC | WD300 | 10620.99 | 2025-08-15 | 0
TX CHILDRENS | BE00128202 | PL38714 | DVD PLAYER / RECORDER | KARL STORZ ENDOSCOPY-AMERICA INC | WD300 | 10620.99 | 2026-06-06 | 0
TX CHILDRENS | BE00117022 | 921S2059 | ELECTRO-KINETIC TRANSFECTION SYS | LONZA WALKERSVILLE INC | 4D-NUCLEOFECTOR X UNIT | 10600 | 2022-03-22 | 0
TX CHILDRENS | HTMUS-P20679-11 | P20679-11 | PROBE, CURVED LINEAR - LINEAR | Fujifilm Sonosite Inc | HSL25X/13-6 | 10580 | 2023-03-09 | 0
TX CHILDRENS | BE00104017 | 422770075 | CENTRIFUGE, REFRIGERATED | THERMO FISHER SCIENTIFIC ASHEVILLE LLC | LEGEND XTR | 10577.7 | 2018-09-14 | 0
TX CHILDRENS | BE00120964 | V2602983 | TABLE, EXAM | RITTER MIDWEST DIV SYBRON CORP | 630-010 | 10556.1 | 2024-09-11 | 0
TX CHILDRENS | HTMUS-F0FQD2 | F0FQD2 | PROBE, PHASED ARRAY | Philips North America LLC | S5-1 | 10537.4 | 2025-05-01 | 0
TX CHILDRENS | BE00057255 | 101343852 | ORBITER | Trumpf Medical Systems Inc Do Not Use | 5000-1730 | 10533 | 2012-07-13 | 0
TX CHILDRENS | BE00057260 | 101343855 | ORBITER | Trumpf Medical Systems Inc Do Not Use | 5000-1730 | 10533 | 2012-07-13 | 0
TX CHILDRENS | BE00057262 | 101343859 | ORBITER | Trumpf Medical Systems Inc Do Not Use | 5000-1730 | 10533 | 2012-07-13 | 0
TX CHILDRENS | BE00057252 | 101341819 | ORBITER | Trumpf Medical Systems Inc Do Not Use | 5000-1730 | 10533 | 2012-07-13 | 0
TX CHILDRENS | BE00057244 | 101341813 | ORBITER | Trumpf Medical Systems Inc Do Not Use | 5000-1730 | 10533 | 2012-07-13 | 0
TX CHILDRENS | BE00057248 | 101341815 | ORBITER | Trumpf Medical Systems Inc Do Not Use | 5000-1730 | 10533 | 2012-07-13 | 0
TX CHILDRENS | BE00057266 | 101341817 | ORBITER | Trumpf Medical Systems Inc Do Not Use | 5000-1730 | 10533 | 2012-07-13 | 0
TX CHILDRENS | KN7003460 | 40982152 | INCUBATOR TRI - GAS | THERMO FISHER SCIENTIFIC ASHEVILLE LLC | HERACELL 240i | 10530 | 2010-05-27 | 0
TX CHILDRENS | KN225314 | 40896408 | INCUBATOR TRI - GAS | THERMO FISHER SCIENTIFIC ASHEVILLE LLC | HERACELL 240i | 10530 | 2009-04-06 | 0
TX CHILDRENS | KN7003459 | 40971193 | INCUBATOR TRI - GAS | THERMO FISHER SCIENTIFIC ASHEVILLE LLC | HERACELL 240i | 10530 | 2010-05-27 | 0
TX CHILDRENS | BE00088379 | 1609207673 | SURGICAL INSTRUMENT MOTOR ACCE | STRYKER CORP | 5400-050-000 | 10526.4 | 2018-03-12 | 0
TX CHILDRENS | BE00088380 | 1613100253 | SURGICAL INSTRUMENT MOTOR ACCE | STRYKER CORP | 5400-050-000 | 10526.4 | 2018-03-12 | 0
TX CHILDRENS | BE00088378 | 1604808103 | SURGICAL INSTRUMENT MOTOR ACCE | STRYKER CORP | 5400-050-000 | 10526.4 | 2018-03-12 | 0
TX CHILDRENS | BE00088377 | 1604701203 | SURGICAL INSTRUMENT MOTOR ACCE | STRYKER CORP | 5400-050-000 | 10526.4 | 2018-03-12 | 0
TX CHILDRENS | BE00125685 | (21)1112339152 | ELECTROSURG CUT & COAG DEVICE | ETHICON US LLC | GEN11 | 10510 | 2024-11-12 | 0
TX CHILDRENS | BE00125686 | (21)1112339059 | ELECTROSURG CUT & COAG DEVICE | ETHICON US LLC | GEN11 | 10510 | 2024-11-12 | 0
TX CHILDRENS | BE00103850 | 5811 HH084020 | CENTRIFUGE, REFRIGERATED | Eppendorf North America Inc | 5811T | 10509.21 | 2019-08-23 | 0
TX CHILDRENS | BE00103867 | 5811 HH384017 | CENTRIFUGE, REFRIGERATED | Eppendorf North America Inc | 5811T | 10509.21 | 2019-08-23 | 0
TX CHILDRENS | BE00100382 | A625825 | VIDEO PRINTER, HD | OLYMPUS AMERICA INC | OEP-5 | 10500 | 2018-04-16 | 0
TX CHILDRENS | BE00130007 | 43377109 | INCUBATOR CO2 | THERMO FISHER SCIENTIFIC ASHEVILLE LLC | HERACELL 150i | 10500 | 2026-05-27 | 0
TX CHILDRENS | KN232958 | 2212 | SPECTROPHOTOMETER | THERMO FISHER SCIENTIFIC ASHEVILLE LLC | NANODROP 2000C | 10500 | 2010-09-27 | 0
TX CHILDRENS | BE00130008 | 43377108 | INCUBATOR CO2 | THERMO FISHER SCIENTIFIC ASHEVILLE LLC | HERACELL 150i | 10500 | 2026-05-27 | 0
TX CHILDRENS | BE00111670 | GS0079257 | TYMPANOMETER | LUCAS GRASON STADLER (GSI) | TYMPSTAR PRO | 10499.5 | 2020-08-05 | 0
TX CHILDRENS | BE00083489 | 401512210001 | TOURNIQUET,COMPRES LIMB SLEEVE | ZIMMER US Inc | ATS 4000TS | 10495 | 2017-09-05 | 0
TX CHILDRENS | BE00083490 | 401512210002 | TOURNIQUET,COMPRES LIMB SLEEVE | ZIMMER US Inc | ATS 4000TS | 10495 | 2017-09-05 | 0
TX CHILDRENS | BE00109585 | 90437978 | CV BYPASS HEART-LUNG MACHINE | JOSTRA / MAQUET | 70104.3292 | 10494.43 | 2019-08-12 | 0
TX CHILDRENS | BE00109584 | 90437977 | CV BYPASS HEART-LUNG MACHINE | JOSTRA / MAQUET | 70104.3292 | 10494.43 | 2019-08-12 | 0
TX CHILDRENS | KN228197 | V52628050B | MICROTOME | VIBRATOME | 1500 | 10490 | 2009-06-05 | 0
TX CHILDRENS | BE00112196 | GS0086420 | TYMPANOMETER | LUCAS GRASON STADLER (GSI) | TYMPSTAR PRO | 10489.5 | 2020-02-04 | 0
TX CHILDRENS | BE00125912 | J45KIG12-003503 | EXERCISE EQUIP, POWERED | RECK-TECHNIK (MOTOMED) GmbH | VIVA2 | 10481.51 | 2025-01-31 | 0
TX CHILDRENS | BE00060857 | SKA14052287GA | MAINFRAME, PATIENT MONITORING | GE Medical Systems Information Tech Inc | B850 | 10468.24 | 2015-04-17 | 0
TX CHILDRENS | BE00128560 | E2000217 | URODYNAMICS MEASUREMENT SYSTEM | THE PROMETHEUS GROUP | EMYO200B | 10465 | 2025-07-14 | 0
TX CHILDRENS | BE00119636 | CT231582 | NONFETAL ULTRASONIC MONITOR | VERATHON MEDICAL | BLADDERSCAN i10 | 10465 | 2028-07-31 | 0
TX CHILDRENS | BE00033602 | A063 | SPECTROPHOTOMETER | THERMO FISHER SCIENTIFIC ASHEVILLE LLC | NANODROP 2000 | 10461.56 | 2012-08-04 | 0
TX CHILDRENS | BE00064982 | SA315292499GA | LIM SUPERCARTRIDGE ECG BP TMP | GE Medical Systems Information Tech Inc | PDM | 10460 | 2016-08-30 | 0
TX CHILDRENS | BE00065188 | SA315313307GA | LIM SUPERCARTRIDGE ECG BP TMP | GE Medical Systems Information Tech Inc | PDM | 10460 | 2016-09-02 | 0
TX CHILDRENS | BE00082541 | SA315489913GA | LIM SUPERCARTRIDGE ECG BP TMP | GE Medical Systems Information Tech Inc | PDM | 10460 | 2017-04-20 | 0
TX CHILDRENS | BE00082953 | SA316181348SA | LIM SUPERCARTRIDGE ECG BP TMP | GE Medical Systems Information Tech Inc | PDM | 10460 | 2017-05-26 | 0
TX CHILDRENS | BE00082952 | SA316181345SA | LIM SUPERCARTRIDGE ECG BP TMP | GE Medical Systems Information Tech Inc | PDM | 10460 | 2017-05-26 | 0
TX CHILDRENS | BE00064998 | SA315302544GA | LIM SUPERCARTRIDGE ECG BP TMP | GE Medical Systems Information Tech Inc | PDM | 10460 | 2016-08-30 | 0
TX CHILDRENS | BE00064996 | SA315302540GA | LIM SUPERCARTRIDGE ECG BP TMP | GE Medical Systems Information Tech Inc | PDM | 10460 | 2016-08-30 | 0
TX CHILDRENS | BE00101720 | (21)SA316270056SA | LIM SUPERCARTRIDGE ECG BP TMP | GE Medical Systems Information Tech Inc | PDM | 10460 | 2017-10-23 | 0
TX CHILDRENS | BE00064986 | SA315292505GA | LIM SUPERCARTRIDGE ECG BP TMP | GE Medical Systems Information Tech Inc | PDM | 10460 | 2016-08-30 | 0
TX CHILDRENS | BE00065000 | SA315302549GA | LIM SUPERCARTRIDGE ECG BP TMP | GE Medical Systems Information Tech Inc | PDM | 10460 | 2016-08-30 | 0
TX CHILDRENS | BE00064976 | SA315292421GA | LIM SUPERCARTRIDGE ECG BP TMP | GE Medical Systems Information Tech Inc | PDM | 10460 | 2016-08-30 | 0
TX CHILDRENS | BE00064980 | SA315292453GA | LIM SUPERCARTRIDGE ECG BP TMP | GE Medical Systems Information Tech Inc | PDM | 10460 | 2016-08-30 | 0
TX CHILDRENS | BE00082957 | SA316181362SA | LIM SUPERCARTRIDGE ECG BP TMP | GE Medical Systems Information Tech Inc | PDM | 10460 | 2017-05-26 | 0
TX CHILDRENS | BE00064984 | SA315292503GA | LIM SUPERCARTRIDGE ECG BP TMP | GE Medical Systems Information Tech Inc | PDM | 10460 | 2016-08-30 | 0
TX CHILDRENS | BE00082950 | SA316171322SA | LIM SUPERCARTRIDGE ECG BP TMP | GE Medical Systems Information Tech Inc | PDM | 10460 | 2017-05-26 | 0
TX CHILDRENS | BE00064994 | SA315302527GA | LIM SUPERCARTRIDGE ECG BP TMP | GE Medical Systems Information Tech Inc | PDM | 10460 | 2016-08-30 | 0
TX CHILDRENS | BE00082947 | SA316171270SA | LIM SUPERCARTRIDGE ECG BP TMP | GE Medical Systems Information Tech Inc | PDM | 10460 | 2017-05-26 | 0
TX CHILDRENS | BE00065002 | SA315302555GA | LIM SUPERCARTRIDGE ECG BP TMP | GE Medical Systems Information Tech Inc | PDM | 10460 | 2016-08-30 | 0
TX CHILDRENS | BE00101721 | (21)SA316260085SA | LIM SUPERCARTRIDGE ECG BP TMP | GE Medical Systems Information Tech Inc | PDM | 10460 | 2017-10-23 | 0
TX CHILDRENS | BE00082955 | SA316181357SA | LIM SUPERCARTRIDGE ECG BP TMP | GE Medical Systems Information Tech Inc | PDM | 10460 | 2017-05-26 | 0
TX CHILDRENS | BE00065001 | SA315302550GA | LIM SUPERCARTRIDGE ECG BP TMP | GE Medical Systems Information Tech Inc | PDM | 10460 | 2016-08-30 | 0
TX CHILDRENS | BE00064991 | SA315292512GA | LIM SUPERCARTRIDGE ECG BP TMP | GE Medical Systems Information Tech Inc | PDM | 10460 | 2016-08-30 | 0
TX CHILDRENS | BE00064988 | SA315292508GA | LIM SUPERCARTRIDGE ECG BP TMP | GE Medical Systems Information Tech Inc | PDM | 10460 | 2016-08-30 | 0
TX CHILDRENS | BE00065178 | SA315302564GA | LIM SUPERCARTRIDGE ECG BP TMP | GE Medical Systems Information Tech Inc | PDM | 10460 | 2016-09-02 | 0
TX CHILDRENS | BE00064992 | SA315302519GA | LIM SUPERCARTRIDGE ECG BP TMP | GE Medical Systems Information Tech Inc | PDM | 10460 | 2016-08-30 | 0
TX CHILDRENS | BE00064977 | SA315292440GA | LIM SUPERCARTRIDGE ECG BP TMP | GE Medical Systems Information Tech Inc | PDM | 10460 | 2016-08-30 | 0
TX CHILDRENS | BE00064993 | SA315302524GA | LIM SUPERCARTRIDGE ECG BP TMP | GE Medical Systems Information Tech Inc | PDM | 10460 | 2016-08-30 | 0
TX CHILDRENS | BE00064989 | SA315292509GA | LIM SUPERCARTRIDGE ECG BP TMP | GE Medical Systems Information Tech Inc | PDM | 10460 | 2016-08-30 | 0
TX CHILDRENS | BE00064985 | SA315292504GA | LIM SUPERCARTRIDGE ECG BP TMP | GE Medical Systems Information Tech Inc | PDM | 10460 | 2016-08-30 | 0
TX CHILDRENS | BE00082956 | SA316181360SA | LIM SUPERCARTRIDGE ECG BP TMP | GE Medical Systems Information Tech Inc | PDM | 10460 | 2017-05-26 | 0
TX CHILDRENS | BE00082958 | SA316181376SA | LIM SUPERCARTRIDGE ECG BP TMP | GE Medical Systems Information Tech Inc | PDM | 10460 | 2017-05-26 | 0
TX CHILDRENS | BE00064975 | SA315292412GA | LIM SUPERCARTRIDGE ECG BP TMP | GE Medical Systems Information Tech Inc | PDM | 10460 | 2016-08-30 | 0
TX CHILDRENS | BE00064978 | SA315292443GA | LIM SUPERCARTRIDGE ECG BP TMP | GE Medical Systems Information Tech Inc | PDM | 10460 | 2016-08-30 | 0
TX CHILDRENS | BE00082951 | SA316171324SA | LIM SUPERCARTRIDGE ECG BP TMP | GE Medical Systems Information Tech Inc | PDM | 10460 | 2017-05-26 | 0
TX CHILDRENS | BE00082948 | SA316171308SA | LIM SUPERCARTRIDGE ECG BP TMP | GE Medical Systems Information Tech Inc | PDM | 10460 | 2017-05-26 | 0
TX CHILDRENS | BE00064995 | SA315302539GA | LIM SUPERCARTRIDGE ECG BP TMP | GE Medical Systems Information Tech Inc | PDM | 10460 | 2016-08-30 | 0
TX CHILDRENS | BE00064981 | SA315292466GA | LIM SUPERCARTRIDGE ECG BP TMP | GE Medical Systems Information Tech Inc | PDM | 10460 | 2016-08-30 | 0
TX CHILDRENS | BE00082542 | SA315489950GA | LIM SUPERCARTRIDGE ECG BP TMP | GE Medical Systems Information Tech Inc | PDM | 10460 | 2017-04-20 | 0
TX CHILDRENS | BE00064999 | SA315302545GA | LIM SUPERCARTRIDGE ECG BP TMP | GE Medical Systems Information Tech Inc | PDM | 10460 | 2016-08-30 | 0
TX CHILDRENS | BE00064997 | SA315302543GA | LIM SUPERCARTRIDGE ECG BP TMP | GE Medical Systems Information Tech Inc | PDM | 10460 | 2016-08-30 | 0
TX CHILDRENS | BE00065461 | SA315229834GA | LIM SUPERCARTRIDGE ECG BP TMP | GE Medical Systems Information Tech Inc | PDM | 10460 | 2016-09-21 | 0
TX CHILDRENS | BE00082954 | SA316181355SA | LIM SUPERCARTRIDGE ECG BP TMP | GE Medical Systems Information Tech Inc | PDM | 10460 | 2017-05-26 | 0
TX CHILDRENS | BE00065464 | SA315219010GA | LIM SUPERCARTRIDGE ECG BP TMP | GE Medical Systems Information Tech Inc | PDM | 10460 | 2016-09-21 | 0
TX CHILDRENS | BE00065189 | SA315313322GA | LIM SUPERCARTRIDGE ECG BP TMP | GE Medical Systems Information Tech Inc | PDM | 10460 | 2016-09-02 | 0
TX CHILDRENS | BE00064979 | SA315292451GA | LIM SUPERCARTRIDGE ECG BP TMP | GE Medical Systems Information Tech Inc | PDM | 10460 | 2016-08-30 | 0
TX CHILDRENS | BE00065187 | SA315313264GA | LIM SUPERCARTRIDGE ECG BP TMP | GE Medical Systems Information Tech Inc | PDM | 10460 | 2016-09-02 | 0
TX CHILDRENS | BE00064987 | SA315292506GA | LIM SUPERCARTRIDGE ECG BP TMP | GE Medical Systems Information Tech Inc | PDM | 10460 | 2016-08-30 | 0
TX CHILDRENS | BE00064983 | SA315292500GA | LIM SUPERCARTRIDGE ECG BP TMP | GE Medical Systems Information Tech Inc | PDM | 10460 | 2016-08-30 | 0
TX CHILDRENS | BE00064974 | SA315291920GA | LIM SUPERCARTRIDGE ECG BP TMP | GE Medical Systems Information Tech Inc | PDM | 10460 | 2016-08-30 | 0
TX CHILDRENS | BE00082949 | SA316171309SA | LIM SUPERCARTRIDGE ECG BP TMP | GE Medical Systems Information Tech Inc | PDM | 10460 | 2017-05-26 | 0
TX CHILDRENS | BE00084850 | SA316181361SA | LIM SUPERCARTRIDGE ECG BP TMP | GE Medical Systems Information Tech Inc | PDM | 10460 | 2017-07-25 | 0
TX CHILDRENS | BE00065177 | SA315302548GA | LIM SUPERCARTRIDGE ECG BP TMP | GE Medical Systems Information Tech Inc | PDM | 10460 | 2016-09-02 | 0
TX CHILDRENS | BE00082946 | SA316171260SA | LIM SUPERCARTRIDGE ECG BP TMP | GE Medical Systems Information Tech Inc | PDM | 10460 | 2017-05-26 | 0
TX CHILDRENS | BE00064990 | SA315292511GA | LIM SUPERCARTRIDGE ECG BP TMP | GE Medical Systems Information Tech Inc | PDM | 10460 | 2016-08-30 | 0
TX CHILDRENS | BE00127983 | 31238113 | DISPLAY, VIDEO | KARL STORZ ENDOSCOPY-AMERICA INC | 0FTD2470 | 10427.55 | 2025-08-15 | 0
TX CHILDRENS | BE00127984 | 31213113 | DISPLAY, VIDEO | KARL STORZ ENDOSCOPY-AMERICA INC | 0FTD2470 | 10427.55 | 2025-08-15 | 0
TX CHILDRENS | BE00127976 | 31201113 | DISPLAY, VIDEO | KARL STORZ ENDOSCOPY-AMERICA INC | 0FTD2470 | 10427.55 | 2025-08-15 | 0
TX CHILDRENS | BE00127977 | 31238113 | DISPLAY, VIDEO | KARL STORZ ENDOSCOPY-AMERICA INC | 0FTD2470 | 10427.55 | 2025-08-15 | 0
TX CHILDRENS | BE00127982 | 31220113 | DISPLAY, VIDEO | KARL STORZ ENDOSCOPY-AMERICA INC | 0FTD2470 | 10427.55 | 2025-08-15 | 0
TX CHILDRENS | BE00127532 | 28890063 | DISPLAY, VIDEO | KARL STORZ ENDOSCOPY-AMERICA INC | 0FTD2470 | 10427.55 | 2024-05-20 | 0
TX CHILDRENS | BE00115112 | SNE21122001SA | CARDIAC MONITOR W/ RATE ALARM | GE Medical Systems Information Tech Inc | B450 | 10424.76 | 2022-04-20 | 0
TX CHILDRENS | BE00063643 | 1314-157F-153 | ELECTRO-KINETIC TRANSFECTION SYS | LIFE TECHNOLOGIES CORPORATION | EVOS XL | 10421 | 2016-02-15 | 0
TX CHILDRENS | BE00122941 | 235789 | AUTOMATED MEDICATION DISPENSER | OMNICELL INC | CSM-FRM-103 | 10417 | 2024-12-14 | 0
TX CHILDRENS | BE00057948 | TEV105764 | TREADMILL AND ACCESSORIES | Life Fitness | 95T INSPIRE | 10412.5 | 2015-12-31 | 0
TX CHILDRENS | BE00057949 | TEV105766 | TREADMILL AND ACCESSORIES | Life Fitness | 95T INSPIRE | 10412.5 | 2015-12-31 | 0
TX CHILDRENS | BE00061082 | 5811 YO344689 | CENTRIFUGE, REFRIGERATED | Eppendorf North America Inc | 5811F | 10410.2 | 2014-11-11 | 0
TX CHILDRENS | KN225857 | HT110A91064 | CARDIOVASCULAR BLOOD FLOWMETER | TRANSONIC SYSTEMS INC. | HT110 | 10403.75 | 2010-05-13 | 0
TX CHILDRENS | KN225856 | HT110A91063 | CARDIOVASCULAR BLOOD FLOWMETER | TRANSONIC SYSTEMS INC. | HT110 | 10403.75 | 2010-05-13 | 0
TX CHILDRENS | BE00126072 | 242-3-17435 | HYPO/HYPERTHERMIA DEVICE | GENTHERM INC | 233 | 10395 | 2026-01-12 | 0
TX CHILDRENS | BE00125687 | 242-3-17434 | HYPO/HYPERTHERMIA DEVICE | GENTHERM INC | 233 | 10395 | 2026-01-12 | 0
TX CHILDRENS | BE00035437 | 5247 AQ804075 | MICROSCOPE ACCESSORIES | Eppendorf North America Inc | FEMTOJET 5247 | 10392.25 | 2013-08-16 | 0
TX CHILDRENS | BE00011919 | 7047 | SPECTROPHOTOMETER | THERMO FISHER SCIENTIFIC ASHEVILLE LLC | NANODROP 2000C | 10390.24 | 2011-11-08 | 0
TX CHILDRENS | BE00118818 | 490605-005 | CLEANER, ULTRASOUND PROBE | NANOSONICS INC | TROPHON 2 | 10350 | 2024-01-31 | 0
TX CHILDRENS | KN215232 | 10404736 | INCUBATOR CO2 | SANYO | MCO-20AIC | 10349.84 | 2002-08-09 | 0
TX CHILDRENS | KN215233 | 10404738 | INCUBATOR CO2 | SANYO | MCO-20AIC | 10349.84 | 2004-06-23 | 0
TX CHILDRENS | BE00102444 | PP825228-P | SURGICAL CAMERA & ACCESSORIES | KARL STORZ ENDOSCOPY-AMERICA INC | TC 304 | 10340 | 2021-03-02 | 0
TX CHILDRENS | BE00127963 | SL911056-P | SURGICAL CAMERA & ACCESSORIES | KARL STORZ ENDOSCOPY-AMERICA INC | TC 304 | 10340 | 2025-08-15 | 0
TX CHILDRENS | BE00127990 | SL911052-P | SURGICAL CAMERA & ACCESSORIES | KARL STORZ ENDOSCOPY-AMERICA INC | TC 304 | 10340 | 2025-08-15 | 0
TX CHILDRENS | BE00119824 | XO855748-P | SURGICAL CAMERA & ACCESSORIES | KARL STORZ ENDOSCOPY-AMERICA INC | TC 304 | 10340 | 2023-10-19 | 0
TX CHILDRENS | BE00119841 | WO855669-P | SURGICAL CAMERA & ACCESSORIES | KARL STORZ ENDOSCOPY-AMERICA INC | TC 304 | 10340 | 2023-10-19 | 0
TX CHILDRENS | BE00102425 | PP825242-P | SURGICAL CAMERA & ACCESSORIES | KARL STORZ ENDOSCOPY-AMERICA INC | TC 304 | 10340 | 2021-02-18 | 0
TX CHILDRENS | BE00118496 | 547233-007 | CLEANER, ULTRASOUND PROBE | NANOSONICS INC | TROPHON 2 | 10335.5 | 2023-12-20 | 0
TX CHILDRENS | BE00101049 | 17000933 | VENTILATED CAGE RACK | TECNIPLAST USA INC | BOX110SF | 10328.64 | 2018-11-02 | 0
TX CHILDRENS | BE00101073 | 16004901 | VENTILATED CAGE RACK | TECNIPLAST USA INC | BOX110SF | 10328.64 | 2018-11-02 | 0
TX CHILDRENS | BE00101053 | 16004828 | VENTILATED CAGE RACK | TECNIPLAST USA INC | BOX110SF | 10328.64 | 2018-11-02 | 0
TX CHILDRENS | BE00101052 | 17000773 | VENTILATED CAGE RACK | TECNIPLAST USA INC | BOX110SF | 10328.64 | 2018-11-02 | 0
TX CHILDRENS | BE00101051 | 17000931 | VENTILATED CAGE RACK | TECNIPLAST USA INC | BOX110SF | 10328.64 | 2018-11-02 | 0
TX CHILDRENS | BE00102525 | 17000741 | VENTILATED CAGE RACK | TECNIPLAST USA INC | BOX110SF | 10328.64 | 2018-11-02 | 0
TX CHILDRENS | BE00102527 | 17000786 | VENTILATED CAGE RACK | TECNIPLAST USA INC | BOX110SF | 10328.64 | 2018-11-02 | 0
TX CHILDRENS | BE00101050 | 17000937 | VENTILATED CAGE RACK | TECNIPLAST USA INC | BOX110SF | 10328.64 | 2018-11-02 | 0
TX CHILDRENS | BE00101072 | 17000945 | VENTILATED CAGE RACK | TECNIPLAST USA INC | BOX110SF | 10328.64 | 2018-11-02 | 0
TX CHILDRENS | BE00101083 | 17000930 | VENTILATED CAGE RACK | TECNIPLAST USA INC | BOX110SF | 10328.64 | 2018-11-02 | 0
TX CHILDRENS | BE00101062 | 16004825 | VENTILATED CAGE RACK | TECNIPLAST USA INC | BOX110SF | 10328.64 | 2018-11-02 | 0
TX CHILDRENS | BE00101055 | 17000936 | VENTILATED CAGE RACK | TECNIPLAST USA INC | BOX110SF | 10328.64 | 2018-11-02 | 0
TX CHILDRENS | BE00101058 | 17000772 | VENTILATED CAGE RACK | TECNIPLAST USA INC | BOX110SF | 10328.64 | 2018-11-02 | 0
TX CHILDRENS | BE00102529 | 17000940 | VENTILATED CAGE RACK | TECNIPLAST USA INC | BOX110SF | 10328.64 | 2018-11-02 | 0
TX CHILDRENS | BE00101074 | 17000769 | VENTILATED CAGE RACK | TECNIPLAST USA INC | BOX110SF | 10328.64 | 2018-11-02 | 0
TX CHILDRENS | BE00102528 | 17000943 | VENTILATED CAGE RACK | TECNIPLAST USA INC | BOX110SF | 10328.64 | 2018-11-02 | 0
TX CHILDRENS | BE00101060 | 17000787 | VENTILATED CAGE RACK | TECNIPLAST USA INC | BOX110SF | 10328.64 | 2018-11-02 | 0
TX CHILDRENS | BE00101057 | 16004910 | VENTILATED CAGE RACK | TECNIPLAST USA INC | BOX110SF | 10328.64 | 2018-11-02 | 0
TX CHILDRENS | BE00101059 | 16004892 | VENTILATED CAGE RACK | TECNIPLAST USA INC | BOX110SF | 10328.64 | 2018-11-02 | 0
TX CHILDRENS | BE00102526 | 17000784 | VENTILATED CAGE RACK | TECNIPLAST USA INC | BOX110SF | 10328.64 | 2018-11-02 | 0
TX CHILDRENS | BE00101081 | 16004902 | VENTILATED CAGE RACK | TECNIPLAST USA INC | BOX110SF | 10328.64 | 2018-11-02 | 0
TX CHILDRENS | BE00101056 | 17000934 | VENTILATED CAGE RACK | TECNIPLAST USA INC | BOX110SF | 10328.64 | 2018-11-02 | 0
TX CHILDRENS | BE00101061 | 17000770 | VENTILATED CAGE RACK | TECNIPLAST USA INC | BOX110SF | 10328.64 | 2018-11-02 | 0
TX CHILDRENS | BE00101082 | 17000932 | VENTILATED CAGE RACK | TECNIPLAST USA INC | BOX110SF | 10328.64 | 2018-11-02 | 0
TX CHILDRENS | BE00101054 | 17000774 | VENTILATED CAGE RACK | TECNIPLAST USA INC | BOX110SF | 10328.64 | 2018-11-02 | 0
TX CHILDRENS | BE00103169 | AZY1808470 | SPECTROPHOTOMETER | THERMO FISHER SCIENTIFIC ASHEVILLE LLC | NANODROP ONEC | 10320 | 2019-01-29 | 0
TX CHILDRENS | BE00035686 | 112353-1170 | INCUBATOR CO2 | THERMO FISHER SCIENTIFIC ASHEVILLE LLC | 3920 | 10300 | 2014-01-03 | 0
TX CHILDRENS | BE00035685 | 112353-1169 | INCUBATOR CO2 | THERMO FISHER SCIENTIFIC ASHEVILLE LLC | 3920 | 10300 | 2014-01-03 | 0
TX CHILDRENS | BE00126369 | 2302CE0936 | INSUFFLATOR, HYSTEROSCOPE | COVIDIEN LP | HYSTEROLUX | 10298.97 | 2025-01-24 | 0
TX CHILDRENS | BE00119633 | 2209CE0463 | INSUFFLATOR, HYSTEROSCOPE | COVIDIEN LP | HYSTEROLUX | 10298.97 | 2023-03-28 | 0
TX CHILDRENS | BE00126018 | 2307CE0152 | INSUFFLATOR, HYSTEROSCOPE | COVIDIEN LP | HYSTEROLUX | 10298.97 | 2025-03-27 | 0
TX CHILDRENS | BE00126370 | 2302CE0623 | INSUFFLATOR, HYSTEROSCOPE | COVIDIEN LP | HYSTEROLUX | 10298.97 | 2025-01-24 | 0
TX CHILDRENS | BE00116419 | SNT21362149SA | CARDIAC MONITOR W/ RATE ALARM | GE Medical Systems Information Tech Inc | B450 | 10294.2 | 2022-06-15 | 0
TX CHILDRENS | BE00116324 | SNT21372078SA | CARDIAC MONITOR W/ RATE ALARM | GE Medical Systems Information Tech Inc | B450 | 10294.2 | 2022-06-15 | 0
TX CHILDRENS | BE00116420 | SNT21362151SA | CARDIAC MONITOR W/ RATE ALARM | GE Medical Systems Information Tech Inc | B450 | 10294.2 | 2022-06-15 | 0
TX CHILDRENS | BE00116418 | SNT21362148SA | CARDIAC MONITOR W/ RATE ALARM | GE Medical Systems Information Tech Inc | B450 | 10294.2 | 2022-06-15 | 0
TX CHILDRENS | BE00116431 | SNT21362171SA | CARDIAC MONITOR W/ RATE ALARM | GE Medical Systems Information Tech Inc | B450 | 10294.2 | 2022-06-15 | 0
TX CHILDRENS | BE00116323 | SNT21372075SA | CARDIAC MONITOR W/ RATE ALARM | GE Medical Systems Information Tech Inc | B450 | 10294.2 | 2022-06-15 | 0
TX CHILDRENS | BE00116430 | SNT21362170SA | CARDIAC MONITOR W/ RATE ALARM | GE Medical Systems Information Tech Inc | B450 | 10294.2 | 2022-06-15 | 0
TX CHILDRENS | BE00116424 | SNT21362160SA | CARDIAC MONITOR W/ RATE ALARM | GE Medical Systems Information Tech Inc | B450 | 10294.2 | 2022-06-15 | 0
TX CHILDRENS | BE00116425 | SNT21362161SA | CARDIAC MONITOR W/ RATE ALARM | GE Medical Systems Information Tech Inc | B450 | 10294.2 | 2022-06-15 | 0
TX CHILDRENS | BE00116413 | SNT21362137SA | CARDIAC MONITOR W/ RATE ALARM | GE Medical Systems Information Tech Inc | B450 | 10294.2 | 2022-06-15 | 0
TX CHILDRENS | BE00116427 | SNT21362165SA | CARDIAC MONITOR W/ RATE ALARM | GE Medical Systems Information Tech Inc | B450 | 10294.2 | 2022-06-15 | 0
TX CHILDRENS | BE00116326 | SNT21372083SA | CARDIAC MONITOR W/ RATE ALARM | GE Medical Systems Information Tech Inc | B450 | 10294.2 | 2022-06-15 | 0
TX CHILDRENS | BE00116434 | SNT21362176SA | CARDIAC MONITOR W/ RATE ALARM | GE Medical Systems Information Tech Inc | B450 | 10294.2 | 2022-06-15 | 0
TX CHILDRENS | BE00116338 | SNT21372098SA | CARDIAC MONITOR W/ RATE ALARM | GE Medical Systems Information Tech Inc | B450 | 10294.2 | 2022-06-15 | 0
TX CHILDRENS | BE00116426 | SNT21362163SA | CARDIAC MONITOR W/ RATE ALARM | GE Medical Systems Information Tech Inc | B450 | 10294.2 | 2022-06-15 | 0
TX CHILDRENS | BE00116410 | SNT21362132SA | CARDIAC MONITOR W/ RATE ALARM | GE Medical Systems Information Tech Inc | B450 | 10294.2 | 2022-06-15 | 0
TX CHILDRENS | BE00116337 | SNT21372097SA | CARDIAC MONITOR W/ RATE ALARM | GE Medical Systems Information Tech Inc | B450 | 10294.2 | 2022-06-15 | 0
TX CHILDRENS | BE00116429 | SNT21362169SA | CARDIAC MONITOR W/ RATE ALARM | GE Medical Systems Information Tech Inc | B450 | 10294.2 | 2022-06-15 | 0
TX CHILDRENS | BE00116332 | SNT21372091SA | CARDIAC MONITOR W/ RATE ALARM | GE Medical Systems Information Tech Inc | B450 | 10294.2 | 2022-06-15 | 0
TX CHILDRENS | BE00116422 | SNT21362156SA | CARDIAC MONITOR W/ RATE ALARM | GE Medical Systems Information Tech Inc | B450 | 10294.2 | 2022-06-15 | 0
TX CHILDRENS | BE00116421 | SNT21362154SA | CARDIAC MONITOR W/ RATE ALARM | GE Medical Systems Information Tech Inc | B450 | 10294.2 | 2022-06-15 | 0
TX CHILDRENS | BE00116414 | SNT21362139SA | CARDIAC MONITOR W/ RATE ALARM | GE Medical Systems Information Tech Inc | B450 | 10294.2 | 2022-06-15 | 0
TX CHILDRENS | BE00116325 | SNT21372082SA | CARDIAC MONITOR W/ RATE ALARM | GE Medical Systems Information Tech Inc | B450 | 10294.2 | 2022-06-15 | 0
TX CHILDRENS | BE00116428 | SNT21362168SA | CARDIAC MONITOR W/ RATE ALARM | GE Medical Systems Information Tech Inc | B450 | 10294.2 | 2022-06-15 | 0
TX CHILDRENS | BE00116331 | SNT21372090SA | CARDIAC MONITOR W/ RATE ALARM | GE Medical Systems Information Tech Inc | B450 | 10294.2 | 2022-06-15 | 0
TX CHILDRENS | BE00116417 | SNT21362144SA | CARDIAC MONITOR W/ RATE ALARM | GE Medical Systems Information Tech Inc | B450 | 10294.2 | 2022-06-15 | 0
TX CHILDRENS | BE00116416 | SNT21362141SA | CARDIAC MONITOR W/ RATE ALARM | GE Medical Systems Information Tech Inc | B450 | 10294.2 | 2022-06-15 | 0
TX CHILDRENS | BE00116432 | SNT21362173SA | CARDIAC MONITOR W/ RATE ALARM | GE Medical Systems Information Tech Inc | B450 | 10294.2 | 2022-06-15 | 0
TX CHILDRENS | BE00116411 | SNT21362134SA | CARDIAC MONITOR W/ RATE ALARM | GE Medical Systems Information Tech Inc | B450 | 10294.2 | 2022-06-15 | 0
TX CHILDRENS | BE00116423 | SNT21362158SA | CARDIAC MONITOR W/ RATE ALARM | GE Medical Systems Information Tech Inc | B450 | 10294.2 | 2022-06-15 | 0
TX CHILDRENS | BE00116412 | SNT21362136SA | CARDIAC MONITOR W/ RATE ALARM | GE Medical Systems Information Tech Inc | B450 | 10294.2 | 2022-06-15 | 0
TX CHILDRENS | BE00116415 | SNT21362140SA | CARDIAC MONITOR W/ RATE ALARM | GE Medical Systems Information Tech Inc | B450 | 10294.2 | 2022-06-15 | 0
TX CHILDRENS | BE00116334 | SNT21372094SA | CARDIAC MONITOR W/ RATE ALARM | GE Medical Systems Information Tech Inc | B450 | 10294.2 | 2022-06-15 | 0
TX CHILDRENS | BE00116433 | SNT21362174SA | CARDIAC MONITOR W/ RATE ALARM | GE Medical Systems Information Tech Inc | B450 | 10294.2 | 2022-06-15 | 0
TX CHILDRENS | BE00116333 | SNT21372092SA | CARDIAC MONITOR W/ RATE ALARM | GE Medical Systems Information Tech Inc | B450 | 10294.2 | 2022-06-15 | 0
TX CHILDRENS | BE00116322 | SNT21372074SA | CARDIAC MONITOR W/ RATE ALARM | GE Medical Systems Information Tech Inc | B450 | 10294.2 | 2022-06-15 | 0
TX CHILDRENS | BE00116409 | SNT21362024SA | CARDIAC MONITOR W/ RATE ALARM | GE Medical Systems Information Tech Inc | B450 | 10294.2 | 2022-06-15 | 0
TX CHILDRENS | BE00130488 | SV925060433SA | PDM w/ DISPLAY | GE Medical Systems Information Tech Inc | CARESCAPE ONE | 10292.89 | 2026-04-14 | 0
TX CHILDRENS | BE00130485 | SV925060423SA | PDM w/ DISPLAY | GE Medical Systems Information Tech Inc | CARESCAPE ONE | 10292.89 | 2026-04-14 | 0
TX CHILDRENS | BE00130482 | SV925060407SA | PDM w/ DISPLAY | GE Medical Systems Information Tech Inc | CARESCAPE ONE | 10292.89 | 2026-04-14 | 0
TX CHILDRENS | BE00130486 | SV925060424SA | PDM w/ DISPLAY | GE Medical Systems Information Tech Inc | CARESCAPE ONE | 10292.89 | 2026-04-14 | 0
TX CHILDRENS | BE00130484 | SV925060421SA | PDM w/ DISPLAY | GE Medical Systems Information Tech Inc | CARESCAPE ONE | 10292.89 | 2026-04-14 | 0
TX CHILDRENS | BE00130487 | SV925060425SA | PDM w/ DISPLAY | GE Medical Systems Information Tech Inc | CARESCAPE ONE | 10292.89 | 2026-04-14 | 0
TX CHILDRENS | BE00130481 | SV925060397SA | PDM w/ DISPLAY | GE Medical Systems Information Tech Inc | CARESCAPE ONE | 10292.89 | 2026-04-14 | 0
TX CHILDRENS | BE00130483 | SV925060417SA | PDM w/ DISPLAY | GE Medical Systems Information Tech Inc | CARESCAPE ONE | 10292.89 | 2026-04-14 | 0
TX CHILDRENS | BE00010973 | OZ759582-H | CAMERA | KARL STORZ ENDOSCOPY-AMERICA INC | 22220154 | 10290 | 2010-05-05 | 0
TX CHILDRENS | BE00102422 | NP06074 | INSUFFLATOR, ENDOSCOPIC | KARL STORZ ENDOSCOPY-AMERICA INC | UI 500 | 10265.64 | 2021-02-18 | 0
TX CHILDRENS | BE00102440 | NP06079 | INSUFFLATOR, ENDOSCOPIC | KARL STORZ ENDOSCOPY-AMERICA INC | UI 500 | 10265.64 | 2021-03-02 | 0
TX CHILDRENS | BE00063386 | 9870-01437 | LIGHT SOURCE | BFW INC. | BFW9870 | 10250 | 2016-01-04 | 0
TX CHILDRENS | BE00114574 | GS0090604 | TYMPANOMETER | LUCAS GRASON STADLER (GSI) | TYMPSTAR PRO | 10244.5 | 2022-01-13 | 0
TX CHILDRENS | BE00126940 | SL911209-P | SURGICAL CAMERA & ACCESSORIES | KARL STORZ ENDOSCOPY-AMERICA INC | TC 201 | 10233.26 | 2025-10-15 | 0
TX CHILDRENS | BE00126942 | SL911235-P | SURGICAL CAMERA & ACCESSORIES | KARL STORZ ENDOSCOPY-AMERICA INC | TC 304 | 10233.26 | 2025-10-15 | 0
TX CHILDRENS | FA43885 | K1DJ5359G | CARDIAC MONITOR W/ RATE ALARM | GE Medical Systems Information Tech Inc | DASH 4000 | 10203 | 2006-02-26 | 0
TX CHILDRENS | FA43884 | K1DJ5288G | CARDIAC MONITOR W/ RATE ALARM | GE Medical Systems Information Tech Inc | DASH 4000 | 10203 | 2006-02-26 | 0
TX CHILDRENS | FA43886 | J1DJ4831G | CARDIAC MONITOR W/ RATE ALARM | GE Medical Systems Information Tech Inc | DASH 4000 | 10203 | 2006-02-26 | 0
TX CHILDRENS | BE00109180 | 28E45554 | CONTROL MODULE/PANEL | SORIN GROUP USA INC | 28-95-04 | 10201 | 2019-06-21 | 0
TX CHILDRENS | KN225430 | 62571 | AUTOMATED SUPPLY DISPENSER | OMNICELL INC | OS104CTM | 10200 | 2010-05-28 | 0
TX CHILDRENS | BE00010253 | SD009399620GA | CARDIAC MONITOR W/ RATE ALARM | GE Medical Systems Information Tech Inc | DASH 4000 | 10177.5 | 2010-11-03 | 0
TX CHILDRENS | BE00010255 | SD009399625GA | CARDIAC MONITOR W/ RATE ALARM | GE Medical Systems Information Tech Inc | DASH 4000 | 10177.5 | 2010-11-03 | 0
TX CHILDRENS | BE00010254 | SD009399569GA | CARDIAC MONITOR W/ RATE ALARM | GE Medical Systems Information Tech Inc | DASH 4000 | 10177.5 | 2010-11-03 | 0
TX CHILDRENS | BE00010252 | SD009399621GA | CARDIAC MONITOR W/ RATE ALARM | GE Medical Systems Information Tech Inc | DASH 4000 | 10177.5 | 2010-11-03 | 0
TX CHILDRENS | BE00061020 | 27706-093 | CLEANER, ULTRASOUND PROBE | NANOSONICS INC | TROPHON EPR | 10172 | 2015-08-10 | 0
TX CHILDRENS | BE00061021 | 27707-068 | CLEANER, ULTRASOUND PROBE | NANOSONICS INC | TROPHON EPR | 10172 | 2015-08-10 | 0
TX CHILDRENS | BE00061022 | 27707-071 | CLEANER, ULTRASOUND PROBE | NANOSONICS INC | TROPHON EPR | 10172 | 2015-08-10 | 0
TX CHILDRENS | BE00118538 | 22060694 | TABLE, TILTING, EPS | BIODEX MEDICAL SYSTEMS INC | 058-710 | 10165 | 2023-11-27 | 0
TX CHILDRENS | BE00118536 | 22060698 | TABLE, TILTING, EPS | BIODEX MEDICAL SYSTEMS INC | 058-710 | 10165 | 2023-11-27 | 0
TX CHILDRENS | BE00118534 | 22060700 | TABLE, TILTING, EPS | BIODEX MEDICAL SYSTEMS INC | 058-710 | 10165 | 2023-11-27 | 0
TX CHILDRENS | BE00118535 | 22060699 | TABLE, TILTING, EPS | BIODEX MEDICAL SYSTEMS INC | 058-710 | 10165 | 2023-11-27 | 0
TX CHILDRENS | BE00118537 | 22060695 | TABLE, TILTING, EPS | BIODEX MEDICAL SYSTEMS INC | 058-710 | 10165 | 2023-11-27 | 0
TX CHILDRENS | BE00065032 | SJA15332190HA | CARDIAC MONITOR W/ RATE ALARM | GE Medical Systems Information Tech Inc | B450 | 10162 | 2016-08-26 | 0
TX CHILDRENS | BE00065004 | SJA15332186HA | CARDIAC MONITOR W/ RATE ALARM | GE Medical Systems Information Tech Inc | B450 | 10162 | 2016-08-26 | 0
TX CHILDRENS | BE00065006 | SJA15332193HA | CARDIAC MONITOR W/ RATE ALARM | GE Medical Systems Information Tech Inc | B450 | 10162 | 2016-08-26 | 0
TX CHILDRENS | BE00065003 | SJA15332182HA | CARDIAC MONITOR W/ RATE ALARM | GE Medical Systems Information Tech Inc | B450 | 10162 | 2016-08-26 | 0
TX CHILDRENS | BE00065007 | SJA15332194HA | CARDIAC MONITOR W/ RATE ALARM | GE Medical Systems Information Tech Inc | B450 | 10162 | 2016-08-26 | 0
TX CHILDRENS | BE00120717 | 832780-023 | CLEANER, ULTRASOUND PROBE | NANOSONICS INC | TROPHON 2 | 10132 | 2024-07-16 | 0
TX CHILDRENS | BE00120718 | 832790-012 | CLEANER, ULTRASOUND PROBE | NANOSONICS INC | TROPHON 2 | 10132 | 2024-07-16 | 0
TX CHILDRENS | BE00120719 | 832780-018 | CLEANER, ULTRASOUND PROBE | NANOSONICS INC | TROPHON 2 | 10132 | 2024-07-16 | 0
TX CHILDRENS | BE00064054 | 150205484 | ANALYTICAL EVAPORATOR | Labconco Corp | 7320020 | 10087.35 | 2016-06-23 | 0
TX CHILDRENS | BE00085229 | AZY1602576 | SPECTROPHOTOMETER | THERMO FISHER SCIENTIFIC ASHEVILLE LLC | NANODROP ONE | 10072.5 | 2017-10-02 | 0
TX CHILDRENS | BE00129785 | SNA24180027SA | PDM w/ DISPLAY | GE Medical Systems Information Tech Inc | CARESCAPE ONE | 10070.93 | 2026-04-08 | 0
TX CHILDRENS | BE00129786 | SNA24360135SA | PDM w/ DISPLAY | GE Medical Systems Information Tech Inc | CARESCAPE ONE | 10070.93 | 2026-04-08 | 0
TX CHILDRENS | BE00129788 | SNA24520002SA | PDM w/ DISPLAY | GE Medical Systems Information Tech Inc | CARESCAPE ONE | 10070.93 | 2026-04-08 | 0
TX CHILDRENS | BE00129787 | SNA24360145SA | PDM w/ DISPLAY | GE Medical Systems Information Tech Inc | CARESCAPE ONE | 10070.93 | 2026-04-08 | 0
TX CHILDRENS | KN226218 | MD0626613 | INSUFFLATOR, HYSTEROSCOPE | KARL STORZ ENDOSCOPY-AMERICA INC | 26430520 | 10068.75 | 2008-07-13 | 0
TX CHILDRENS | KN226217 | MD0626611 | INSUFFLATOR, HYSTEROSCOPE | KARL STORZ ENDOSCOPY-AMERICA INC | 26430520 | 10068.75 | 2008-07-13 | 0
TX CHILDRENS | KN226216 | MD0626317 | INSUFFLATOR, HYSTEROSCOPE | KARL STORZ ENDOSCOPY-AMERICA INC | 26430520 | 10068.75 | 2008-07-13 | 0
TX CHILDRENS | BE00035256 | 41313860 | CENTRIFUGE, REFRIGERATED | THERMO FISHER SCIENTIFIC ASHEVILLE LLC | MULTIFUGE X3R | 10056 | 2013-06-26 | 0
TX CHILDRENS | BE00118892 | 42975717 | CENTRIFUGE | THERMO FISHER SCIENTIFIC ASHEVILLE LLC | SORVALL X4 PRO-MD | 10051.18 | 2023-08-24 | 0
TX CHILDRENS | BE00118903 | 42975718 | CENTRIFUGE | THERMO FISHER SCIENTIFIC ASHEVILLE LLC | SORVALL X4 PRO-MD | 10051.18 | 2023-08-24 | 0
TX CHILDRENS | BE00127209 | 832808-013 | CLEANER, ULTRASOUND PROBE | NANOSONICS INC | TROPHON 2 | 10050 | 2024-12-26 | 0
TX CHILDRENS | BE00120478 | 590537-013 | CLEANER, ULTRASOUND PROBE | NANOSONICS INC | TROPHON 2 | 10050 | 2024-06-12 | 0
TX CHILDRENS | BE00127212 | 832804-027 | CLEANER, ULTRASOUND PROBE | NANOSONICS INC | TROPHON 2 | 10050 | 2024-12-26 | 0
TX CHILDRENS | BE00127211 | 832804-022 | CLEANER, ULTRASOUND PROBE | NANOSONICS INC | TROPHON 2 | 10050 | 2024-12-26 | 0
TX CHILDRENS | BE00120445 | 589354-006 | CLEANER, ULTRASOUND PROBE | NANOSONICS INC | TROPHON 2 | 10050 | 2024-06-12 | 0
TX CHILDRENS | BE00127210 | 832808-012 | CLEANER, ULTRASOUND PROBE | NANOSONICS INC | TROPHON 2 | 10050 | 2024-12-26 | 0
TX CHILDRENS | BE00120443 | 590537-012 | CLEANER, ULTRASOUND PROBE | NANOSONICS INC | TROPHON 2 | 10050 | 2024-06-12 | 0
TX CHILDRENS | BE00120444 | 590537-014 | CLEANER, ULTRASOUND PROBE | NANOSONICS INC | TROPHON 2 | 10050 | 2024-06-12 | 0
TX CHILDRENS | BE00120477 | 590537-011 | CLEANER, ULTRASOUND PROBE | NANOSONICS INC | TROPHON 2 | 10050 | 2024-06-12 | 0
TX CHILDRENS | BE00125508 | SNT23517431SA | CARDIAC MONITOR W/ RATE ALARM | GE Medical Systems Information Tech Inc | B450 | 10041.15 | 2024-12-26 | 0
TX CHILDRENS | BE00125526 | SNT23517412SA | CARDIAC MONITOR W/ RATE ALARM | GE Medical Systems Information Tech Inc | B450 | 10041.15 | 2024-12-26 | 0
TX CHILDRENS | BE00125478 | SNT23465541SA | CARDIAC MONITOR W/ RATE ALARM | GE Medical Systems Information Tech Inc | B450 | 10041.15 | 2024-12-26 | 0
TX CHILDRENS | BE00125520 | SNT23517429SA | CARDIAC MONITOR W/ RATE ALARM | GE Medical Systems Information Tech Inc | B450 | 10041.15 | 2024-12-26 | 0
TX CHILDRENS | BE00125474 | SNT23465518SA | CARDIAC MONITOR W/ RATE ALARM | GE Medical Systems Information Tech Inc | B450 | 10041.15 | 2024-12-26 | 0
TX CHILDRENS | BE00125471 | SNT23465535SA | CARDIAC MONITOR W/ RATE ALARM | GE Medical Systems Information Tech Inc | B450 | 10041.15 | 2024-12-26 | 0
TX CHILDRENS | BE00125481 | SNT23465553SA | CARDIAC MONITOR W/ RATE ALARM | GE Medical Systems Information Tech Inc | B450 | 10041.15 | 2024-12-26 | 0
TX CHILDRENS | BE00125528 | SNT23517411SA | CARDIAC MONITOR W/ RATE ALARM | GE Medical Systems Information Tech Inc | B450 | 10041.15 | 2024-12-26 | 0
TX CHILDRENS | BE00125519 | SNT23517430SA | CARDIAC MONITOR W/ RATE ALARM | GE Medical Systems Information Tech Inc | B450 | 10041.15 | 2024-12-26 | 0
TX CHILDRENS | BE00125472 | SNT23465545SA | CARDIAC MONITOR W/ RATE ALARM | GE Medical Systems Information Tech Inc | B450 | 10041.15 | 2024-12-26 | 0
TX CHILDRENS | BE00125503 | SNT23465530SA | CARDIAC MONITOR W/ RATE ALARM | GE Medical Systems Information Tech Inc | B450 | 10041.15 | 2024-12-26 | 0
TX CHILDRENS | BE00125524 | SNT235174414SA | CARDIAC MONITOR W/ RATE ALARM | GE Medical Systems Information Tech Inc | B450 | 10041.15 | 2024-12-26 | 0
TX CHILDRENS | BE00125475 | SNT23465513SA | CARDIAC MONITOR W/ RATE ALARM | GE Medical Systems Information Tech Inc | B450 | 10041.15 | 2024-12-26 | 0
TX CHILDRENS | BE00125505 | SNT23455464SA | CARDIAC MONITOR W/ RATE ALARM | GE Medical Systems Information Tech Inc | B450 | 10041.15 | 2024-12-26 | 0
TX CHILDRENS | BE00125479 | SNT23465509SA | CARDIAC MONITOR W/ RATE ALARM | GE Medical Systems Information Tech Inc | B450 | 10041.15 | 2024-12-26 | 0
TX CHILDRENS | BE00125504 | SNT23455474SA | CARDIAC MONITOR W/ RATE ALARM | GE Medical Systems Information Tech Inc | B450 | 10041.15 | 2024-12-26 | 0
TX CHILDRENS | BE00125521 | SNT23517410SA | CARDIAC MONITOR W/ RATE ALARM | GE Medical Systems Information Tech Inc | B450 | 10041.15 | 2024-12-26 | 0
TX CHILDRENS | BE00125513 | SNT23517417SA | CARDIAC MONITOR W/ RATE ALARM | GE Medical Systems Information Tech Inc | B450 | 10041.15 | 2024-12-26 | 0
TX CHILDRENS | BE00125502 | SNT23465507SA | CARDIAC MONITOR W/ RATE ALARM | GE Medical Systems Information Tech Inc | B450 | 10041.15 | 2024-12-26 | 0
TX CHILDRENS | BE00125518 | SNT23517433SA | CARDIAC MONITOR W/ RATE ALARM | GE Medical Systems Information Tech Inc | B450 | 10041.15 | 2024-12-26 | 0
TX CHILDRENS | BE00125516 | SNT23517432SA | CARDIAC MONITOR W/ RATE ALARM | GE Medical Systems Information Tech Inc | B450 | 10041.15 | 2024-12-26 | 0
TX CHILDRENS | BE00125525 | SNT23517413SA | CARDIAC MONITOR W/ RATE ALARM | GE Medical Systems Information Tech Inc | B450 | 10041.15 | 2024-12-26 | 0
TX CHILDRENS | BE00125506 | SNT23442003SA | CARDIAC MONITOR W/ RATE ALARM | GE Medical Systems Information Tech Inc | B450 | 10041.15 | 2024-12-26 | 0
TX CHILDRENS | BE00125515 | SNT23517428SA | CARDIAC MONITOR W/ RATE ALARM | GE Medical Systems Information Tech Inc | B450 | 10041.15 | 2024-12-26 | 0
TX CHILDRENS | BE00125473 | SNT23465540SA | CARDIAC MONITOR W/ RATE ALARM | GE Medical Systems Information Tech Inc | B450 | 10041.15 | 2024-12-26 | 0
TX CHILDRENS | BE00125476 | SNT23465555SA | CARDIAC MONITOR W/ RATE ALARM | GE Medical Systems Information Tech Inc | B450 | 10041.15 | 2024-12-26 | 0
TX CHILDRENS | BE00125527 | SNT23517418SA | CARDIAC MONITOR W/ RATE ALARM | GE Medical Systems Information Tech Inc | B450 | 10041.15 | 2024-12-26 | 0
TX CHILDRENS | BE00125507 | SNT23517415SA | CARDIAC MONITOR W/ RATE ALARM | GE Medical Systems Information Tech Inc | B450 | 10041.15 | 2024-12-26 | 0
TX CHILDRENS | BE00125480 | SNT23465537SA | CARDIAC MONITOR W/ RATE ALARM | GE Medical Systems Information Tech Inc | B450 | 10041.15 | 2024-12-26 | 0
TX CHILDRENS | BE00125510 | SNT23517419SA | CARDIAC MONITOR W/ RATE ALARM | GE Medical Systems Information Tech Inc | B450 | 10041.15 | 2024-12-26 | 0
TX CHILDRENS | BE00125470 | SNT23465543SA | CARDIAC MONITOR W/ RATE ALARM | GE Medical Systems Information Tech Inc | B450 | 10041.15 | 2024-12-26 | 0
TX CHILDRENS | BE00125517 | SNT23517425SA | CARDIAC MONITOR W/ RATE ALARM | GE Medical Systems Information Tech Inc | B450 | 10041.15 | 2024-12-26 | 0
TX CHILDRENS | BE00125514 | SNT23517374SA | CARDIAC MONITOR W/ RATE ALARM | GE Medical Systems Information Tech Inc | B450 | 10041.15 | 2024-12-26 | 0
TX CHILDRENS | BE00125477 | SNT23465550SA | CARDIAC MONITOR W/ RATE ALARM | GE Medical Systems Information Tech Inc | B450 | 10041.15 | 2024-12-26 | 0
TX CHILDRENS | BE00125523 | SNT23517420SA | CARDIAC MONITOR W/ RATE ALARM | GE Medical Systems Information Tech Inc | B450 | 10041.15 | 2024-12-26 | 0
TX CHILDRENS | BE00125522 | SNT23517416SA | CARDIAC MONITOR W/ RATE ALARM | GE Medical Systems Information Tech Inc | B450 | 10041.15 | 2024-12-26 | 0
TX CHILDRENS | BE00127880 | SNT24012097SA | CARDIAC MONITOR W/ RATE ALARM | GE Medical Systems Information Tech Inc | B450 | 10039.32 | 2025-07-02 | 0
TX CHILDRENS | BE00127812 | SNT23415140SA | CARDIAC MONITOR W/ RATE ALARM | GE Medical Systems Information Tech Inc | B450 | 10039.32 | 2025-07-02 | 0
TX CHILDRENS | BE00127737 | SNT23415113SA | CARDIAC MONITOR W/ RATE ALARM | GE Medical Systems Information Tech Inc | B450 | 10039.32 | 2025-07-02 | 0
TX CHILDRENS | BE00127815 | SNT23415116SA | CARDIAC MONITOR W/ RATE ALARM | GE Medical Systems Information Tech Inc | B450 | 10039.32 | 2025-07-02 | 0
TX CHILDRENS | BE00127750 | SNT23415136SA | CARDIAC MONITOR W/ RATE ALARM | GE Medical Systems Information Tech Inc | B450 | 10039.32 | 2025-07-02 | 0
TX CHILDRENS | BE00127872 | SNT24012101SA | CARDIAC MONITOR W/ RATE ALARM | GE Medical Systems Information Tech Inc | B450 | 10039.32 | 2025-07-02 | 0
TX CHILDRENS | BE00127873 | SNT24027818SA | CARDIAC MONITOR W/ RATE ALARM | GE Medical Systems Information Tech Inc | B450 | 10039.32 | 2025-07-02 | 0
TX CHILDRENS | BE00127735 | SNT23415123SA | CARDIAC MONITOR W/ RATE ALARM | GE Medical Systems Information Tech Inc | B450 | 10039.32 | 2025-07-02 | 0
TX CHILDRENS | BE00127899 | SNT24012069SA | CARDIAC MONITOR W/ RATE ALARM | GE Medical Systems Information Tech Inc | B450 | 10039.32 | 2025-07-02 | 0
TX CHILDRENS | BE00127703 | SNT23415127SA | CARDIAC MONITOR W/ RATE ALARM | GE Medical Systems Information Tech Inc | B450 | 10039.32 | 2025-07-02 | 0
TX CHILDRENS | BE00127884 | SNT24012076SA | CARDIAC MONITOR W/ RATE ALARM | GE Medical Systems Information Tech Inc | B450 | 10039.32 | 2025-07-02 | 0
TX CHILDRENS | BE00127893 | SNT24012050SA | CARDIAC MONITOR W/ RATE ALARM | GE Medical Systems Information Tech Inc | B450 | 10039.32 | 2025-07-02 | 0
TX CHILDRENS | BE00127770 | SNT24046122SA | CARDIAC MONITOR W/ RATE ALARM | GE Medical Systems Information Tech Inc | B450 | 10039.32 | 2025-07-02 | 0
TX CHILDRENS | BE00127891 | SNT24012094SA | CARDIAC MONITOR W/ RATE ALARM | GE Medical Systems Information Tech Inc | B450 | 10039.32 | 2025-07-02 | 0
TX CHILDRENS | BE00127761 | SNT24046112SA | CARDIAC MONITOR W/ RATE ALARM | GE Medical Systems Information Tech Inc | B450 | 10039.32 | 2025-07-02 | 0
TX CHILDRENS | BE00127807 | SNT24046114SA | CARDIAC MONITOR W/ RATE ALARM | GE Medical Systems Information Tech Inc | B450 | 10039.32 | 2025-07-02 | 0
TX CHILDRENS | BE00127765 | SNT24046131SA | CARDIAC MONITOR W/ RATE ALARM | GE Medical Systems Information Tech Inc | B450 | 10039.32 | 2025-07-02 | 0
TX CHILDRENS | BE00127741 | SNT23415109SA | CARDIAC MONITOR W/ RATE ALARM | GE Medical Systems Information Tech Inc | B450 | 10039.32 | 2025-07-02 | 0
TX CHILDRENS | BE00127818 | SNT23415117SA | CARDIAC MONITOR W/ RATE ALARM | GE Medical Systems Information Tech Inc | B450 | 10039.32 | 2025-07-02 | 0
TX CHILDRENS | BE00127748 | SNT23415131SA | CARDIAC MONITOR W/ RATE ALARM | GE Medical Systems Information Tech Inc | B450 | 10039.32 | 2025-07-02 | 0
TX CHILDRENS | BE00127767 | SNT24046124SA | CARDIAC MONITOR W/ RATE ALARM | GE Medical Systems Information Tech Inc | B450 | 10039.32 | 2025-07-02 | 0
TX CHILDRENS | BE00127733 | SNT23415110SA | CARDIAC MONITOR W/ RATE ALARM | GE Medical Systems Information Tech Inc | B450 | 10039.32 | 2025-07-02 | 0
TX CHILDRENS | BE00127778 | SNT24046123SA | CARDIAC MONITOR W/ RATE ALARM | GE Medical Systems Information Tech Inc | B450 | 10039.32 | 2025-07-02 | 0
TX CHILDRENS | BE00127780 | SNT24046108SA | CARDIAC MONITOR W/ RATE ALARM | GE Medical Systems Information Tech Inc | B450 | 10039.32 | 2025-07-02 | 0
TX CHILDRENS | BE00127746 | SNT23415111SA | CARDIAC MONITOR W/ RATE ALARM | GE Medical Systems Information Tech Inc | B450 | 10039.32 | 2025-07-02 | 0
TX CHILDRENS | BE00127809 | SNT23415135SA | CARDIAC MONITOR W/ RATE ALARM | GE Medical Systems Information Tech Inc | B450 | 10039.32 | 2025-07-02 | 0
TX CHILDRENS | BE00127699 | SNT23415094SA | CARDIAC MONITOR W/ RATE ALARM | GE Medical Systems Information Tech Inc | B450 | 10039.32 | 2025-07-02 | 0
TX CHILDRENS | BE00127654 | SNT24046121SA | CARDIAC MONITOR W/ RATE ALARM | GE Medical Systems Information Tech Inc | B450 | 10039.32 | 2025-07-02 | 0
TX CHILDRENS | BE00127806 | SNT24046116SA | CARDIAC MONITOR W/ RATE ALARM | GE Medical Systems Information Tech Inc | B450 | 10039.32 | 2025-07-02 | 0
TX CHILDRENS | BE00127874 | SNT24012054SA | CARDIAC MONITOR W/ RATE ALARM | GE Medical Systems Information Tech Inc | B450 | 10039.32 | 2025-07-02 | 0
TX CHILDRENS | BE00127742 | SNT23415105SA | CARDIAC MONITOR W/ RATE ALARM | GE Medical Systems Information Tech Inc | B450 | 10039.32 | 2025-07-02 | 0
TX CHILDRENS | BE00127894 | SNT24012103SA | CARDIAC MONITOR W/ RATE ALARM | GE Medical Systems Information Tech Inc | B450 | 10039.32 | 2025-07-02 | 0
TX CHILDRENS | BE00127751 | SNT23415106SA | CARDIAC MONITOR W/ RATE ALARM | GE Medical Systems Information Tech Inc | B450 | 10039.32 | 2025-07-02 | 0
TX CHILDRENS | BE00127738 | SNT23415144SA | CARDIAC MONITOR W/ RATE ALARM | GE Medical Systems Information Tech Inc | B450 | 10039.32 | 2025-07-02 | 0
TX CHILDRENS | BE00127747 | SNT23415134SA | CARDIAC MONITOR W/ RATE ALARM | GE Medical Systems Information Tech Inc | B450 | 10039.32 | 2025-07-02 | 0
TX CHILDRENS | BE00127704 | SNT24046087SA | CARDIAC MONITOR W/ RATE ALARM | GE Medical Systems Information Tech Inc | B450 | 10039.32 | 2025-07-02 | 0
TX CHILDRENS | BE00127881 | SNT24012104SA | CARDIAC MONITOR W/ RATE ALARM | GE Medical Systems Information Tech Inc | B450 | 10039.32 | 2025-07-02 | 0
TX CHILDRENS | BE00127771 | SNT24046109SA | CARDIAC MONITOR W/ RATE ALARM | GE Medical Systems Information Tech Inc | B450 | 10039.32 | 2025-07-02 | 0
TX CHILDRENS | BE00127758 | SNT24046126SA | CARDIAC MONITOR W/ RATE ALARM | GE Medical Systems Information Tech Inc | B450 | 10039.32 | 2025-07-02 | 0
TX CHILDRENS | BE00127885 | SNT24027824SA | CARDIAC MONITOR W/ RATE ALARM | GE Medical Systems Information Tech Inc | B450 | 10039.32 | 2025-07-02 | 0
TX CHILDRENS | BE00127764 | SNT24046139SA | CARDIAC MONITOR W/ RATE ALARM | GE Medical Systems Information Tech Inc | B450 | 10039.32 | 2025-07-02 | 0
TX CHILDRENS | BE00127666 | SNT23415120SA | CARDIAC MONITOR W/ RATE ALARM | GE Medical Systems Information Tech Inc | B450 | 10039.32 | 2025-07-02 | 0
TX CHILDRENS | BE00127876 | SNT24027819SA | CARDIAC MONITOR W/ RATE ALARM | GE Medical Systems Information Tech Inc | B450 | 10039.32 | 2025-07-02 | 0
TX CHILDRENS | BE00127753 | SNT24046113SA | CARDIAC MONITOR W/ RATE ALARM | GE Medical Systems Information Tech Inc | B450 | 10039.32 | 2025-07-02 | 0
TX CHILDRENS | BE00127877 | SNT24012061SA | CARDIAC MONITOR W/ RATE ALARM | GE Medical Systems Information Tech Inc | B450 | 10039.32 | 2025-07-02 | 0
TX CHILDRENS | BE00127736 | SNT23415107SA | CARDIAC MONITOR W/ RATE ALARM | GE Medical Systems Information Tech Inc | B450 | 10039.32 | 2025-07-02 | 0
TX CHILDRENS | BE00127783 | SNT24046107SA | CARDIAC MONITOR W/ RATE ALARM | GE Medical Systems Information Tech Inc | B450 | 10039.32 | 2025-07-02 | 0
TX CHILDRENS | BE00127897 | SNT24012044SA | CARDIAC MONITOR W/ RATE ALARM | GE Medical Systems Information Tech Inc | B450 | 10039.32 | 2025-07-02 | 0
TX CHILDRENS | BE00127888 | SNT24027820SA | CARDIAC MONITOR W/ RATE ALARM | GE Medical Systems Information Tech Inc | B450 | 10039.32 | 2025-07-02 | 0
TX CHILDRENS | BE00127700 | SNT23415115SA | CARDIAC MONITOR W/ RATE ALARM | GE Medical Systems Information Tech Inc | B450 | 10039.32 | 2025-07-02 | 0
TX CHILDRENS | BE00127655 | SNT24046081SA | CARDIAC MONITOR W/ RATE ALARM | GE Medical Systems Information Tech Inc | B450 | 10039.32 | 2025-07-02 | 0
TX CHILDRENS | BE00127768 | SNT24046111SA | CARDIAC MONITOR W/ RATE ALARM | GE Medical Systems Information Tech Inc | B450 | 10039.32 | 2025-07-02 | 0
TX CHILDRENS | BE00127744 | SNT23415132SA | CARDIAC MONITOR W/ RATE ALARM | GE Medical Systems Information Tech Inc | B450 | 10039.32 | 2025-07-02 | 0
TX CHILDRENS | BE00127879 | SNT24012067SA | CARDIAC MONITOR W/ RATE ALARM | GE Medical Systems Information Tech Inc | B450 | 10039.32 | 2025-07-02 | 0
TX CHILDRENS | BE00127701 | SNT23415118SA | CARDIAC MONITOR W/ RATE ALARM | GE Medical Systems Information Tech Inc | B450 | 10039.32 | 2025-07-02 | 0
TX CHILDRENS | BE00127889 | SNT24012073SA | CARDIAC MONITOR W/ RATE ALARM | GE Medical Systems Information Tech Inc | B450 | 10039.32 | 2025-07-02 | 0
TX CHILDRENS | BE00127878 | SNT24012106SA | CARDIAC MONITOR W/ RATE ALARM | GE Medical Systems Information Tech Inc | B450 | 10039.32 | 2025-07-02 | 0
TX CHILDRENS | BE00127810 | SNT23415138SA | CARDIAC MONITOR W/ RATE ALARM | GE Medical Systems Information Tech Inc | B450 | 10039.32 | 2025-07-02 | 0
TX CHILDRENS | BE00127667 | SNT23415126SA | CARDIAC MONITOR W/ RATE ALARM | GE Medical Systems Information Tech Inc | B450 | 10039.32 | 2025-07-02 | 0
TX CHILDRENS | BE00127734 | SNT23415095SA | CARDIAC MONITOR W/ RATE ALARM | GE Medical Systems Information Tech Inc | B450 | 10039.32 | 2025-07-02 | 0
TX CHILDRENS | BE00127756 | SNT24046128SA | CARDIAC MONITOR W/ RATE ALARM | GE Medical Systems Information Tech Inc | B450 | 10039.32 | 2025-07-02 | 0
TX CHILDRENS | BE00127892 | SNT24027815SA | CARDIAC MONITOR W/ RATE ALARM | GE Medical Systems Information Tech Inc | B450 | 10039.32 | 2025-07-02 | 0
TX CHILDRENS | BE00127781 | SNT24046096SA | CARDIAC MONITOR W/ RATE ALARM | GE Medical Systems Information Tech Inc | B450 | 10039.32 | 2025-07-02 | 0
TX CHILDRENS | BE00127760 | SNT24046127SA | CARDIAC MONITOR W/ RATE ALARM | GE Medical Systems Information Tech Inc | B450 | 10039.32 | 2025-07-02 | 0
TX CHILDRENS | BE00127749 | SNT23415112SA | CARDIAC MONITOR W/ RATE ALARM | GE Medical Systems Information Tech Inc | B450 | 10039.32 | 2025-07-02 | 0
TX CHILDRENS | BE00127882 | SNT24012055SA | CARDIAC MONITOR W/ RATE ALARM | GE Medical Systems Information Tech Inc | B450 | 10039.32 | 2025-07-02 | 0
TX CHILDRENS | BE00127772 | SNT24046119SA | CARDIAC MONITOR W/ RATE ALARM | GE Medical Systems Information Tech Inc | B450 | 10039.32 | 2025-07-02 | 0
TX CHILDRENS | BE00127816 | SNT23415141SA | CARDIAC MONITOR W/ RATE ALARM | GE Medical Systems Information Tech Inc | B450 | 10039.32 | 2025-07-02 | 0
TX CHILDRENS | BE00127739 | SNT23415145SA | CARDIAC MONITOR W/ RATE ALARM | GE Medical Systems Information Tech Inc | B450 | 10039.32 | 2025-07-02 | 0
TX CHILDRENS | BE00127763 | SNT24046130SA | CARDIAC MONITOR W/ RATE ALARM | GE Medical Systems Information Tech Inc | B450 | 10039.32 | 2025-07-02 | 0
TX CHILDRENS | BE00127814 | SNT23415133SA | CARDIAC MONITOR W/ RATE ALARM | GE Medical Systems Information Tech Inc | B450 | 10039.32 | 2025-07-02 | 0
TX CHILDRENS | BE00127752 | SNT24046082SA | CARDIAC MONITOR W/ RATE ALARM | GE Medical Systems Information Tech Inc | B450 | 10039.32 | 2025-07-02 | 0
TX CHILDRENS | BE00127769 | SNT24046110SA | CARDIAC MONITOR W/ RATE ALARM | GE Medical Systems Information Tech Inc | B450 | 10039.32 | 2025-07-02 | 0
TX CHILDRENS | BE00127895 | SNT24012064SA | CARDIAC MONITOR W/ RATE ALARM | GE Medical Systems Information Tech Inc | B450 | 10039.32 | 2025-07-02 | 0
TX CHILDRENS | BE00127743 | SNT23415121SA | CARDIAC MONITOR W/ RATE ALARM | GE Medical Systems Information Tech Inc | B450 | 10039.32 | 2025-07-02 | 0
TX CHILDRENS | BE00127732 | SNT23415129SA | CARDIAC MONITOR W/ RATE ALARM | GE Medical Systems Information Tech Inc | B450 | 10039.32 | 2025-07-02 | 0
TX CHILDRENS | BE00127819 | SNT23415137SA | CARDIAC MONITOR W/ RATE ALARM | GE Medical Systems Information Tech Inc | B450 | 10039.32 | 2025-07-02 | 0
TX CHILDRENS | BE00127887 | SNT24012049SA | CARDIAC MONITOR W/ RATE ALARM | GE Medical Systems Information Tech Inc | B450 | 10039.32 | 2025-07-02 | 0
TX CHILDRENS | BE00127766 | SNT24046140SA | CARDIAC MONITOR W/ RATE ALARM | GE Medical Systems Information Tech Inc | B450 | 10039.32 | 2025-07-02 | 0
TX CHILDRENS | BE00127898 | SNT24012110SA | CARDIAC MONITOR W/ RATE ALARM | GE Medical Systems Information Tech Inc | B450 | 10039.32 | 2025-07-02 | 0
TX CHILDRENS | BE00127808 | SNT23415139SA | CARDIAC MONITOR W/ RATE ALARM | GE Medical Systems Information Tech Inc | B450 | 10039.32 | 2025-07-02 | 0
TX CHILDRENS | BE00127805 | SNT24046118SA | CARDIAC MONITOR W/ RATE ALARM | GE Medical Systems Information Tech Inc | B450 | 10039.32 | 2025-07-02 | 0
TX CHILDRENS | BE00127754 | SNT24046102SA | CARDIAC MONITOR W/ RATE ALARM | GE Medical Systems Information Tech Inc | B450 | 10039.32 | 2025-07-02 | 0
TX CHILDRENS | BE00127757 | SNT24046105SA | CARDIAC MONITOR W/ RATE ALARM | GE Medical Systems Information Tech Inc | B450 | 10039.32 | 2025-07-02 | 0
TX CHILDRENS | BE00127890 | SNT24012098SA | CARDIAC MONITOR W/ RATE ALARM | GE Medical Systems Information Tech Inc | B450 | 10039.32 | 2025-07-02 | 0
TX CHILDRENS | BE00127745 | SNT23415119SA | CARDIAC MONITOR W/ RATE ALARM | GE Medical Systems Information Tech Inc | B450 | 10039.32 | 2025-07-02 | 0
TX CHILDRENS | BE00127762 | SNT24046129SA | CARDIAC MONITOR W/ RATE ALARM | GE Medical Systems Information Tech Inc | B450 | 10039.32 | 2025-07-02 | 0
TX CHILDRENS | BE00127883 | SNT24027821SA | CARDIAC MONITOR W/ RATE ALARM | GE Medical Systems Information Tech Inc | B450 | 10039.32 | 2025-07-02 | 0
TX CHILDRENS | BE00127896 | SNT24012089SA | CARDIAC MONITOR W/ RATE ALARM | GE Medical Systems Information Tech Inc | B450 | 10039.32 | 2025-07-02 | 0
TX CHILDRENS | BE00127740 | SNT23415128SA | CARDIAC MONITOR W/ RATE ALARM | GE Medical Systems Information Tech Inc | B450 | 10039.32 | 2025-07-02 | 0
TX CHILDRENS | BE00127784 | SNT24046117SA | CARDIAC MONITOR W/ RATE ALARM | GE Medical Systems Information Tech Inc | B450 | 10039.32 | 2025-07-02 | 0
TX CHILDRENS | BE00127759 | SNT24046125SA | CARDIAC MONITOR W/ RATE ALARM | GE Medical Systems Information Tech Inc | B450 | 10039.32 | 2025-07-02 | 0
TX CHILDRENS | BE00127813 | SNT23415114SA | CARDIAC MONITOR W/ RATE ALARM | GE Medical Systems Information Tech Inc | B450 | 10039.32 | 2025-07-02 | 0
TX CHILDRENS | BE00127702 | SNT23415124SA | CARDIAC MONITOR W/ RATE ALARM | GE Medical Systems Information Tech Inc | B450 | 10039.32 | 2025-07-02 | 0
TX CHILDRENS | BE00127782 | SNT24046115SA | CARDIAC MONITOR W/ RATE ALARM | GE Medical Systems Information Tech Inc | B450 | 10039.32 | 2025-07-02 | 0
TX CHILDRENS | BE00127811 | SNT23415108SA | CARDIAC MONITOR W/ RATE ALARM | GE Medical Systems Information Tech Inc | B450 | 10039.32 | 2025-07-02 | 0
TX CHILDRENS | BE00127779 | SNT24046120SA | CARDIAC MONITOR W/ RATE ALARM | GE Medical Systems Information Tech Inc | B450 | 10039.32 | 2025-07-02 | 0
TX CHILDRENS | BE00127875 | SNT24012059SA | CARDIAC MONITOR W/ RATE ALARM | GE Medical Systems Information Tech Inc | B450 | 10039.32 | 2025-07-02 | 0
TX CHILDRENS | BE00127755 | SNT24046080SA | CARDIAC MONITOR W/ RATE ALARM | GE Medical Systems Information Tech Inc | B450 | 10039.32 | 2025-07-02 | 0
TX CHILDRENS | BE00127886 | SNT24012075SA | CARDIAC MONITOR W/ RATE ALARM | GE Medical Systems Information Tech Inc | B450 | 10039.32 | 2025-07-02 | 0
TX CHILDRENS | BE00127817 | SNT23415122SA | CARDIAC MONITOR W/ RATE ALARM | GE Medical Systems Information Tech Inc | B450 | 10039.32 | 2025-07-02 | 0
TX CHILDRENS | BE00103415 | 18A2671-A13641 | DENTAL OPERATIVE UNIT | ADEC DENTAL | CASCADE 2671 | 10039 | 2019-03-21 | 0
TX CHILDRENS | BE00103416 | 18A2671-A13499 | DENTAL OPERATIVE UNIT | ADEC DENTAL | CASCADE 2671 | 10039 | 2019-03-21 | 0
TX CHILDRENS | BE00103414 | 18A2671-A13721 | DENTAL OPERATIVE UNIT | ADEC DENTAL | CASCADE 2671 | 10039 | 2019-03-21 | 0
TX CHILDRENS | BE00127616 | 2978024010046 | DNA THERMAL CYCLER | APPLIED BIOSYSTEMS | PROFLEX | 10019.34 | 2025-03-19 | 0
TX CHILDRENS | BE00063935 | 36904-026 | CLEANER, ULTRASOUND PROBE | NANOSONICS INC | TROPHON EPR | 10016.48 | 2016-03-31 | 0
TX CHILDRENS | BE00063939 | 36901-040 | CLEANER, ULTRASOUND PROBE | NANOSONICS INC | TROPHON EPR | 10016.48 | 2016-03-31 | 0
TX CHILDRENS | BE00063932 | 36904-017 | CLEANER, ULTRASOUND PROBE | NANOSONICS INC | TROPHON EPR | 10016.48 | 2016-03-31 | 0
TX CHILDRENS | BE00061933 | 36904-001 | CLEANER, ULTRASOUND PROBE | NANOSONICS INC | TROPHON EPR | 10016.48 | 2016-03-31 | 0
TX CHILDRENS | BE00063936 | 36900-030 | CLEANER, ULTRASOUND PROBE | NANOSONICS INC | TROPHON EPR | 10016.48 | 2016-03-31 | 0
TX CHILDRENS | BE00063911 | 36904-012 | CLEANER, ULTRASOUND PROBE | NANOSONICS INC | TROPHON EPR | 10016.48 | 2016-03-31 | 0
TX CHILDRENS | BE00063912 | 36900-015 | CLEANER, ULTRASOUND PROBE | NANOSONICS INC | TROPHON EPR | 10016.48 | 2016-03-31 | 0
TX CHILDRENS | BE00063913 | 36904-016 | CLEANER, ULTRASOUND PROBE | NANOSONICS INC | TROPHON EPR | 10016.48 | 2016-03-31 | 0
TX CHILDRENS | BE00061934 | 36904-004 | CLEANER, ULTRASOUND PROBE | NANOSONICS INC | TROPHON EPR | 10016.48 | 2016-03-31 | 0
TX CHILDRENS | BE00063930 | 36904-056 | CLEANER, ULTRASOUND PROBE | NANOSONICS INC | TROPHON EPR | 10016.48 | 2016-03-31 | 0
TX CHILDRENS | BE00063938 | 36904-057 | CLEANER, ULTRASOUND PROBE | NANOSONICS INC | TROPHON EPR | 10016.48 | 2016-03-31 | 0
TX CHILDRENS | BE00063933 | 36904-036 | CLEANER, ULTRASOUND PROBE | NANOSONICS INC | TROPHON EPR | 10016.48 | 2016-03-31 | 0
TX CHILDRENS | BE00063937 | 36900-049 | CLEANER, ULTRASOUND PROBE | NANOSONICS INC | TROPHON EPR | 10016.48 | 2016-03-31 | 0
TX CHILDRENS | BE00063934 | 36900-024 | CLEANER, ULTRASOUND PROBE | NANOSONICS INC | TROPHON EPR | 10016.48 | 2016-03-31 | 0
TX CHILDRENS | BE00063914 | 36900-045 | CLEANER, ULTRASOUND PROBE | NANOSONICS INC | TROPHON EPR | 10016.48 | 2016-03-31 | 0
TX CHILDRENS | BE00061932 | 36904-022 | CLEANER, ULTRASOUND PROBE | NANOSONICS INC | TROPHON EPR | 10016.48 | 2016-03-31 | 0
TX CHILDRENS | BE00063929 | 36899-011 | CLEANER, ULTRASOUND PROBE | NANOSONICS INC | TROPHON EPR | 10016.48 | 2016-03-31 | 0
TX CHILDRENS | BE00063931 | 36904-019 | CLEANER, ULTRASOUND PROBE | NANOSONICS INC | TROPHON EPR | 10016.48 | 2016-03-31 | 0
TX CHILDRENS | BE00115110 | SNE21092005SA | CARDIAC MONITOR W/ RATE ALARM | GE Medical Systems Information Tech Inc | B450 | 10006.92 | 2022-04-20 | 0
TX CHILDRENS | BE00115108 | SNE21092004SA | CARDIAC MONITOR W/ RATE ALARM | GE Medical Systems Information Tech Inc | B450 | 10006.92 | 2022-04-20 | 0
TX CHILDRENS | HTMFS-A110338 | A110338 | PROBE, ENDO | PENTAX PRECISION INSTRUMENT CORP | EG34-I10 | 10000 | 2023-06-27 | 0
TX CHILDRENS | BE00033971 | F07296820M | PHOTO DIODE ARRAY DETECTOR | WATERS TECHNOLOGIES CORPORATIONS | 2996 | 10000 | 2011-09-07 | 4148.55
TX CHILDRENS | BE00034416 | BEJH 02024 | ANESTHETIC VAPORIZER | DATEX-OHMEDA INC | SEVOTEC 7 | 10000 | 2014-11-11 | 0
TX CHILDRENS | BE00116705 | D27422100041 | DISPLAY, SLAVE PHYSIOLOGICAL | KARL STORZ ENDOSCOPY-AMERICA INC | XUSM003 FSN | 10000 | 2023-10-25 | 0
TX CHILDRENS | KN225433 | 57261 | AUTOMATED SUPPLY DISPENSER | OMNICELL INC | OS344CTM | 10000 | 2010-05-28 | 0
TX CHILDRENS | BE00116399 | 36047-21 | CRYOSURGICAL UNIT & ACCESSORY | ATRICURE INC | ACM1-V6 | 10000 | 2022-07-21 | 0
TX CHILDRENS | BE00116706 | D27422100047 | DISPLAY, SLAVE PHYSIOLOGICAL | KARL STORZ ENDOSCOPY-AMERICA INC | XUSM003 FSN | 10000 | 2023-10-25 | 0
TX CHILDRENS | BE00106058 | 1725719673 | SURGICAL INSTRUMENT MOTOR ACCE | STRYKER CORP | 5400-050-000 | 10000 | 2019-01-16 | 0
TX CHILDRENS | BE00106059 | 1725719703 | SURGICAL INSTRUMENT MOTOR ACCE | STRYKER CORP | 5400-050-000 | 10000 | 2019-01-16 | 0
TX CHILDRENS | BE00012816 | 01143 | OPHTHALMIC REFRACTOMETER | HAAG-STREIT USA INC | OCTOPUS 900 | 10000 | 2013-08-02 | 0
TX CHILDRENS | BE00065941 | 50E61463 | CONTROL MODULE/PANEL | SORIN GROUP USA INC | 28-95-80 | 10000 | 2016-10-18 | 0
TX CHILDRENS | BE00116696 | 27440091 KSG | DISPLAY, SLAVE PHYSIOLOGICAL | KARL STORZ ENDOSCOPY-AMERICA INC | EX2721 | 10000 | 2022-10-17 | 0
TX CHILDRENS | BE00117917 | 272320525 | DNA THERMAL CYCLER | APPLIED BIOSYSTEMS | QUANTSTUDIO 3 | 10000 | 2022-09-15 | 2736
TX CHILDRENS | BE00125467 | SU223390010HA | DISPLAY, SLAVE PHYSIOLOGICAL | GE Medical Systems Information Tech Inc | CANVAS SLAVE | 10000 | 2024-12-26 | 0
TX CHILDRENS | BE00109179 | 50E61957 | CONTROL MODULE/PANEL | SORIN GROUP USA INC | 28-95-80 | 10000 | 2019-06-21 | 0
TX CHILDRENS | BE00063649 | SDP.1112171.11586 | MICROSCOPE ACCESSORIES | COHERENT INC | VERDI 18W | 10000 | 2016-02-15 | 0
TX CHILDRENS | BE00012954 | XZ11417-B | INSUFFLATOR, LAPAROSCOPE | KARL STORZ ENDOSCOPY-AMERICA INC | 264320 20 | 10000 | 2012-03-20 | 0
TX CHILDRENS | KN225434 | 59225 | AUTOMATED SUPPLY DISPENSER | OMNICELL INC | OS224CTM | 10000 | 2010-05-28 | 0
TX CHILDRENS | BE00128247 | 136086-004 | CRYOSURGICAL UNIT & ACCESSORY | ATRICURE INC | ACM1-V6 | 10000 | 2022-07-21 | 0
TX CHILDRENS | BE00117249 | 49903-008 | CRYOSURGICAL UNIT & ACCESSORY | ATRICURE INC | ACM1-V6 | 10000 | 2023-01-27 | 0
TX CHILDRENS | KN7001147 | 269BR 01732 | SPECTROPHOTOMETER | BIO RAD LABORATORIES INC | SMART SPEC 3000 | 10000 | 2001-07-06 | 0
TX CHILDRENS | BE00065942 | 50E61466 | CONTROL MODULE/PANEL | SORIN GROUP USA INC | 28-95-80 | 10000 | 2016-10-18 | 0
TX CHILDRENS | BE00014023 | Q020909 | SAMPLING WORKSTATION | Qiagen LLC | QIA GILITY | 10000 | 2012-02-08 | 0
TX CHILDRENS | BE00011795 | 73136 | SURGICAL INSTRUMENT MOTOR ACCE | MEDTRONIC, INC. | EC 300 | 10000 | 2012-03-20 | 0
TX CHILDRENS | BE00118213 | D27422100046 | DISPLAY, SLAVE PHYSIOLOGICAL | KARL STORZ ENDOSCOPY-AMERICA INC | XUSM003 FSN | 10000 | 2023-10-25 | 0
TX CHILDRENS | BE00033686 | 0501186UA | CARDIAC TRIGGER MONITOR | IVY BIOMEDICAL SYSTEMS, INC | 3150 | 10000 | 2008-10-17 | 0
TX CHILDRENS | BE00122116 | 17482 | REAGENT DELIVERY SYSTEM | SYSMEX AMERICA INC | RU-20 | 10000 | 2025-03-20 | 0
TX CHILDRENS | BE00012960 | YZ11515-B | INSUFFLATOR, LAPAROSCOPE | KARL STORZ ENDOSCOPY-AMERICA INC | 264320 20 | 10000 | 2012-03-20 | 0
TX CHILDRENS | BE00033182 | YZ11524-B | INSUFFLATOR, LAPAROSCOPE | KARL STORZ ENDOSCOPY-AMERICA INC | 264320 20 | 10000 | 2012-03-20 | 0
TX CHILDRENS | BE00127500 | TC+-20201102-07 | VIDEO SYSTEM CONTROLLER | KARL STORZ ENDOSCOPY-AMERICA INC | OR1 NEO TC+ | 10000 | 2024-02-06 | 0
TX CHILDRENS | KN7002342 | 1070 | ANALYZER | NOT APPLICABLE | PreTerm | 10000 | 2004-12-21 | 0
TX CHILDRENS | HTMFS-A110264 | A110264 | PROBE, ENDO | PENTAX PRECISION INSTRUMENT CORP | EG34-I10L | 10000 | 2023-06-27 | 0
TX CHILDRENS | BE00117527 | 120051-001 | CRYOSURGICAL UNIT & ACCESSORY | ATRICURE INC | ACM1-V6 | 10000 | 2023-07-13 | 0
TX CHILDRENS | BE00058844 | BEJG 04310 | ANESTHETIC VAPORIZER | DATEX-OHMEDA INC | SEVOTEC 7 | 10000 | 2014-05-15 | 0
TX CHILDRENS | BE00125909 | 832815-025 | CLEANER, ULTRASOUND PROBE | NANOSONICS INC | TROPHON 2 | 10000 | 2025-03-11 | 0
TX CHILDRENS | BE00125469 | SU223390014HA | DISPLAY, SLAVE PHYSIOLOGICAL | GE Medical Systems Information Tech Inc | CANVAS SLAVE | 10000 | 2024-12-26 | 0
TX CHILDRENS | BE00035213 | ARXA 1286 | ANESTHETIC VAPORIZER | DATEX-OHMEDA INC | SEVOTEC 7 | 10000 | 2017-01-17 | 0
TX CHILDRENS | BE00115673 | GM0314F310076 | DISPLAY, FLAT PANEL, TOUCH | KARL STORZ ENDOSCOPY-AMERICA INC | WUIS1566.02 | 10000 | 2022-11-07 | 0
TX CHILDRENS | BE00121645 | 136530-003 | CRYOSURGICAL UNIT & ACCESSORY | ATRICURE INC | ACM1-V6 | 10000 | 2025-05-14 | 0
TX CHILDRENS | BE00010906 | BEJL 01727 | ANESTHETIC VAPORIZER | DATEX-OHMEDA INC | SEVOTEC 7 | 10000 | 2011-04-15 | 0
TX CHILDRENS | BE00114323 | 30211F0900 | GYN ELECTROCAU AND ACCESSORIES | HOLOGIC INC | 08-09 RF CONTROLLER | 10000 | 2020-11-24 | 0
TX CHILDRENS | BE00125468 | SU223390006HA | DISPLAY, SLAVE PHYSIOLOGICAL | GE Medical Systems Information Tech Inc | CANVAS SLAVE | 10000 | 2024-12-26 | 0
TX CHILDRENS | BE00106060 | 1725719813 | SURGICAL INSTRUMENT MOTOR ACCE | STRYKER CORP | 5400-050-000 | 10000 | 2019-01-16 | 0
TX CHILDRENS | BE00118214 | D27422100050 | DISPLAY, SLAVE PHYSIOLOGICAL | KARL STORZ ENDOSCOPY-AMERICA INC | XUSM003 FSN | 10000 | 2023-10-25 | 0
TX CHILDRENS | KN201618 | 98102348 | INCUBATOR CO2 | HERAEUS | BB16 | 10000 | 2000-11-21 | 0
TX CHILDRENS | KN213173 | TA0001051R | PACEMAKER, EXTERNAL | MEDTRONIC, INC. | 5325 | 10000 | 1984-12-31 | 0
TX CHILDRENS | HTMFS-A111734 | A111734 | PROBE, ENDO | PENTAX PRECISION INSTRUMENT CORP | EG34-I10L | 10000 | 2023-06-27 | 0
TX CHILDRENS | BE00035312 | BEJJ 02416 | ANESTHETIC VAPORIZER | DATEX-OHMEDA INC | SEVOTEC 7 | 10000 | 2013-08-15 | 0
TX CHILDRENS | BE00011923 | BEJH 03127 | ANESTHETIC VAPORIZER | DATEX-OHMEDA INC | SEVOTEC 7 | 10000 | 2011-11-03 | 0
TX CHILDRENS | HTMFS-2026106 | 2026106 | PROBE, BRONC | OLYMPUS AMERICA INC | BF-1TH190 | 10000 | 2023-06-27 | 0
TX CHILDRENS | BE00126409 | 9951-0823-003 | CONTROL MODULE/PANEL | FISCHER MEDICAL TECHNOLOGIES | BLOOM 2 CONSOLE | 10000 | 2025-01-30 | 0
TX CHILDRENS | BE00011922 | BEJF 00365 | ANESTHETIC VAPORIZER | DATEX-OHMEDA INC | SEVOTEC 7 | 10000 | 2011-11-03 | 0
TX CHILDRENS | BE00116702 | D27422100055 | DISPLAY, SLAVE PHYSIOLOGICAL | KARL STORZ ENDOSCOPY-AMERICA INC | XUSM003 FSN | 10000 | 2023-10-25 | 0
TX CHILDRENS | HTMFS-A111686 | A111686 | PROBE, ENDO | PENTAX PRECISION INSTRUMENT CORP | EG34-I10L | 10000 | 2023-06-27 | 0
TX CHILDRENS | HTMFS-A111740 | A111740 | PROBE, ENDO | PENTAX PRECISION INSTRUMENT CORP | EG34-I10L | 10000 | 2023-06-27 | 0
TX CHILDRENS | BE00113985 | 14976 | PACEMAKER PROGRAMMER | ST JUDE MEDICAL INC PACESETTER SYSTEMS | 3650 | 10000 | 2022-03-02 | 0
TX CHILDRENS | KN225435 | 59224 | AUTOMATED SUPPLY DISPENSER | OMNICELL INC | OS224CTM | 10000 | 2010-05-28 | 0
TX CHILDRENS | BE00010498 | 275005268 | DNA THERMAL CYCLER | APPLIED BIOSYSTEMS | 7500 | 10000 | 2011-03-16 | 28908.4
TX CHILDRENS | BE00118860 | 13292 | REAGENT DELIVERY SYSTEM | SYSMEX AMERICA INC | RU-20 | 10000 | 2019-12-11 | 0
TX CHILDRENS | BE00087113 | 1610404233 | TOURNIQUET,COMPRES LIMB SLEEVE | STRYKER CORP | SMART PUMP | 10000 | 2018-02-19 | 0
TX CHILDRENS | BE00058648 | BEJL 07891 | ANESTHETIC VAPORIZER | DATEX-OHMEDA INC | SEVOTEC 7 | 10000 | 2014-03-24 | 0
TX CHILDRENS | BE00063647 | A42864 | MICROSCOPE ACCESSORIES | COHERENT INC | T255P1CR | 10000 | 2016-02-15 | 0
TX CHILDRENS | FA71226 | SCA08261382PA | ELECTROCARDIOGRAPH | GE Medical Systems Information Tech Inc | MAC 3500 | 10000 | 2009-08-25 | 0
TX CHILDRENS | BE00118210 | D28522100043 | DISPLAY, SLAVE PHYSIOLOGICAL | KARL STORZ ENDOSCOPY-AMERICA INC | XUSM003 FSN | 10000 | 2023-10-25 | 0
TX CHILDRENS | BE00118209 | D28422100042 | DISPLAY, SLAVE PHYSIOLOGICAL | KARL STORZ ENDOSCOPY-AMERICA INC | XUSM003 FSN | 10000 | 2023-10-25 | 0
TX CHILDRENS | BE00115682 | GM0314F310087 | DISPLAY, FLAT PANEL, TOUCH | KARL STORZ ENDOSCOPY-AMERICA INC | WUIS1566.02 | 10000 | 2022-11-07 | 0
TX CHILDRENS | BE00059908 | BEJJ 03701 | ANESTHETIC VAPORIZER | DATEX-OHMEDA INC | SEVOTEC 7 | 10000 | 2014-08-22 | 0
TX CHILDRENS | KN192360 | 091443 | MICROSCOPE | LEITZ, E. INC | ARISTOPLAN | 10000 | 2006-06-13 | 0
TX CHILDRENS | BE00125466 | SU223390013HA | DISPLAY, SLAVE PHYSIOLOGICAL | GE Medical Systems Information Tech Inc | CANVAS SLAVE | 10000 | 2024-12-26 | 0
TX CHILDRENS | BE00130798 | 43341884 | INCUBATOR | THERMO FISHER SCIENTIFIC ASHEVILLE LLC | CYTOMAT 24 | 10000 | 2025-08-12 | 0
TX CHILDRENS | HTMFS-1210620 | 1210620 | PROBE, ENDO | OLYMPUS AMERICA INC | GF-UCT180 | 10000 | 2023-06-27 | 0
TX CHILDRENS | BE00033399 | 0808602 | CARDIAC MONITOR W/ RATE ALARM | IVY BIOMEDICAL SYSTEMS, INC | 3150A | 10000 | 2012-06-15 | 0
TX CHILDRENS | BE00014739 | BEJG 03772 | ANESTHETIC VAPORIZER | DATEX-OHMEDA INC | SEVOTEC 7 | 10000 | 2012-06-09 | 0
TX CHILDRENS | KN199861 | 797-30-6114 | CONTROLLER, ELECTRICAL | AMX CORPORATION | 0298 | 10000 | 1999-09-30 | 0
TX CHILDRENS | BE00012001 | 1009103 | CARDIAC TRIGGER MONITOR | IVY BIOMEDICAL SYSTEMS, INC | 3000 | 10000 | 2011-11-14 | 0
TX CHILDRENS | THI002066 | SG01500153 | ULTRASOUND, COLOR FLOW | Philips North America LLC | CX50 | 10000 | 2025-06-18 | 0
TX CHILDRENS | KN225432 | 57259 | AUTOMATED SUPPLY DISPENSER | OMNICELL INC | OS344CTM | 10000 | 2010-05-28 | 0
TX CHILDRENS | BE00114673 | GM0314F310023 | VIDEO SYSTEM CONTROLLER | KARL STORZ ENDOSCOPY-AMERICA INC | WUIS3330 | 10000 | 2023-07-21 | 0
TX CHILDRENS | BE00103478 | 7233 | ANALYZER | ACCRIVA DIAGNOSTIC INC | VERIFYNOW | 10000 | 2019-05-30 | 1350
TX CHILDRENS | BE00014407 | BEJL 03110 | ANESTHETIC VAPORIZER | DATEX-OHMEDA INC | SEVOTEC 7 | 10000 | 2012-03-03 | 0
TX CHILDRENS | BE00103477 | 7231 | ANALYZER | ACCRIVA DIAGNOSTIC INC | VERIFYNOW | 10000 | 2019-05-30 | 1350
TX CHILDRENS | BE00116701 | D27422100060 | DISPLAY, SLAVE PHYSIOLOGICAL | KARL STORZ ENDOSCOPY-AMERICA INC | XUSM003 FSN | 10000 | 2023-10-25 | 0
TX CHILDRENS | BE00115672 | GM0314F310064 | DISPLAY, FLAT PANEL, TOUCH | KARL STORZ ENDOSCOPY-AMERICA INC | WUIS1566.02 | 10000 | 2022-11-07 | 0
TX CHILDRENS | BE00063648 | PPG.1133533.10464 | MICROSCOPE ACCESSORIES | COHERENT INC | MRU X1 | 10000 | 2016-02-15 | 0
TX CHILDRENS | BE00059309 | BEJH 03453 | ANESTHETIC VAPORIZER | DATEX-OHMEDA INC | SEVOTEC 7 | 10000 | 2014-07-17 | 0
TX CHILDRENS | KN225415 | 57260 | AUTOMATED SUPPLY DISPENSER | OMNICELL INC | OS344CTM | 10000 | 2010-05-28 | 0
TX CHILDRENS | BE00114679 | GM0314F310133 | DISPLAY, FLAT PANEL, TOUCH | KARL STORZ ENDOSCOPY-AMERICA INC | WUIS1566.02 | 10000 | 2023-07-21 | 0
TX CHILDRENS | BE00112935 | 98599-003 | CRYOSURGICAL UNIT & ACCESSORY | ATRICURE INC | ACM1-V6 | 10000 | 2020-12-17 | 0
TX CHILDRENS | KN214889 | 673283 | MICROSCOPE | NIKON INSTRUMENT INC | ECLIPSE E400 | 9999 | 2004-01-28 | 0
TX CHILDRENS | BE00065762 | S035 | SPECTROPHOTOMETER | THERMO FISHER SCIENTIFIC ASHEVILLE LLC | NANODROP 2000 | 9995 | 2016-10-12 | 0
TX CHILDRENS | BE00035648 | E0712-157E-019 | MICROSCOPE | AMG (ADVANCED MICROSCOPY GROUP) | EVOS XL AME-3300 | 9992.74 | 2014-01-08 | 0
TX CHILDRENS | BE00121481 | 23442582 | ELECTROSURG CUT & COAG DEVICE | CONMED CORP | 60-8005-001 | 9987 | 2024-10-18 | 0
TX CHILDRENS | BE00126308 | 2323300979 | SURGICAL INSTRUMENT MOTOR ACCE | STRYKER CORP | 5400-052-000 | 9986 | 2024-12-07 | 0
TX CHILDRENS | BE00126307 | 2323301109 | SURGICAL INSTRUMENT MOTOR ACCE | STRYKER CORP | 5400-052-000 | 9986 | 2024-12-07 | 0
TX CHILDRENS | BE00102278 | 9E51090 | MICROSCOPE | OLYMPUS AMERICA INC | BX43F | 9984.37 | 2021-01-07 | 0
TX CHILDRENS | KN205936 | 18451 | AUTOMATED SUPPLY DISPENSER | OMNICELL INC | OMNICELL | 9980 | 2002-04-01 | 0
TX CHILDRENS | KN205934 | 18454 | AUTOMATED SUPPLY DISPENSER | OMNICELL INC | OMNICELL | 9980 | 2002-04-01 | 0
TX CHILDRENS | KN201770 | 23048 | AUTOMATED SUPPLY DISPENSER | OMNICELL INC | OMNICELL | 9980 | 2003-08-01 | 0
TX CHILDRENS | KN205930 | 18453 | AUTOMATED SUPPLY DISPENSER | OMNICELL INC | OMNICELL | 9980 | 2002-04-01 | 0
TX CHILDRENS | BE00065926 | 28E44170 | CONTROL MODULE/PANEL | SORIN GROUP USA INC | 28-95-04 | 9979 | 2016-10-18 | 0
TX CHILDRENS | BE00065882 | 28E44164 | CONTROL MODULE/PANEL | SORIN GROUP USA INC | 28-95-04 | 9979 | 2016-10-18 | 0
TX CHILDRENS | BE00065904 | 28E44114 | CONTROL MODULE/PANEL | SORIN GROUP USA INC | 28-95-04 | 9979 | 2016-10-18 | 0
TX CHILDRENS | BE00065860 | 28E44127 | CONTROL MODULE/PANEL | SORIN GROUP USA INC | 28-95-04 | 9979 | 2016-10-18 | 0
TX CHILDRENS | BE00116658 | IR61104029 | INFUSION PUMP | IRADIMED CORPORATION | 3861 | 9975 | 2023-06-12 | 0
TX CHILDRENS | BE00124463 | IR61104533 | INFUSION PUMP | IRADIMED CORPORATION | 3861 | 9975 | 2024-10-23 | 0
TX CHILDRENS | BE00124459 | IR61104579 | INFUSION PUMP | IRADIMED CORPORATION | 3861 | 9975 | 2024-10-23 | 0
TX CHILDRENS | BE00124461 | IR61104495 | INFUSION PUMP | IRADIMED CORPORATION | 3861 | 9975 | 2024-10-23 | 0
TX CHILDRENS | BE00116657 | IR61104003 | INFUSION PUMP | IRADIMED CORPORATION | 3861 | 9975 | 2023-06-12 | 0
TX CHILDRENS | BE00124465 | IR61104521 | INFUSION PUMP | IRADIMED CORPORATION | 3861 | 9975 | 2024-10-23 | 0
TX CHILDRENS | BE00124467 | IR61104555 | INFUSION PUMP | IRADIMED CORPORATION | 3861 | 9975 | 2024-10-23 | 0
TX CHILDRENS | BE00085482 | 5428EQ122172 | CENTRIFUGE, REFRIGERATED | Eppendorf North America Inc | 5430R | 9972.96 | 2017-10-03 | 0
TX CHILDRENS | BE00103590 | S18040774 | MICROTOME | MICROM (GMI INC.) | HM325 | 9950 | 2019-05-10 | 0
TX CHILDRENS | BE00103589 | S18040773 | MICROTOME | MICROM (GMI INC.) | HM325 | 9950 | 2019-05-10 | 0
TX CHILDRENS | BE00084886 | S16050794 | MICROTOME | MICROM (GMI INC.) | HM325 | 9950 | 2017-07-28 | 0
TX CHILDRENS | BE00103744 | S18050889 | MICROTOME | MICROM (GMI INC.) | HM325 | 9950 | 2019-07-02 | 0
TX CHILDRENS | KN224088 | SBG06067237GA | CARDIAC MONITOR W/ RATE ALARM | GE Medical Systems Information Tech Inc | DASH 4000 | 9939.95 | 2011-05-01 | 0
TX CHILDRENS | KN224089 | SBG06067238GA | CARDIAC MONITOR W/ RATE ALARM | GE Medical Systems Information Tech Inc | DASH 4000 | 9939.95 | 2011-05-01 | 0
TX CHILDRENS | KN224090 | SBG06067240GA | CARDIAC MONITOR W/ RATE ALARM | GE Medical Systems Information Tech Inc | DASH 4000 | 9939.95 | 2011-05-01 | 0
TX CHILDRENS | KN224086 | SBG06056865GA | CARDIAC MONITOR W/ RATE ALARM | GE Medical Systems Information Tech Inc | DASH 4000 | 9939.95 | 2011-05-01 | 0
TX CHILDRENS | BE00038670 | 52242 | MICROTOME | MICROM (GMI INC.) | HM325 | 9935.04 | 2013-02-01 | 0
TX CHILDRENS | BE00122761 | SNA23400088SA | PDM w/ DISPLAY | GE Medical Systems Information Tech Inc | CARESCAPE ONE | 9927.17 | 2025-01-10 | 0
TX CHILDRENS | BE00122763 | SNA23400092SA | PDM w/ DISPLAY | GE Medical Systems Information Tech Inc | CARESCAPE ONE | 9927.17 | 2025-01-10 | 0
TX CHILDRENS | BE00122762 | SNA23400087SA | PDM w/ DISPLAY | GE Medical Systems Information Tech Inc | CARESCAPE ONE | 9927.17 | 2025-01-10 | 0
TX CHILDRENS | BE00117164 | 70366 | LASER - DIODE | XTRAC | AL10000 | 9920 | 2022-08-11 | 0
TX CHILDRENS | BE00122079 | 300590676 | INCUBATOR | THERMO FISHER SCIENTIFIC ASHEVILLE LLC | 3960 | 9915.07 | 2024-12-27 | 0
TX CHILDRENS | BE00127428 | YF0525 | HYSTEROSCOPE CONTROL UNIT | COVIDIEN LP | TRUCLEAR CONTROL UNIT | 9913.75 | 2022-11-17 | 0
TX CHILDRENS | BE00121984 | CY324992301EP | CENTRIFUGE | THERMO FISHER SCIENTIFIC ASHEVILLE LLC | CYTOSPIN 4 | 9908.28 | 2024-12-27 | 0
TX CHILDRENS | BE00121981 | CY324292301EP | CENTRIFUGE | THERMO FISHER SCIENTIFIC ASHEVILLE LLC | CYTOSPIN 4 | 9908.28 | 2024-12-27 | 0
TX CHILDRENS | BE00121983 | CY324972301EP | CENTRIFUGE | THERMO FISHER SCIENTIFIC ASHEVILLE LLC | CYTOSPIN 4 | 9908.28 | 2024-12-27 | 0
TX CHILDRENS | BE00121982 | CY324932301EP | CENTRIFUGE | THERMO FISHER SCIENTIFIC ASHEVILLE LLC | CYTOSPIN 4 | 9908.28 | 2024-12-27 | 0
TX CHILDRENS | BE00063398 | P555 | SPECTROPHOTOMETER | THERMO FISHER SCIENTIFIC ASHEVILLE LLC | NANODROP 2000 | 9907 | 2016-02-01 | 0
TX CHILDRENS | BE00115757 | 210818058F | WASHER, DISINFECTOR | Labconco Corp | STEAMSCRUBBER | 9900 | 2022-10-25 | 0
TX CHILDRENS | BE00122606 | 230721-098048D-001169 | CHAIR, EXAM | RELIANCE MEDICAL PRODUCTS, INC | 980 | 9895.29 | 2024-12-02 | 0
TX CHILDRENS | BE00122608 | 230721-098048D-001173 | CHAIR, EXAM | RELIANCE MEDICAL PRODUCTS, INC | 980 | 9895.29 | 2024-12-02 | 0
TX CHILDRENS | BE00122605 | 230721-098048D-001172 | CHAIR, EXAM | RELIANCE MEDICAL PRODUCTS, INC | 980 | 9895.29 | 2024-12-02 | 0
TX CHILDRENS | BE00122609 | 230721-098048D-001174 | CHAIR, EXAM | RELIANCE MEDICAL PRODUCTS, INC | 980 | 9895.29 | 2024-12-02 | 0
TX CHILDRENS | BE00122610 | 230721-098048D-001170 | CHAIR, EXAM | RELIANCE MEDICAL PRODUCTS, INC | 980 | 9895.29 | 2024-12-02 | 0
TX CHILDRENS | BE00122604 | 230721-098048D-001168 | CHAIR, EXAM | RELIANCE MEDICAL PRODUCTS, INC | 980 | 9895.29 | 2024-12-02 | 0
TX CHILDRENS | BE00122607 | 230721-098048D-001171 | CHAIR, EXAM | RELIANCE MEDICAL PRODUCTS, INC | 980 | 9895.29 | 2024-12-02 | 0
TX CHILDRENS | BE00127545 | A46-00110-00043 | UNINTERRUPTABLE POWER SUPPLY | POWERVAR INC | ABCDEF8000-22 | 9894.64 | 2024-09-20 | 0
TX CHILDRENS | BE00124187 | 23061414 | TABLE, TILTING, EPS | BIODEX MEDICAL SYSTEMS INC | 058-700 | 9890.67 | 2026-01-09 | 0
TX CHILDRENS | BE00124185 | 23061415 | TABLE, TILTING, EPS | BIODEX MEDICAL SYSTEMS INC | 058-700 | 9890.67 | 2026-01-09 | 0
TX CHILDRENS | BE00124186 | 23061413 | TABLE, TILTING, EPS | BIODEX MEDICAL SYSTEMS INC | 058-700 | 9890.67 | 2026-01-09 | 0
TX CHILDRENS | BE00103759 | 300196958 | SHAKER | THERMO FISHER SCIENTIFIC ASHEVILLE LLC | SHKE435HP | 9865.55 | 2019-08-20 | 0
TX CHILDRENS | BE00130681 | 42030006 | LAB ELECTROPHYSIOLOGY EQ. | COM-POWER CORPORATION | ACS 230 50W | 9865 | 2024-12-26 | 0
TX CHILDRENS | BE00084895 | 41953820 | CENTRIFUGE, REFRIGERATED | THERMO FISHER SCIENTIFIC ASHEVILLE LLC | SORVALL ST 16R | 9859.8 | 2017-08-02 | 0
TX CHILDRENS | BE00087875 | 4016 12120028 | TOURNIQUET,COMPRES LIMB SLEEVE | ZIMMER US Inc | ATS 4000TS | 9856 | 2018-01-19 | 0
TX CHILDRENS | BE00087877 | 4016 12120027 | TOURNIQUET,COMPRES LIMB SLEEVE | ZIMMER US Inc | ATS 4000TS | 9856 | 2018-01-19 | 0
TX CHILDRENS | BE00087876 | 4016 12120018 | TOURNIQUET,COMPRES LIMB SLEEVE | ZIMMER US Inc | ATS 4000TS | 9856 | 2018-01-19 | 0
TX CHILDRENS | BE00127418 | 2000RFWDII031021B | COMPUTER CART | PHS WEST INC | 2000RFWDII | 9850 | 2024-03-25 | 0
TX CHILDRENS | BE00127417 | 2000RFWDII0310214 | COMPUTER CART | PHS WEST INC | 2000RFWDII | 9850 | 2024-03-22 | 0
TX CHILDRENS | BE00062831 | 3135001987 | MICROSCOPE | CARL ZEISS MEDITEC USA INC | AXIO LAB.A1 | 9817.19 | 2015-10-09 | 0
TX CHILDRENS | BE00100212 | SENB-1386 | N2O SEDATION SYSTEM | PARKER HANNIFIN CORP. / PORTER INST. | SENTRY-34 | 9806 | 2018-03-29 | 0
TX CHILDRENS | BE00060710 | 8075280 | PUMP, PRESSURE | DIONEX CORPORATION | LPG-3400SD | 9805.6 | 2015-03-03 | 2004.63
TX CHILDRENS | BE00060714 | 8075646 | PUMP, PRESSURE | DIONEX CORPORATION | LPG-3400SD | 9805.6 | 2015-03-03 | 2004.63
TX CHILDRENS | BE00060588 | 8075231 | PUMP, PRESSURE | DIONEX CORPORATION | LPG-3400SD | 9805.6 | 2014-12-29 | 2004.63
TX CHILDRENS | BE00060585 | 8075081 | PUMP, PRESSURE | DIONEX CORPORATION | LPG-3400SD | 9805.6 | 2014-12-29 | 0
TX CHILDRENS | BE00014323 | C091001071 | WARMER, BLANKET | BLICKMAN HEALTH INDUSTRIES INC | 792ITS | 9800 | 2011-03-28 | 0
TX CHILDRENS | BE00011929 | OWY18-2354-1 | SHAKING INCUBATOR | AMEREX INSTRUMENTS | SK747 | 9800 | 2011-11-10 | 0
TX CHILDRENS | BE00011930 | OWY18-2354-4 | SHAKING INCUBATOR | AMEREX INSTRUMENTS | SK747 | 9800 | 2011-11-10 | 0
TX CHILDRENS | BE00108964 | 17-283415 | DISPLAY, SLAVE PHYSIOLOGICAL | NATIONAL DISPLAY SYSTEMS (NDS) | SC-WK32-G1B00 | 9799.86 | 2020-05-21 | 0
TX CHILDRENS | BE00108974 | 17-283414 | DISPLAY, SLAVE PHYSIOLOGICAL | NATIONAL DISPLAY SYSTEMS (NDS) | SC-WK32-G1B00 | 9799.86 | 2020-05-21 | 0
TX CHILDRENS | BE00011963 | TREN1010-U22136 | EXERCISE EQUIP, POWERED | STAR TRAC | 9-9021-MUSA90 | 9795 | 2011-12-09 | 0
TX CHILDRENS | BE00011962 | TREN1010-U22135 | EXERCISE EQUIP, POWERED | STAR TRAC | 9-9021-MUSA90 | 9795 | 2011-12-09 | 0
TX CHILDRENS | KN228674 | 567906-000 | WARMER, BLANKET | ENTHERMICS MEDICAL SYSTEMS | EC1540BL | 9793 | 2010-05-08 | 0
TX CHILDRENS | KN228675 | 567907-000 | WARMER, BLANKET | ENTHERMICS MEDICAL SYSTEMS | EC1540BL | 9793 | 2010-05-08 | 0
TX CHILDRENS | BE00082676 | 5920765 | MICROSCOPE | LEICA MICROSYSTEMS INC | MZ10F | 9792 | 2016-07-12 | 0
TX CHILDRENS | BE00082675 | 5920823 | MICROSCOPE | LEICA MICROSYSTEMS INC | MZ10F | 9792 | 2016-07-12 | 0
TX CHILDRENS | BE00111963 | F9AA58034D | WATER PURIFIER | EMD MILLIPORE CORPORATION | MILLI-Q IQ 7000 | 9781.3 | 2020-10-08 | 0
TX CHILDRENS | KN200186 | HCCC00133 | RADIANT WARMER, INFANT | DATEX-OHMEDA INC | 4400 | 9780 | 2000-03-07 | 0
TX CHILDRENS | KN200184 | HCCC00123 | RADIANT WARMER, INFANT | DATEX-OHMEDA INC | 4400 | 9780 | 2000-03-07 | 0
TX CHILDRENS | KN200174 | HCCC00028 | RADIANT WARMER, INFANT | DATEX-OHMEDA INC | 4400 | 9780 | 2000-03-07 | 0
TX CHILDRENS | KN221321 | J2DJ9229G | CARDIAC MONITOR W/ RATE ALARM | GE Medical Systems Information Tech Inc | DASH 3000 | 9775.5 | 2008-03-01 | 0
TX CHILDRENS | KN221322 | K2DJ9722G | CARDIAC MONITOR W/ RATE ALARM | GE Medical Systems Information Tech Inc | DASH 3000 | 9775.5 | 2008-03-01 | 0
TX CHILDRENS | BE00128659 | F4BB11856W | WATER PURIFIER | EMD MILLIPORE CORPORATION | MILLI-Q EQ 7000 | 9766.2 | 2025-06-19 | 0
TX CHILDRENS | BE00128660 | F4BB11856Y | WATER PURIFIER | EMD MILLIPORE CORPORATION | MILLI-Q EQ 7000 | 9766.2 | 2025-06-19 | 0
TX CHILDRENS | BE00010026 | SBB093118463GA | LIM SUPERCARTRIDGE ECG BP TMP | GE Medical Systems Information Tech Inc | TRAM 451N5 | 9750 | 2010-10-14 | 0
TX CHILDRENS | BE00010028 | SBB093118481GA | LIM SUPERCARTRIDGE ECG BP TMP | GE Medical Systems Information Tech Inc | TRAM 451N5 | 9750 | 2010-10-14 | 0
TX CHILDRENS | BE00010029 | SBB093118483GA | LIM SUPERCARTRIDGE ECG BP TMP | GE Medical Systems Information Tech Inc | TRAM 451N5 | 9750 | 2010-10-14 | 0
TX CHILDRENS | BE00103926 | 910350 | MIXER | GLEN MILLS INC. | T2C | 9750 | 2019-10-29 | 0
TX CHILDRENS | BE00112290 | 42574012 | CENTRIFUGE | THERMO FISHER SCIENTIFIC ASHEVILLE LLC | SORVALL X4 PRO-MD | 9737.8 | 2021-12-20 | 0
TX CHILDRENS | BE00112291 | 42612798 | CENTRIFUGE | THERMO FISHER SCIENTIFIC ASHEVILLE LLC | SORVALL X4 PRO-MD | 9737.8 | 2021-12-20 | 0
TX CHILDRENS | BE00112292 | 42581704 | CENTRIFUGE | THERMO FISHER SCIENTIFIC ASHEVILLE LLC | SORVALL X4 PRO-MD | 9737.8 | 2021-12-20 | 0
TX CHILDRENS | BE00087495 | 186257 | AUDIOMETER | GN HEARING CARE CORP | ASTERA2 | 9735 | 2018-03-19 | 0
TX CHILDRENS | BE00033443 | 391417 | AUDIOMETER | GN HEARING CARE CORP | ASTERA | 9735 | 2016-01-13 | 0
TX CHILDRENS | BE00087496 | 186743 | AUDIOMETER | GN HEARING CARE CORP | ASTERA2 | 9735 | 2018-03-19 | 0
TX CHILDRENS | BE00087506 | 216075 | AUDIOMETER | GN HEARING CARE CORP | ASTERA | 9735 | 2018-04-17 | 0
TX CHILDRENS | BE00034994 | 41281780 | CENTRIFUGE, REFRIGERATED | THERMO FISHER SCIENTIFIC ASHEVILLE LLC | LEGEND XTR | 9734.59 | 2013-04-22 | 0
TX CHILDRENS | BE00013100 | 101153029 | SHAKING INCUBATOR | NEW BRUNSWICK SCIENTIFIC, CO. | INNOVA 2350 | 9715.19 | 2011-12-27 | 0
TX CHILDRENS | BE00013099 | 101153024 | SHAKING INCUBATOR | NEW BRUNSWICK SCIENTIFIC, CO. | INNOVA 2350 | 9715.19 | 2011-12-27 | 0
TX CHILDRENS | BE00012528 | 14446 | SLITLAMP BIOMICROSCOPE | HAAG-STREIT USA INC | BM900 | 9715 | 2012-02-25 | 0
TX CHILDRENS | BE00012756 | 14451 | SLITLAMP BIOMICROSCOPE | HAAG-STREIT USA INC | BM900 | 9715 | 2012-02-25 | 0
TX CHILDRENS | BE00012530 | 14447 | SLITLAMP BIOMICROSCOPE | HAAG-STREIT USA INC | BM900 | 9715 | 2012-02-25 | 0
TX CHILDRENS | BE00010308 | 1455091041154 | INCUBATOR CO2 | THERMO FISHER SCIENTIFIC ASHEVILLE LLC | 397 | 9702 | 2010-11-23 | 0
TX CHILDRENS | BE00086502 | IPV1CM00545 | VENTILATOR NONCONTINUOUS | PERCUSSION CORP | IPV-1C | 9700 | 2018-10-31 | 0
TX CHILDRENS | BE00086503 | IPV1CM00547 | VENTILATOR NONCONTINUOUS | PERCUSSION CORP | IPV-1C | 9700 | 2018-10-31 | 0
TX CHILDRENS | BE00116902 | G7140 | HEMATOLOGY ANALYZER | SYSMEX AMERICA INC | POCH-100i | 9700 | 2023-03-20 | 0
TX CHILDRENS | BE00122118 | G7632 | HEMATOLOGY ANALYZER | SYSMEX AMERICA INC | POCH-100i | 9700 | 2024-10-09 | 1850
TX CHILDRENS | BE00116901 | G7098 | HEMATOLOGY ANALYZER | SYSMEX AMERICA INC | POCH-100i | 9700 | 2023-03-20 | 0
TX CHILDRENS | BE00062882 | F3346 | HEMATOLOGY ANALYZER | SYSMEX AMERICA INC | POCH-100i | 9700 | 2015-10-29 | 0
TX CHILDRENS | BE00065360 | 64226 | HEMATOLOGY ANALYZER | SYSMEX AMERICA INC | POCH-100i | 9700 | 2016-11-12 | 0
TX CHILDRENS | BE00086504 | IPV1CM00546 | VENTILATOR NONCONTINUOUS | PERCUSSION CORP | IPV-1C | 9700 | 2018-10-31 | 0
TX CHILDRENS | BE00123273 | 5023543020528 | OPHTHALMOLOGY CAMERA & ACCESSORIES | VOLK OPTICAL | PICTOR PRESTIGE | 9697 | 2025-06-27 | 0
TX CHILDRENS | BE00113738 | F9MA76795D | WATER PURIFIER | EMD MILLIPORE CORPORATION | MILLI-Q IQ 7000 | 9678 | 2021-02-20 | 0
TX CHILDRENS | BE00113737 | F9NA04604H | WATER PURIFIER | EMD MILLIPORE CORPORATION | MILLI-Q IQ 7000 | 9678 | 2021-02-20 | 0
TX CHILDRENS | BE00059967 | 201713 | TEST EQUIPMENT, ESU ANALYZER | Fluke Electronics Corporation | QA-ES | 9668 | 2014-09-16 | 0
TX CHILDRENS | BE00086748 | 6J03881 | CAMERA | OLYMPUS AMERICA INC | DP27 | 9665.87 | 2017-12-12 | 0
TX CHILDRENS | KN209964 | HCCE00215 | RADIANT WARMER, INFANT | DATEX-OHMEDA INC | 4400 | 9656.1 | 2001-11-01 | 0
TX CHILDRENS | KN209963 | HCCE00212 | RADIANT WARMER, INFANT | DATEX-OHMEDA INC | 4400 | 9656.1 | 2001-11-01 | 0
TX CHILDRENS | KN213146 | HCCE00213 | RADIANT WARMER, INFANT | DATEX-OHMEDA INC | 4400 | 9656.1 | 2002-06-27 | 0
TX CHILDRENS | BE00082856 | 1321861 | BIPOLAR ENDOSCOPIC COAG CUT AC | ETHICON US LLC | 00482 | 9654.16 | 2017-05-23 | 0
TX CHILDRENS | BE00082851 | 1321860 | BIPOLAR ENDOSCOPIC COAG CUT AC | ETHICON US LLC | 00482 | 9654.16 | 2017-05-23 | 0
TX CHILDRENS | BE00117518 | 490536-025 | CLEANER, ULTRASOUND PROBE | NANOSONICS INC | TROPHON 2 | 9643.09 | 2023-06-28 | 0
TX CHILDRENS | BE00010358 | D185-1009.2009 | SURGICAL NERVE STIMULATOR /LOC | MEP INC. | D-185 | 9629 | 2010-12-15 | 0
TX CHILDRENS | BE00129380 | YL919622-P | SURGICAL CAMERA & ACCESSORIES | KARL STORZ ENDOSCOPY-AMERICA INC | TC 201 | 9622.25 | 2026-06-16 | 0
TX CHILDRENS | BE00129609 | YL919606-P | SURGICAL CAMERA & ACCESSORIES | KARL STORZ ENDOSCOPY-AMERICA INC | TC 201 | 9622.25 | 2026-06-16 | 0
TX CHILDRENS | BE00129615 | XL919320-P | SURGICAL CAMERA & ACCESSORIES | KARL STORZ ENDOSCOPY-AMERICA INC | TC 201 | 9622.25 | 2026-06-16 | 0
TX CHILDRENS | BE00129742 | XL919304-P | SURGICAL CAMERA & ACCESSORIES | KARL STORZ ENDOSCOPY-AMERICA INC | TC 201 | 9622.25 | 2026-06-16 | 0
TX CHILDRENS | BE00129686 | XL919299-P | SURGICAL CAMERA & ACCESSORIES | KARL STORZ ENDOSCOPY-AMERICA INC | TC 201 | 9622.25 | 2026-06-16 | 0
TX CHILDRENS | BE00130043 | YL919599-P | SURGICAL CAMERA & ACCESSORIES | KARL STORZ ENDOSCOPY-AMERICA INC | TC 201 | 9622.25 | 2026-06-16 | 0
TX CHILDRENS | BE00129721 | XL919321-P | SURGICAL CAMERA & ACCESSORIES | KARL STORZ ENDOSCOPY-AMERICA INC | TC 201 | 9622.25 | 2026-06-16 | 0
TX CHILDRENS | BE00129741 | XL919319-P | SURGICAL CAMERA & ACCESSORIES | KARL STORZ ENDOSCOPY-AMERICA INC | TC 201 | 9622.25 | 2026-06-16 | 0
TX CHILDRENS | BE00130044 | XL919311-P | SURGICAL CAMERA & ACCESSORIES | KARL STORZ ENDOSCOPY-AMERICA INC | TC 201 | 9622.25 | 2026-06-16 | 0
TX CHILDRENS | BE00128101 | YO857391-P | SURGICAL CAMERA & ACCESSORIES | KARL STORZ ENDOSCOPY-AMERICA INC | TC 201 | 9622.25 | 2026-04-30 | 0
TX CHILDRENS | BE00129616 | XL919305-P | SURGICAL CAMERA & ACCESSORIES | KARL STORZ ENDOSCOPY-AMERICA INC | TC 201 | 9622.25 | 2026-06-16 | 0
TX CHILDRENS | BE00129572 | XL918688-P | SURGICAL CAMERA & ACCESSORIES | KARL STORZ ENDOSCOPY-AMERICA INC | TC 201 | 9622.25 | 2026-06-16 | 0
TX CHILDRENS | BE00129614 | XL918701-P | SURGICAL CAMERA & ACCESSORIES | KARL STORZ ENDOSCOPY-AMERICA INC | TC 201 | 9622.25 | 2026-06-16 | 0
TX CHILDRENS | BE00129594 | YL919612-P | SURGICAL CAMERA & ACCESSORIES | KARL STORZ ENDOSCOPY-AMERICA INC | TC 201 | 9622.25 | 2026-06-16 | 0
TX CHILDRENS | BE00129685 | XL919303-P | SURGICAL CAMERA & ACCESSORIES | KARL STORZ ENDOSCOPY-AMERICA INC | TC 201 | 9622.25 | 2026-06-16 | 0
TX CHILDRENS | BE00129688 | YL919614-P | SURGICAL CAMERA & ACCESSORIES | KARL STORZ ENDOSCOPY-AMERICA INC | TC 201 US | 9622.25 | 2025-05-27 | 0
TX CHILDRENS | BE00128096 | YO857378-P | SURGICAL CAMERA & ACCESSORIES | KARL STORZ ENDOSCOPY-AMERICA INC | TC 201 | 9622.25 | 2026-04-30 | 0
TX CHILDRENS | BE00129681 | XL919301-P | SURGICAL CAMERA & ACCESSORIES | KARL STORZ ENDOSCOPY-AMERICA INC | TC 201 | 9622.25 | 2026-06-16 | 0
TX CHILDRENS | BE00128091 | YL919912-P | SURGICAL CAMERA & ACCESSORIES | KARL STORZ ENDOSCOPY-AMERICA INC | TC 201 | 9622.25 | 2026-04-30 | 0
TX CHILDRENS | BE00129593 | XL919308-P | SURGICAL CAMERA & ACCESSORIES | KARL STORZ ENDOSCOPY-AMERICA INC | TC 201 | 9622.25 | 2026-06-16 | 0
TX CHILDRENS | BE00130079 | YL919592-P | SURGICAL CAMERA & ACCESSORIES | KARL STORZ ENDOSCOPY-AMERICA INC | TC 201 | 9622.25 | 2026-06-16 | 0
TX CHILDRENS | BE00129729 | YL919607-P | SURGICAL CAMERA & ACCESSORIES | KARL STORZ ENDOSCOPY-AMERICA INC | TC 201 | 9622.25 | 2026-06-16 | 0
TX CHILDRENS | BE00129376 | YL919600-P | SURGICAL CAMERA & ACCESSORIES | KARL STORZ ENDOSCOPY-AMERICA INC | TC 201 | 9622.25 | 2026-06-16 | 0
TX CHILDRENS | BE00129696 | YL919607-P | SURGICAL CAMERA & ACCESSORIES | KARL STORZ ENDOSCOPY-AMERICA INC | TC 201 | 9622.25 | 2026-06-16 | 0
TX CHILDRENS | BE00130080 | XL919300-P | SURGICAL CAMERA & ACCESSORIES | KARL STORZ ENDOSCOPY-AMERICA INC | TC 201 | 9622.25 | 2026-06-16 | 0
TX CHILDRENS | BE00129687 | XL919623-P | SURGICAL CAMERA & ACCESSORIES | KARL STORZ ENDOSCOPY-AMERICA INC | TC 201 | 9622.25 | 2026-06-16 | 0
TX CHILDRENS | BE00130069 | YL919603-P | SURGICAL CAMERA & ACCESSORIES | KARL STORZ ENDOSCOPY-AMERICA INC | TC 201 | 9622.25 | 2026-06-16 | 0
TX CHILDRENS | BE00129682 | YL919602-P | SURGICAL CAMERA & ACCESSORIES | KARL STORZ ENDOSCOPY-AMERICA INC | TC 201 | 9622.25 | 2026-06-16 | 0
TX CHILDRENS | BE00129379 | YL919613-P | SURGICAL CAMERA & ACCESSORIES | KARL STORZ ENDOSCOPY-AMERICA INC | TC 201 | 9622.25 | 2026-06-16 | 0
TX CHILDRENS | BE00130070 | XL919318-P | SURGICAL CAMERA & ACCESSORIES | KARL STORZ ENDOSCOPY-AMERICA INC | TC 201 | 9622.25 | 2026-06-16 | 0
TX CHILDRENS | BE00128078 | YL919641-P | SURGICAL CAMERA & ACCESSORIES | KARL STORZ ENDOSCOPY-AMERICA INC | TC 201 | 9622.25 | 2026-04-30 | 0
TX CHILDRENS | BE00129608 | XL919302-P | SURGICAL CAMERA & ACCESSORIES | KARL STORZ ENDOSCOPY-AMERICA INC | TC 201 | 9622.25 | 2026-06-16 | 0
TX CHILDRENS | BE00129740 | XL919306-P | SURGICAL CAMERA & ACCESSORIES | KARL STORZ ENDOSCOPY-AMERICA INC | TC 201 | 9622.25 | 2026-06-16 | 0
TX CHILDRENS | BE00129571 | XL919690-P | SURGICAL CAMERA & ACCESSORIES | KARL STORZ ENDOSCOPY-AMERICA INC | TC 201 | 9622.25 | 2026-06-16 | 0
TX CHILDRENS | BE00063029 | 41689429 | INCUBATOR CO2 | THERMO FISHER SCIENTIFIC ASHEVILLE LLC | HERACELL 150i | 9612.18 | 2015-12-04 | 0
TX CHILDRENS | BE00063031 | 41689428 | INCUBATOR CO2 | THERMO FISHER SCIENTIFIC ASHEVILLE LLC | HERACELL 150i | 9612.18 | 2015-12-04 | 0
TX CHILDRENS | BE00063033 | 41689426 | INCUBATOR CO2 | THERMO FISHER SCIENTIFIC ASHEVILLE LLC | HERACELL 150i | 9612.18 | 2015-12-04 | 0
TX CHILDRENS | BE00063034 | 41689430 | INCUBATOR CO2 | THERMO FISHER SCIENTIFIC ASHEVILLE LLC | HERACELL 150i | 9612.18 | 2015-12-04 | 0
TX CHILDRENS | BE00063032 | 41689427 | INCUBATOR CO2 | THERMO FISHER SCIENTIFIC ASHEVILLE LLC | HERACELL 150i | 9612.18 | 2015-12-04 | 0
TX CHILDRENS | BE00063030 | 41689425 | INCUBATOR CO2 | THERMO FISHER SCIENTIFIC ASHEVILLE LLC | HERACELL 150i | 9612.18 | 2015-12-04 | 0
TX CHILDRENS | BE00128134 | AC2310348619 | BATTERY CHARGER | STRYKER CORP | 9110-120-000 | 9603.72 | 2025-04-07 | 0
TX CHILDRENS | BE00128135 | AC2310248429 | BATTERY CHARGER | STRYKER CORP | 9110-120-000 | 9603.72 | 2025-04-07 | 0
TX CHILDRENS | BE00121277 | 01112108 | sEMG/SURFACE ELECTROMYOGRAPH | THE PROMETHEUS GROUP | CTS-2000 | 9600 | 2024-10-09 | 0
TX CHILDRENS | KN200217 | 49803025 | CENTRIFUGE, REFRIGERATED | JOUAN INC. | CR422 | 9600 | 1999-04-23 | 0
TX CHILDRENS | KN227811 | SBG07131916GA | CARDIAC MONITOR W/ RATE ALARM | GE Medical Systems Information Tech Inc | DASH 3000 | 9598.4 | 2010-04-26 | 0
TX CHILDRENS | KN227810 | SBG07131911GA | CARDIAC MONITOR W/ RATE ALARM | GE Medical Systems Information Tech Inc | DASH 3000 | 9598.4 | 2010-04-26 | 0
TX CHILDRENS | BE00089053 | GS0064015 | MIDDLE EAR ANALYZER | LUCAS GRASON STADLER (GSI) | TYMPSTAR | 9595 | 2017-11-08 | 0
TX CHILDRENS | BE00115938 | 21050633 | TABLE, TILTING, EPS | BIODEX MEDICAL SYSTEMS INC | 058-710 | 9595 | 2022-10-14 | 0
TX CHILDRENS | BE00115937 | 21050634 | TABLE, TILTING, EPS | BIODEX MEDICAL SYSTEMS INC | 058-710 | 9595 | 2022-10-14 | 0
TX CHILDRENS | BE00122854 | SNA23510330SA | PDM w/ DISPLAY | GE Medical Systems Information Tech Inc | CARESCAPE ONE | 9589.37 | 2024-12-12 | 0
TX CHILDRENS | BE00122885 | SNA23510305SA | PDM w/ DISPLAY | GE Medical Systems Information Tech Inc | CARESCAPE ONE | 9589.37 | 2024-12-12 | 0
TX CHILDRENS | BE00122886 | SNA23510312SA | PDM w/ DISPLAY | GE Medical Systems Information Tech Inc | CARESCAPE ONE | 9589.37 | 2024-12-12 | 0
TX CHILDRENS | BE00122884 | SNA23490229SA | PDM w/ DISPLAY | GE Medical Systems Information Tech Inc | CARESCAPE ONE | 9589.37 | 2024-12-12 | 0
TX CHILDRENS | BE00122846 | SNA23490218SA | PDM w/ DISPLAY | GE Medical Systems Information Tech Inc | CARESCAPE ONE | 9589.37 | 2024-12-12 | 0
TX CHILDRENS | BE00122888 | SNA23490180SA | PDM w/ DISPLAY | GE Medical Systems Information Tech Inc | CARESCAPE ONE | 9589.37 | 2024-12-12 | 0
TX CHILDRENS | BE00122849 | SNA23500009SA | PDM w/ DISPLAY | GE Medical Systems Information Tech Inc | CARESCAPE ONE | 9589.37 | 2024-12-12 | 0
TX CHILDRENS | BE00122882 | SNA23510349SA | PDM w/ DISPLAY | GE Medical Systems Information Tech Inc | CARESCAPE ONE | 9589.37 | 2024-12-12 | 0
TX CHILDRENS | BE00122845 | SNA23490182SA | PDM w/ DISPLAY | GE Medical Systems Information Tech Inc | CARESCAPE ONE | 9589.37 | 2024-12-12 | 0
TX CHILDRENS | BE00122852 | SNA23510375SA | PDM w/ DISPLAY | GE Medical Systems Information Tech Inc | CARESCAPE ONE | 9589.37 | 2024-12-12 | 0
TX CHILDRENS | BE00122878 | SNA23490202SA | PDM w/ DISPLAY | GE Medical Systems Information Tech Inc | CARESCAPE ONE | 9589.37 | 2024-12-12 | 0
TX CHILDRENS | BE00122847 | SNA23510111SA | PDM w/ DISPLAY | GE Medical Systems Information Tech Inc | CARESCAPE ONE | 9589.37 | 2024-12-12 | 0
TX CHILDRENS | BE00122853 | SNA23510346SA | PDM w/ DISPLAY | GE Medical Systems Information Tech Inc | CARESCAPE ONE | 9589.37 | 2024-12-12 | 0
TX CHILDRENS | BE00122879 | SNA23490151SA | PDM w/ DISPLAY | GE Medical Systems Information Tech Inc | CARESCAPE ONE | 9589.37 | 2024-12-12 | 0
TX CHILDRENS | BE00122850 | SNA23510334SA | PDM w/ DISPLAY | GE Medical Systems Information Tech Inc | CARESCAPE ONE | 9589.37 | 2024-12-12 | 0
TX CHILDRENS | BE00122844 | SNA23490188SA | PDM w/ DISPLAY | GE Medical Systems Information Tech Inc | CARESCAPE ONE | 9589.37 | 2024-12-12 | 0
TX CHILDRENS | BE00122883 | SNA23490179SA | PDM w/ DISPLAY | GE Medical Systems Information Tech Inc | CARESCAPE ONE | 9589.37 | 2024-12-12 | 0
TX CHILDRENS | BE00122887 | SNA23510371SA | PDM w/ DISPLAY | GE Medical Systems Information Tech Inc | CARESCAPE ONE | 9589.37 | 2024-12-12 | 0
TX CHILDRENS | BE00122889 | SNA23510196SA | PDM w/ DISPLAY | GE Medical Systems Information Tech Inc | CARESCAPE ONE | 9589.37 | 2024-12-12 | 0
TX CHILDRENS | BE00122851 | SNA23510302SA | PDM w/ DISPLAY | GE Medical Systems Information Tech Inc | CARESCAPE ONE | 9589.37 | 2024-12-12 | 0
TX CHILDRENS | BE00122855 | SNA23510324SA | PDM w/ DISPLAY | GE Medical Systems Information Tech Inc | CARESCAPE ONE | 9589.37 | 2024-12-12 | 0
TX CHILDRENS | BE00122848 | SNA23510301SA | PDM w/ DISPLAY | GE Medical Systems Information Tech Inc | CARESCAPE ONE | 9589.37 | 2024-12-12 | 0
TX CHILDRENS | BE00123466 | 81349 | SURGICAL INSTRUMENT MOTOR ACCE | COCHLEAR AMERICAS CORPORATION | OSSCORA | 9584 | 2025-05-14 | 0
TX CHILDRENS | BE00123467 | 81362 | SURGICAL INSTRUMENT MOTOR ACCE | COCHLEAR AMERICAS CORPORATION | OSSCORA | 9584 | 2025-05-14 | 0
TX CHILDRENS | BE00121544 | 24054779 | TABLE, TILTING, EPS | BIODEX MEDICAL SYSTEMS INC | 058-720 | 9578 | 2026-06-16 | 0
TX CHILDRENS | BE00121545 | 24054780 | TABLE, TILTING, EPS | BIODEX MEDICAL SYSTEMS INC | 058-720 | 9578 | 2026-06-16 | 0
TX CHILDRENS | KN232761 | DP4 / 09050487 | OTOACOUSTIC EMISSION DEVICE | AUDIO ELECTRONICS INC | ECHOPORT ILO292 | 9575 | 2010-09-28 | 0
TX CHILDRENS | BE00060197 | 41482268 | INCUBATOR CO2 | THERMO FISHER SCIENTIFIC ASHEVILLE LLC | HERACELL 150i | 9569.25 | 2014-06-11 | 0
TX CHILDRENS | BE00060213 | 41492250 | INCUBATOR CO2 | THERMO FISHER SCIENTIFIC ASHEVILLE LLC | HERACELL 150i | 9569.25 | 2014-06-11 | 0
TX CHILDRENS | BE00060227 | 41451425 | INCUBATOR CO2 | THERMO FISHER SCIENTIFIC ASHEVILLE LLC | HERACELL 150i | 9569.25 | 2014-06-11 | 0
TX CHILDRENS | BE00060214 | 41489987 | INCUBATOR CO2 | THERMO FISHER SCIENTIFIC ASHEVILLE LLC | HERACELL 150i | 9569.25 | 2014-06-11 | 0
TX CHILDRENS | BE00060228 | 41492248 | INCUBATOR CO2 | THERMO FISHER SCIENTIFIC ASHEVILLE LLC | HERACELL 150i | 9569.25 | 2014-06-11 | 0
TX CHILDRENS | BE00060198 | 41433048 | INCUBATOR CO2 | THERMO FISHER SCIENTIFIC ASHEVILLE LLC | HERACELL 150i | 9569.25 | 2014-06-11 | 0
TX CHILDRENS | KN225298 | 313194-1052 | INCUBATOR CO2 | THERMO FISHER SCIENTIFIC ASHEVILLE LLC | 3310 | 9568.75 | 2010-04-01 | 0
TX CHILDRENS | KN225303 | 313372-1058 | INCUBATOR CO2 | THERMO FISHER SCIENTIFIC ASHEVILLE LLC | 3310 | 9568.75 | 2010-04-01 | 0
TX CHILDRENS | KN225308 | 312988-1049 | INCUBATOR CO2 | THERMO FISHER SCIENTIFIC ASHEVILLE LLC | 3310 | 9568.75 | 2010-04-01 | 0
TX CHILDRENS | KN225307 | 313373-1062 | INCUBATOR CO2 | THERMO FISHER SCIENTIFIC ASHEVILLE LLC | 3310 | 9568.75 | 2010-04-01 | 0
TX CHILDRENS | KN225297 | 313372-1059 | INCUBATOR CO2 | THERMO FISHER SCIENTIFIC ASHEVILLE LLC | 3310 | 9568.75 | 2010-04-01 | 0
TX CHILDRENS | KN225306 | 313194-1051 | INCUBATOR CO2 | THERMO FISHER SCIENTIFIC ASHEVILLE LLC | 3310 | 9568.75 | 2010-04-01 | 0
TX CHILDRENS | KN225309 | 313372-1060 | INCUBATOR CO2 | THERMO FISHER SCIENTIFIC ASHEVILLE LLC | 3310 | 9568.75 | 2010-04-01 | 0
TX CHILDRENS | KN213147 | HCCE00208 | RADIANT WARMER, INFANT | DATEX-OHMEDA INC | 4400 | 9565.1 | 2001-11-01 | 0
TX CHILDRENS | BE00065463 | SJA15202114HA | CARDIAC MONITOR W/ RATE ALARM | GE Medical Systems Information Tech Inc | B450 | 9560 | 2016-09-21 | 0
TX CHILDRENS | BE00100252 | 1111704235 | ELECTROSURG CUT & COAG DEVICE | ETHICON US LLC | GEN11 | 9535 | 2018-03-30 | 0
TX CHILDRENS | BE00100460 | 1111647031 | ELECTROSURG CUT & COAG DEVICE | ETHICON US LLC | GEN11 | 9535 | 2018-03-31 | 0
TX CHILDRENS | BE00128351 | 20254633900050001 | AC/AIR OPERATING TABLE/CHAIR | JEDMED INSTRUMENTS CO. | OS1 | 9534.69 | 2026-06-17 | 0
TX CHILDRENS | BE00130129 | (21)RV10-25002 | EXERCISE EQUIP, NON-POWERED | REHABTRONICS INC | ReJoyce | 9520 | 2026-03-19 | 0
TX CHILDRENS | BE00087200 | 085-S1647 | MICROSCOPE ACCESSORIES | LUIGS AND NEUMANN GMBH | SM 10 | 9517 | 2018-06-07 | 0
TX CHILDRENS | BE00087199 | 084-S1647 | MICROSCOPE ACCESSORIES | LUIGS AND NEUMANN GMBH | SM 10 | 9517 | 2018-06-07 | 0
TX CHILDRENS | BE00114490 | IPV1CM01118 | VENTILATOR NONCONTINUOUS | PERCUSSION CORP | IPV-1C | 9515 | 2021-12-09 | 0
TX CHILDRENS | KN224072 | A60580A | CARDIOVASCULAR BLOOD FLOWMETER | TRANSONIC SYSTEMS INC. | HT110 | 9515 | 2007-04-04 | 0
TX CHILDRENS | KN224071 | A60579A | CARDIOVASCULAR BLOOD FLOWMETER | TRANSONIC SYSTEMS INC. | HT110 | 9515 | 2007-04-04 | 0
TX CHILDRENS | BE00114489 | IPV1CM01120 | VENTILATOR NONCONTINUOUS | PERCUSSION CORP | IPV-1C | 9515 | 2021-12-09 | 0
TX CHILDRENS | KN224073 | A60581A | CARDIOVASCULAR BLOOD FLOWMETER | TRANSONIC SYSTEMS INC. | HT110 | 9515 | 2007-04-04 | 0
TX CHILDRENS | BE00109403 | E22-VM2-003034 | EXERCISE EQUIP, POWERED | RECK-TECHNIK (MOTOMED) GmbH | VIVA2 | 9506.65 | 2019-08-16 | 0
TX CHILDRENS | BE00122868 | SNA23510320SA | PDM w/ DISPLAY | GE Medical Systems Information Tech Inc | CARESCAPE ONE | 9502.56 | 2025-01-10 | 0
TX CHILDRENS | BE00122785 | SNA23480029SA | PDM w/ DISPLAY | GE Medical Systems Information Tech Inc | CARESCAPE ONE | 9502.56 | 2025-01-10 | 0
TX CHILDRENS | BE00122815 | SNA23490227SA | PDM w/ DISPLAY | GE Medical Systems Information Tech Inc | CARESCAPE ONE | 9502.56 | 2025-01-10 | 0
TX CHILDRENS | BE00122828 | SNA23490234SA | PDM w/ DISPLAY | GE Medical Systems Information Tech Inc | CARESCAPE ONE | 9502.56 | 2025-01-10 | 0
TX CHILDRENS | BE00122864 | SNA23510374SA | PDM w/ DISPLAY | GE Medical Systems Information Tech Inc | CARESCAPE ONE | 9502.56 | 2025-01-10 | 0
TX CHILDRENS | BE00122877 | SNA23510348SA | PDM w/ DISPLAY | GE Medical Systems Information Tech Inc | CARESCAPE ONE | 9502.56 | 2025-01-10 | 0
TX CHILDRENS | BE00122875 | SNA23490235SA | PDM w/ DISPLAY | GE Medical Systems Information Tech Inc | CARESCAPE ONE | 9502.56 | 2025-01-10 | 0
TX CHILDRENS | BE00122876 | SNA23490238SA | PDM w/ DISPLAY | GE Medical Systems Information Tech Inc | CARESCAPE ONE | 9502.56 | 2025-01-10 | 0
TX CHILDRENS | BE00122833 | SNA23510368SA | PDM w/ DISPLAY | GE Medical Systems Information Tech Inc | CARESCAPE ONE | 9502.56 | 2025-01-10 | 0
TX CHILDRENS | BE00122860 | SNA23510331SA | PDM w/ DISPLAY | GE Medical Systems Information Tech Inc | CARESCAPE ONE | 9502.56 | 2025-01-10 | 0
TX CHILDRENS | BE00122780 | SNA23480032SA | PDM w/ DISPLAY | GE Medical Systems Information Tech Inc | CARESCAPE ONE | 9502.56 | 2025-01-10 | 0
TX CHILDRENS | BE00122779 | SNA23480039SA | PDM w/ DISPLAY | GE Medical Systems Information Tech Inc | CARESCAPE ONE | 9502.56 | 2025-01-10 | 0
TX CHILDRENS | BE00122777 | SNA23480015SA | PDM w/ DISPLAY | GE Medical Systems Information Tech Inc | CARESCAPE ONE | 9502.56 | 2025-01-10 | 0
TX CHILDRENS | BE00122873 | SNA23510138SA | PDM w/ DISPLAY | GE Medical Systems Information Tech Inc | CARESCAPE ONE | 9502.56 | 2025-01-10 | 0
TX CHILDRENS | BE00122861 | SNA23510333SA | PDM w/ DISPLAY | GE Medical Systems Information Tech Inc | CARESCAPE ONE | 9502.56 | 2025-01-10 | 0
TX CHILDRENS | BE00122820 | SNA23500003SA | PDM w/ DISPLAY | GE Medical Systems Information Tech Inc | CARESCAPE ONE | 9502.56 | 2025-01-10 | 0
TX CHILDRENS | BE00122870 | SNA23510342SA | PDM w/ DISPLAY | GE Medical Systems Information Tech Inc | CARESCAPE ONE | 9502.56 | 2025-01-10 | 0
TX CHILDRENS | BE00122773 | SNA23480020SA | PDM w/ DISPLAY | GE Medical Systems Information Tech Inc | CARESCAPE ONE | 9502.56 | 2025-01-10 | 0
TX CHILDRENS | BE00122831 | SNA23510192SA | PDM w/ DISPLAY | GE Medical Systems Information Tech Inc | CARESCAPE ONE | 9502.56 | 2025-01-10 | 0
TX CHILDRENS | BE00122856 | SNA23510089SA | PDM w/ DISPLAY | GE Medical Systems Information Tech Inc | CARESCAPE ONE | 9502.56 | 2025-01-10 | 0
TX CHILDRENS | BE00122858 | SNA23510326SA | PDM w/ DISPLAY | GE Medical Systems Information Tech Inc | CARESCAPE ONE | 9502.56 | 2025-01-10 | 0
TX CHILDRENS | BE00122822 | SNA23490242SA | PDM w/ DISPLAY | GE Medical Systems Information Tech Inc | CARESCAPE ONE | 9502.56 | 2025-01-10 | 0
TX CHILDRENS | BE00122872 | SNA23510322SA | PDM w/ DISPLAY | GE Medical Systems Information Tech Inc | CARESCAPE ONE | 9502.56 | 2025-01-10 | 0
TX CHILDRENS | BE00122865 | SNA23490150SA | PDM w/ DISPLAY | GE Medical Systems Information Tech Inc | CARESCAPE ONE | 9502.56 | 2025-01-10 | 0
TX CHILDRENS | BE00122857 | SNA23510304SA | PDM w/ DISPLAY | GE Medical Systems Information Tech Inc | CARESCAPE ONE | 9502.56 | 2025-01-10 | 0
TX CHILDRENS | BE00122859 | SNA23510313SA | PDM w/ DISPLAY | GE Medical Systems Information Tech Inc | CARESCAPE ONE | 9502.56 | 2025-01-10 | 0
TX CHILDRENS | BE00122866 | SNA23510328SA | PDM w/ DISPLAY | GE Medical Systems Information Tech Inc | CARESCAPE ONE | 9502.56 | 2025-01-10 | 0
TX CHILDRENS | BE00122826 | SNA23500002SA | PDM w/ DISPLAY | GE Medical Systems Information Tech Inc | CARESCAPE ONE | 9502.56 | 2025-01-10 | 0
TX CHILDRENS | BE00122862 | SNA23510332SA | PDM w/ DISPLAY | GE Medical Systems Information Tech Inc | CARESCAPE ONE | 9502.56 | 2025-01-10 | 0
TX CHILDRENS | BE00122829 | SNA23490221SA | PDM w/ DISPLAY | GE Medical Systems Information Tech Inc | CARESCAPE ONE | 9502.56 | 2025-01-10 | 0
TX CHILDRENS | BE00122830 | SNA23490228SA | PDM w/ DISPLAY | GE Medical Systems Information Tech Inc | CARESCAPE ONE | 9502.56 | 2025-01-10 | 0
TX CHILDRENS | BE00122871 | SNA23510317SA | PDM w/ DISPLAY | GE Medical Systems Information Tech Inc | CARESCAPE ONE | 9502.56 | 2025-01-10 | 0
TX CHILDRENS | BE00122821 | SNA23490231SA | PDM w/ DISPLAY | GE Medical Systems Information Tech Inc | CARESCAPE ONE | 9502.56 | 2025-01-10 | 0
TX CHILDRENS | BE00122881 | SNA23510343SA | PDM w/ DISPLAY | GE Medical Systems Information Tech Inc | CARESCAPE ONE | 9502.56 | 2025-01-10 | 0
TX CHILDRENS | BE00122825 | SNA23500004SA | PDM w/ DISPLAY | GE Medical Systems Information Tech Inc | CARESCAPE ONE | 9502.56 | 2025-01-10 | 0
TX CHILDRENS | BE00122867 | SNA23510323SA | PDM w/ DISPLAY | GE Medical Systems Information Tech Inc | CARESCAPE ONE | 9502.56 | 2025-01-10 | 0
TX CHILDRENS | BE00122784 | SNA23480030SA | PDM w/ DISPLAY | GE Medical Systems Information Tech Inc | CARESCAPE ONE | 9502.56 | 2025-01-10 | 0
TX CHILDRENS | BE00122816 | SNA23490196SA | PDM w/ DISPLAY | GE Medical Systems Information Tech Inc | CARESCAPE ONE | 9502.56 | 2025-01-10 | 0
TX CHILDRENS | BE00122817 | SNA23490076SA | PDM w/ DISPLAY | GE Medical Systems Information Tech Inc | CARESCAPE ONE | 9502.56 | 2025-01-10 | 0
TX CHILDRENS | BE00122863 | SNA23510321SA | PDM w/ DISPLAY | GE Medical Systems Information Tech Inc | CARESCAPE ONE | 9502.56 | 2025-01-10 | 0
TX CHILDRENS | BE00122880 | SNA23490181SA | PDM w/ DISPLAY | GE Medical Systems Information Tech Inc | CARESCAPE ONE | 9502.56 | 2025-01-10 | 0
TX CHILDRENS | BE00122782 | SNA23480028SA | PDM w/ DISPLAY | GE Medical Systems Information Tech Inc | CARESCAPE ONE | 9502.56 | 2025-01-10 | 0
TX CHILDRENS | BE00122783 | SNA23480014SA | PDM w/ DISPLAY | GE Medical Systems Information Tech Inc | CARESCAPE ONE | 9502.56 | 2025-01-10 | 0
TX CHILDRENS | BE00122778 | SNA23480016SA | PDM w/ DISPLAY | GE Medical Systems Information Tech Inc | CARESCAPE ONE | 9502.56 | 2025-01-10 | 0
TX CHILDRENS | BE00122824 | SNA23500011SA | PDM w/ DISPLAY | GE Medical Systems Information Tech Inc | CARESCAPE ONE | 9502.56 | 2025-01-10 | 0
TX CHILDRENS | BE00122814 | SNA23510318SA | PDM w/ DISPLAY | GE Medical Systems Information Tech Inc | CARESCAPE ONE | 9502.56 | 2025-01-10 | 0
TX CHILDRENS | BE00122813 | SNA23490222SA | PDM w/ DISPLAY | GE Medical Systems Information Tech Inc | CARESCAPE ONE | 9502.56 | 2025-01-10 | 0
TX CHILDRENS | BE00122869 | SNA23510087SA | PDM w/ DISPLAY | GE Medical Systems Information Tech Inc | CARESCAPE ONE | 9502.56 | 2025-01-10 | 0
TX CHILDRENS | BE00122823 | SNA23490243SA | PDM w/ DISPLAY | GE Medical Systems Information Tech Inc | CARESCAPE ONE | 9502.56 | 2025-01-10 | 0
TX CHILDRENS | BE00122776 | SNA23480038SA | PDM w/ DISPLAY | GE Medical Systems Information Tech Inc | CARESCAPE ONE | 9502.56 | 2025-01-10 | 0
TX CHILDRENS | BE00122775 | SNA23480025SA | PDM w/ DISPLAY | GE Medical Systems Information Tech Inc | CARESCAPE ONE | 9502.56 | 2025-01-10 | 0
TX CHILDRENS | BE00122774 | SNA23480026SA | PDM w/ DISPLAY | GE Medical Systems Information Tech Inc | CARESCAPE ONE | 9502.56 | 2025-01-10 | 0
TX CHILDRENS | BE00122832 | SNA23500038SA | PDM w/ DISPLAY | GE Medical Systems Information Tech Inc | CARESCAPE ONE | 9502.56 | 2025-01-10 | 0
TX CHILDRENS | BE00122781 | SNA23480031SA | PDM w/ DISPLAY | GE Medical Systems Information Tech Inc | CARESCAPE ONE | 9502.56 | 2025-01-10 | 0
TX CHILDRENS | BE00122827 | SNA23490240SA | PDM w/ DISPLAY | GE Medical Systems Information Tech Inc | CARESCAPE ONE | 9502.56 | 2025-01-10 | 0
TX CHILDRENS | BE00122874 | SNA23500001SA | PDM w/ DISPLAY | GE Medical Systems Information Tech Inc | CARESCAPE ONE | 9502.56 | 2025-01-10 | 0
TX CHILDRENS | BE00122818 | SNA23490237SA | PDM w/ DISPLAY | GE Medical Systems Information Tech Inc | CARESCAPE ONE | 9502.56 | 2025-01-10 | 0
TX CHILDRENS | BE00122819 | SNA23500007SA | PDM w/ DISPLAY | GE Medical Systems Information Tech Inc | CARESCAPE ONE | 9502.56 | 2025-01-10 | 0
TX CHILDRENS | KN205192 | 1172 | RESPIRATION ANALYZER | RESPIRONICS INC | SMART RECORDER | 9500 | 2007-01-26 | 0
TX CHILDRENS | BE00117013 | 320428 | TRANSCUTANEOUS PO2 MONITOR | SENTEC INC | SDMS | 9500 | 2023-03-22 | 0
TX CHILDRENS | BE00117012 | 320427 | TRANSCUTANEOUS PO2 MONITOR | SENTEC INC | SDMS | 9500 | 2023-03-22 | 0
TX CHILDRENS | BE00126529 | ROHS2331 | ANALYZER | ACCRIVA DIAGNOSTIC INC | VERIFYNOW | 9500 | 2025-03-13 | 1350
TX CHILDRENS | BE00117100 | 320521 | TRANSCUTANEOUS PO2 MONITOR | SENTEC INC | SDMS | 9500 | 2023-03-22 | 0
TX CHILDRENS | BE00117101 | 320522 | TRANSCUTANEOUS PO2 MONITOR | SENTEC INC | SDMS | 9500 | 2023-03-22 | 0
TX CHILDRENS | BE00117099 | 320520 | TRANSCUTANEOUS PO2 MONITOR | SENTEC INC | SDMS | 9500 | 2023-03-22 | 0
TX CHILDRENS | BE00011001 | 002067 | RESPIRATION ANALYZER | RESPIRONICS INC | SMART RECORDER | 9500 | 2010-04-23 | 0
TX CHILDRENS | BE00033513 | 21004215 | SIMULATOR | ECHOSERVE (SONORA MEDICAL) | 570 | 9500 | 2011-03-28 | 0
TX CHILDRENS | BE00117097 | 320518 | TRANSCUTANEOUS PO2 MONITOR | SENTEC INC | SDMS | 9500 | 2023-03-22 | 0
TX CHILDRENS | BE00011000 | 002098 | RESPIRATION ANALYZER | RESPIRONICS INC | SMART RECORDER | 9500 | 2010-04-23 | 0
TX CHILDRENS | KN123876 | B14218 | OSCILLOSCOPE | TEKTRONIX (TOLL FREE) | TDS3052 | 9500 | 2001-08-15 | 0
TX CHILDRENS | BE00085325 | AP1611001-00020 | POWERED SUCTION PUMP | PENUMBRA INC | PENUMBRA MAX | 9500 | 2017-05-04 | 0
TX CHILDRENS | KN214255 | 1264 | RESPIRATION ANALYZER | RESPIRONICS INC | SMART RECORDER | 9500 | 2003-06-07 | 0
TX CHILDRENS | BE00126530 | ROHS2116 | ANALYZER | ACCRIVA DIAGNOSTIC INC | VERIFYNOW | 9500 | 2025-03-13 | 1350
TX CHILDRENS | BE00117017 | 320454 | TRANSCUTANEOUS PO2 MONITOR | SENTEC INC | SDMS | 9500 | 2023-03-22 | 0
TX CHILDRENS | BE00117098 | 320519 | TRANSCUTANEOUS PO2 MONITOR | SENTEC INC | SDMS | 9500 | 2023-03-22 | 0
TX CHILDRENS | BE00035199 | NONE | TABLE, MECHANICAL | PILLAR ORTHOPEDIC DESIGN | CASTING TABLE | 9500 | 2013-07-08 | 0
TX CHILDRENS | BE00117016 | 320431 | TRANSCUTANEOUS PO2 MONITOR | SENTEC INC | SDMS | 9500 | 2023-03-22 | 0
TX CHILDRENS | BE00117015 | 320430 | TRANSCUTANEOUS PO2 MONITOR | SENTEC INC | SDMS | 9500 | 2023-03-22 | 0
TX CHILDRENS | BE00127384 | V6NP9G9HJ7 | RESPIRATORY TRAINING SYSTEM | ECHO HEALTHCARE INC | NEO TRAINING | 9495 | 2025-01-11 | 0
TX CHILDRENS | BE00127386 | MQ4WGV7HR7 | RESPIRATORY TRAINING SYSTEM | ECHO HEALTHCARE INC | NEO TRAINING | 9495 | 2025-01-11 | 0
TX CHILDRENS | KN219840 | 401165 | MICROSCOPE | NIKON INSTRUMENT INC | ECLIPSE 80i | 9487.8 | 2006-04-07 | 0
TX CHILDRENS | BE00130476 | SNT25059563SA | CARDIAC MONITOR W/ RATE ALARM | GE Medical Systems Information Tech Inc | B450 | 9469.56 | 2026-04-14 | 0
TX CHILDRENS | BE00130478 | SNT25059565SA | CARDIAC MONITOR W/ RATE ALARM | GE Medical Systems Information Tech Inc | B450 | 9469.56 | 2026-04-14 | 0
TX CHILDRENS | BE00130477 | SNT25059564SA | CARDIAC MONITOR W/ RATE ALARM | GE Medical Systems Information Tech Inc | B450 | 9469.56 | 2026-04-14 | 0
TX CHILDRENS | BE00130480 | SNT25059567SA | CARDIAC MONITOR W/ RATE ALARM | GE Medical Systems Information Tech Inc | B450 | 9469.56 | 2026-04-14 | 0
TX CHILDRENS | BE00130474 | SNT25059560SA | CARDIAC MONITOR W/ RATE ALARM | GE Medical Systems Information Tech Inc | B450 | 9469.56 | 2026-04-14 | 0
TX CHILDRENS | BE00130479 | SNT25059566SA | CARDIAC MONITOR W/ RATE ALARM | GE Medical Systems Information Tech Inc | B450 | 9469.56 | 2026-04-14 | 0
TX CHILDRENS | BE00130473 | SNT25059559SA | CARDIAC MONITOR W/ RATE ALARM | GE Medical Systems Information Tech Inc | B450 | 9469.56 | 2026-04-14 | 0
TX CHILDRENS | BE00130475 | SNT25059561SA | CARDIAC MONITOR W/ RATE ALARM | GE Medical Systems Information Tech Inc | B450 | 9469.56 | 2026-04-14 | 0
TX CHILDRENS | KN225838 | 313737-1132 | CENTRIFUGE, REFRIGERATED | SORVALL (BIOMED PRODUCTS DEPT) | RC6+ | 9458.66 | 2010-05-04 | 0
TX CHILDRENS | BE00012171 | 4151025002 | TEST EQUIPMENT,NON-PATIENT | PURITAN BENNETT | PTS2000 | 9457.33 | 2011-10-03 | 0
TX CHILDRENS | BE00062651 | 11343381 | ELECTROSURG CUT & COAG DEVICE | Erbe USA Incorporated | VIO 300 D | 9439 | 2016-01-06 | 0
TX CHILDRENS | BE00084714 | DYCRQ503 | ULTRASOUND, COLOR FLOW | BARD | SITE-RITE PREVUE | 9434 | 2019-05-24 | 0
TX CHILDRENS | BE00120143 | SPX23150044SA | LIM SUPERCARTRIDGE ECG BP TMP | GE Medical Systems Information Tech Inc | PDM | 9433.64 | 2024-05-04 | 0
TX CHILDRENS | BE00120145 | SPX23150182SA | LIM SUPERCARTRIDGE ECG BP TMP | GE Medical Systems Information Tech Inc | PDM | 9433.64 | 2024-05-04 | 0
TX CHILDRENS | BE00120147 | SPX23150187SA | LIM SUPERCARTRIDGE ECG BP TMP | GE Medical Systems Information Tech Inc | PDM | 9433.64 | 2024-05-04 | 0
TX CHILDRENS | BE00120144 | SPX23150181SA | LIM SUPERCARTRIDGE ECG BP TMP | GE Medical Systems Information Tech Inc | PDM | 9433.64 | 2024-05-04 | 0
TX CHILDRENS | BE00120142 | SPX23150043SA | LIM SUPERCARTRIDGE ECG BP TMP | GE Medical Systems Information Tech Inc | PDM | 9433.64 | 2024-05-04 | 0
TX CHILDRENS | BE00120148 | SPX23150199SA | LIM SUPERCARTRIDGE ECG BP TMP | GE Medical Systems Information Tech Inc | PDM | 9433.64 | 2024-05-04 | 0
TX CHILDRENS | BE00120146 | SPX23150185SA | LIM SUPERCARTRIDGE ECG BP TMP | GE Medical Systems Information Tech Inc | PDM | 9433.64 | 2024-05-04 | 0
TX CHILDRENS | BE00120141 | SPX23150031SA | LIM SUPERCARTRIDGE ECG BP TMP | GE Medical Systems Information Tech Inc | PDM | 9433.64 | 2024-05-04 | 0
TX CHILDRENS | BE00123306 | SNA24440105SA | PDM w/ DISPLAY | GE Medical Systems Information Tech Inc | CARESCAPE ONE | 9432.08 | 2025-12-15 | 0
TX CHILDRENS | BE00123303 | SNA24440079SA | PDM w/ DISPLAY | GE Medical Systems Information Tech Inc | CARESCAPE ONE | 9432.08 | 2025-12-15 | 0
TX CHILDRENS | BE00123304 | SNA24440101SA | PDM w/ DISPLAY | GE Medical Systems Information Tech Inc | CARESCAPE ONE | 9432.08 | 2025-12-15 | 0
TX CHILDRENS | BE00123308 | SNA24440081SA | PDM w/ DISPLAY | GE Medical Systems Information Tech Inc | CARESCAPE ONE | 9432.08 | 2025-12-15 | 0
TX CHILDRENS | BE00123309 | SNA24440071SA | PDM w/ DISPLAY | GE Medical Systems Information Tech Inc | CARESCAPE ONE | 9432.08 | 2025-12-15 | 0
TX CHILDRENS | BE00123302 | SNA24440096SA | PDM w/ DISPLAY | GE Medical Systems Information Tech Inc | CARESCAPE ONE | 9432.08 | 2025-12-15 | 0
TX CHILDRENS | BE00123307 | SNA24440075SA | PDM w/ DISPLAY | GE Medical Systems Information Tech Inc | CARESCAPE ONE | 9432.08 | 2025-12-15 | 0
TX CHILDRENS | BE00123301 | SNA24440104SA | PDM w/ DISPLAY | GE Medical Systems Information Tech Inc | CARESCAPE ONE | 9432.08 | 2025-12-15 | 0
TX CHILDRENS | BE00123305 | SNA24440078SA | PDM w/ DISPLAY | GE Medical Systems Information Tech Inc | CARESCAPE ONE | 9432.08 | 2025-12-15 | 0
TX CHILDRENS | BE00087112 | 1429-2306 | MICROTOME | SAKURA FINETEK USA INC | SRM 200 CW | 9428.26 | 2018-02-09 | 0
TX CHILDRENS | BE00033524 | 9351 | SPECTROPHOTOMETER | THERMO FISHER SCIENTIFIC ASHEVILLE LLC | NANODROP 2000 | 9425 | 2012-07-14 | 0
TX CHILDRENS | BE00115607 | 415807-026 | CLEANER, ULTRASOUND PROBE | NANOSONICS INC | TROPHON 2 | 9422.33 | 2022-08-18 | 0
TX CHILDRENS | BE00115608 | 415807-023 | CLEANER, ULTRASOUND PROBE | NANOSONICS INC | TROPHON 2 | 9422.33 | 2022-08-18 | 0
TX CHILDRENS | BE00065027 | SJA15342093HA | CARDIAC MONITOR W/ RATE ALARM | GE Medical Systems Information Tech Inc | B450 | 9415.09 | 2016-08-23 | 0
TX CHILDRENS | BE00011646 | 675288 | PRES. PLETHYSMOGRAPH(BODY-BOX) | JAEGER MEDICAL INSTRUMENTS | MS-BODY | 9406 | 2011-09-08 | 0
TX CHILDRENS | KN195264 | HCAYO1450 | RADIANT WARMER, INFANT | DATEX-OHMEDA INC | 4400 | 9400 | 1997-01-25 | 0
TX CHILDRENS | KN195258 | HCAYO1435 | RADIANT WARMER, INFANT | DATEX-OHMEDA INC | 4400 | 9400 | 1997-01-25 | 0
TX CHILDRENS | KN195266 | HCAYO1442 | RADIANT WARMER, INFANT | DATEX-OHMEDA INC | 4400 | 9400 | 1997-01-25 | 0
TX CHILDRENS | KN195263 | HCAYO1436 | RADIANT WARMER, INFANT | DATEX-OHMEDA INC | 4400 | 9400 | 1997-01-25 | 0
TX CHILDRENS | KN219294 | GI0495 | LIGHT SOURCE | KARL STORZ ENDOSCOPY-AMERICA INC | 20133120 | 9395 | 2005-09-29 | 0
TX CHILDRENS | BE00038272 | SHQ11342175S | CARDIAC MONITOR W/ RATE ALARM | GE Medical Systems Information Tech Inc | DASH 3000 | 9385.24 | 2013-02-01 | 0
TX CHILDRENS | BE00038271 | SHQ11342169S | CARDIAC MONITOR W/ RATE ALARM | GE Medical Systems Information Tech Inc | DASH 3000 | 9385.24 | 2013-02-01 | 0
TX CHILDRENS | BE00038270 | SHQ11342160S | CARDIAC MONITOR W/ RATE ALARM | GE Medical Systems Information Tech Inc | DASH 3000 | 9385.24 | 2013-02-01 | 0
TX CHILDRENS | BE00038269 | SHQ11342159S | CARDIAC MONITOR W/ RATE ALARM | GE Medical Systems Information Tech Inc | DASH 3000 | 9385.24 | 2013-02-01 | 0
TX CHILDRENS | KN204324 | 19436 | AUTOMATED SUPPLY DISPENSER - AUX | OMNICELL INC | OMNICELL | 9381.2 | 2002-04-01 | 0
TX CHILDRENS | KN204967 | 16409 | AUTOMATED SUPPLY DISPENSER | OMNICELL INC | OMNICELL | 9381.2 | 2002-01-01 | 0
TX CHILDRENS | KN217089 | 23567 | AUTOMATED SUPPLY DISPENSER | OMNICELL INC | OMNICELL | 9381.2 | 2018-10-30 | 0
TX CHILDRENS | KN217043 | 19317 | AUTOMATED SUPPLY DISPENSER - AUX | OMNICELL INC | OMNICELL | 9381.2 | 2002-04-01 | 0
TX CHILDRENS | KN204971 | 16408 | AUTOMATED SUPPLY DISPENSER | OMNICELL INC | OMNICELL | 9381.2 | 2002-01-01 | 0
TX CHILDRENS | KN217091 | 19303 | AUTOMATED SUPPLY DISPENSER | OMNICELL INC | OMNICELL | 9381.2 | 2006-08-03 | 0
TX CHILDRENS | KN217048 | 19316 | AUTOMATED SUPPLY DISPENSER - AUX | OMNICELL INC | OMNICELL | 9381.2 | 2002-04-01 | 0
TX CHILDRENS | KN217045 | 19710 | AUTOMATED SUPPLY DISPENSER - AUX | OMNICELL INC | OMNICELL | 9381.2 | 2002-04-01 | 0
TX CHILDRENS | KN204328 | 19435 | AUTOMATED SUPPLY DISPENSER | OMNICELL INC | OMNICELL | 9381.2 | 2002-04-01 | 0
TX CHILDRENS | KN204327 | 19434 | AUTOMATED SUPPLY DISPENSER - AUX | OMNICELL INC | OMNICELL | 9381.2 | 2002-04-01 | 0
TX CHILDRENS | KN217049 | 19709 | AUTOMATED SUPPLY DISPENSER - AUX | OMNICELL INC | OMNICELL | 9381.2 | 2002-04-01 | 0
TX CHILDRENS | KN217052 | 19313 | AUTOMATED SUPPLY DISPENSER | OMNICELL INC | OMNICELL | 9381.2 | 2002-04-01 | 0
TX CHILDRENS | BE00065841 | 11570 | TISSUE EMBEDDING CONSOLE | LEICA MICROSYSTEMS INC | EG1150H | 9367.85 | 2016-10-25 | 0
TX CHILDRENS | KN228556 | SD007408592GA | CARDIAC MONITOR W/ RATE ALARM | GE Medical Systems Information Tech Inc | DASH 3000 | 9362.1 | 2010-12-17 | 0
TX CHILDRENS | BE00122898 | SNA23490220SA | PDM w/ DISPLAY | GE Medical Systems Information Tech Inc | CARESCAPE ONE | 9354.16 | 2024-12-26 | 0
TX CHILDRENS | BE00122896 | SNA23510105SA | PDM w/ DISPLAY | GE Medical Systems Information Tech Inc | CARESCAPE ONE | 9354.16 | 2024-12-26 | 0
TX CHILDRENS | BE00125648 | SNA23490223SA | PDM w/ DISPLAY | GE Medical Systems Information Tech Inc | CARESCAPE ONE | 9354.16 | 2024-12-26 | 0
TX CHILDRENS | BE00125647 | SNA23500034SA | PDM w/ DISPLAY | GE Medical Systems Information Tech Inc | CARESCAPE ONE | 9354.16 | 2024-12-26 | 0
TX CHILDRENS | BE00125651 | SNA23510329SA | PDM w/ DISPLAY | GE Medical Systems Information Tech Inc | CARESCAPE ONE | 9354.16 | 2024-12-26 | 0
TX CHILDRENS | BE00122902 | SNA23510193SA | PDM w/ DISPLAY | GE Medical Systems Information Tech Inc | CARESCAPE ONE | 9354.16 | 2024-12-26 | 0
TX CHILDRENS | BE00122837 | SNA23510315SA | PDM w/ DISPLAY | GE Medical Systems Information Tech Inc | CARESCAPE ONE | 9354.16 | 2024-12-26 | 0
TX CHILDRENS | BE00122835 | SNA23490241SA | PDM w/ DISPLAY | GE Medical Systems Information Tech Inc | CARESCAPE ONE | 9354.16 | 2024-12-26 | 0
TX CHILDRENS | BE00122769 | SNA23480041SA | PDM w/ DISPLAY | GE Medical Systems Information Tech Inc | CARESCAPE ONE | 9354.16 | 2024-12-26 | 0
TX CHILDRENS | BE00122771 | SNA23480035SA | PDM w/ DISPLAY | GE Medical Systems Information Tech Inc | CARESCAPE ONE | 9354.16 | 2024-12-26 | 0
TX CHILDRENS | BE00122766 | SNA23480022SA | PDM w/ DISPLAY | GE Medical Systems Information Tech Inc | CARESCAPE ONE | 9354.16 | 2024-12-26 | 0
TX CHILDRENS | BE00125645 | SNA23500045SA | PDM w/ DISPLAY | GE Medical Systems Information Tech Inc | CARESCAPE ONE | 9354.16 | 2024-12-26 | 0
TX CHILDRENS | BE00122891 | SNA23510311SA | PDM w/ DISPLAY | GE Medical Systems Information Tech Inc | CARESCAPE ONE | 9354.16 | 2024-12-26 | 0
TX CHILDRENS | BE00122834 | SNA2300015SA | PDM w/ DISPLAY | GE Medical Systems Information Tech Inc | CARESCAPE ONE | 9354.16 | 2024-12-26 | 0
TX CHILDRENS | BE00122768 | SNA23480021SA | PDM w/ DISPLAY | GE Medical Systems Information Tech Inc | CARESCAPE ONE | 9354.16 | 2024-12-26 | 0
TX CHILDRENS | BE00125643 | SNA23510373SA | PDM w/ DISPLAY | GE Medical Systems Information Tech Inc | CARESCAPE ONE | 9354.16 | 2024-12-26 | 0
TX CHILDRENS | BE00122893 | SNA23490236SA | PDM w/ DISPLAY | GE Medical Systems Information Tech Inc | CARESCAPE ONE | 9354.16 | 2024-12-26 | 0
TX CHILDRENS | BE00122836 | SNA23500012SA | PDM w/ DISPLAY | GE Medical Systems Information Tech Inc | CARESCAPE ONE | 9354.16 | 2024-12-26 | 0
TX CHILDRENS | BE00122890 | SNA23510325SA | PDM w/ DISPLAY | GE Medical Systems Information Tech Inc | CARESCAPE ONE | 9354.16 | 2024-12-26 | 0
TX CHILDRENS | BE00122899 | SNA23510194SA | PDM w/ DISPLAY | GE Medical Systems Information Tech Inc | CARESCAPE ONE | 9354.16 | 2024-12-26 | 0
TX CHILDRENS | BE00122810 | SNA23490239SA | PDM w/ DISPLAY | GE Medical Systems Information Tech Inc | CARESCAPE ONE | 9354.16 | 2024-12-26 | 0
TX CHILDRENS | BE00122841 | SNA23510350SA | PDM w/ DISPLAY | GE Medical Systems Information Tech Inc | CARESCAPE ONE | 9354.16 | 2024-12-26 | 0
TX CHILDRENS | BE00122764 | SNA23480047SA | PDM w/ DISPLAY | GE Medical Systems Information Tech Inc | CARESCAPE ONE | 9354.16 | 2024-12-26 | 0
TX CHILDRENS | BE00125649 | SNA23510335SA | PDM w/ DISPLAY | GE Medical Systems Information Tech Inc | CARESCAPE ONE | 9354.16 | 2024-12-26 | 0
TX CHILDRENS | BE00122838 | SNA23490199SA | PDM w/ DISPLAY | GE Medical Systems Information Tech Inc | CARESCAPE ONE | 9354.16 | 2024-12-26 | 0
TX CHILDRENS | BE00122412 | SNA23480023SA | PDM w/ DISPLAY | GE Medical Systems Information Tech Inc | CARESCAPE ONE | 9354.16 | 2024-12-26 | 0
TX CHILDRENS | BE00122903 | SNA23510195SA | PDM w/ DISPLAY | GE Medical Systems Information Tech Inc | CARESCAPE ONE | 9354.16 | 2024-12-26 | 0
TX CHILDRENS | BE00122811 | SNA23490184SA | PDM w/ DISPLAY | GE Medical Systems Information Tech Inc | CARESCAPE ONE | 9354.16 | 2024-12-26 | 0
TX CHILDRENS | BE00122812 | SNA23490139SA | PDM w/ DISPLAY | GE Medical Systems Information Tech Inc | CARESCAPE ONE | 9354.16 | 2024-12-26 | 0
TX CHILDRENS | BE00122892 | SNA23510327SA | PDM w/ DISPLAY | GE Medical Systems Information Tech Inc | CARESCAPE ONE | 9354.16 | 2024-12-26 | 0
TX CHILDRENS | BE00122772 | SNA23480044SA | PDM w/ DISPLAY | GE Medical Systems Information Tech Inc | CARESCAPE ONE | 9354.16 | 2024-12-26 | 0
TX CHILDRENS | BE00122843 | SNA23490232SA | PDM w/ DISPLAY | GE Medical Systems Information Tech Inc | CARESCAPE ONE | 9354.16 | 2024-12-26 | 0
TX CHILDRENS | BE00125641 | SNA23480023SA | PDM w/ DISPLAY | GE Medical Systems Information Tech Inc | CARESCAPE ONE | 9354.16 | 2024-12-26 | 0
TX CHILDRENS | BE00122897 | SNA23510309SA | PDM w/ DISPLAY | GE Medical Systems Information Tech Inc | CARESCAPE ONE | 9354.16 | 2024-12-26 | 0
TX CHILDRENS | BE00122895 | SNA23510303SA | PDM w/ DISPLAY | GE Medical Systems Information Tech Inc | CARESCAPE ONE | 9354.16 | 2024-12-26 | 0
TX CHILDRENS | BE00122767 | SNA23480037SA | PDM w/ DISPLAY | GE Medical Systems Information Tech Inc | CARESCAPE ONE | 9354.16 | 2024-12-26 | 0
TX CHILDRENS | BE00125650 | SNA23510347SA | PDM w/ DISPLAY | GE Medical Systems Information Tech Inc | CARESCAPE ONE | 9354.16 | 2024-12-26 | 0
TX CHILDRENS | BE00125646 | SNA23510191SA | PDM w/ DISPLAY | GE Medical Systems Information Tech Inc | CARESCAPE ONE | 9354.16 | 2024-12-26 | 0
TX CHILDRENS | BE00122901 | SNA23510308SA | PDM w/ DISPLAY | GE Medical Systems Information Tech Inc | CARESCAPE ONE | 9354.16 | 2024-12-26 | 0
TX CHILDRENS | BE00122840 | SNA23500013SA | PDM w/ DISPLAY | GE Medical Systems Information Tech Inc | CARESCAPE ONE | 9354.16 | 2024-12-26 | 0
TX CHILDRENS | BE00122770 | SNA23480040SA | PDM w/ DISPLAY | GE Medical Systems Information Tech Inc | CARESCAPE ONE | 9354.16 | 2024-12-26 | 0
TX CHILDRENS | BE00122894 | SNA23510314SA | PDM w/ DISPLAY | GE Medical Systems Information Tech Inc | CARESCAPE ONE | 9354.16 | 2024-12-26 | 0
TX CHILDRENS | BE00125642 | SNA23510306SA | PDM w/ DISPLAY | GE Medical Systems Information Tech Inc | CARESCAPE ONE | 9354.16 | 2024-12-26 | 0
TX CHILDRENS | BE00122842 | SNA23510310SA | PDM w/ DISPLAY | GE Medical Systems Information Tech Inc | CARESCAPE ONE | 9354.16 | 2024-12-26 | 0
TX CHILDRENS | BE00122765 | SNA23480033SA | PDM w/ DISPLAY | GE Medical Systems Information Tech Inc | CARESCAPE ONE | 9354.16 | 2024-12-26 | 0
TX CHILDRENS | BE00122809 | SNA23510307SA | PDM w/ DISPLAY | GE Medical Systems Information Tech Inc | CARESCAPE ONE | 9354.16 | 2024-12-26 | 0
TX CHILDRENS | BE00125644 | SNA23490225SA | PDM w/ DISPLAY | GE Medical Systems Information Tech Inc | CARESCAPE ONE | 9354.16 | 2024-12-26 | 0
TX CHILDRENS | BE00122900 | SNA23490230SA | PDM w/ DISPLAY | GE Medical Systems Information Tech Inc | CARESCAPE ONE | 9354.16 | 2024-12-26 | 0
TX CHILDRENS | BE00125652 | SNA23510380SA | PDM w/ DISPLAY | GE Medical Systems Information Tech Inc | CARESCAPE ONE | 9354.16 | 2024-12-26 | 0
TX CHILDRENS | BE00122904 | SNA23490244SA | PDM w/ DISPLAY | GE Medical Systems Information Tech Inc | CARESCAPE ONE | 9354.16 | 2024-12-26 | 0
TX CHILDRENS | BE00122839 | SNA23490224SA | PDM w/ DISPLAY | GE Medical Systems Information Tech Inc | CARESCAPE ONE | 9354.16 | 2024-12-26 | 0
TX CHILDRENS | BE00111459 | ALF19C53 | CENTRIFUGE, REFRIGERATED | BECKMAN COULTER INC - SERVICE AGREEMENT | ALLEGRA X-14R | 9339 | 2020-07-25 | 0
TX CHILDRENS | BE00033515 | PR15G2718037BP | WATER PURIFIER | SIEMENS MEDICAL SOLUTIONS USA INC | PRIMA 15BP | 9337 | 2011-05-04 | 0
TX CHILDRENS | BE00011925 | 721BR 02122 | TRANSILLUMINATOR | BIO RAD LABORATORIES INC | GEL DOC XR + | 9330.4 | 2011-11-08 | 0
TX CHILDRENS | BE00035502 | 41362209 | CENTRIFUGE, REFRIGERATED | THERMO FISHER SCIENTIFIC ASHEVILLE LLC | LEGEND XTR | 9304.88 | 2012-08-07 | 0
TX CHILDRENS | BE00034424 | A43496 | CIRCULATOR | THERMO TEK INC | T255P | 9300 | 2015-05-14 | 0
TX CHILDRENS | BE00087497 | GS0067214 | TYMPANOMETER | LUCAS GRASON STADLER (GSI) | TYMPSTAR PRO | 9300 | 2018-03-19 | 0
TX CHILDRENS | BE00087494 | GS0087213 | TYMPANOMETER | LUCAS GRASON STADLER (GSI) | TYMPSTAR PRO | 9300 | 2018-03-19 | 0
TX CHILDRENS | BE00086336 | GS0067190 | TYMPANOMETER | LUCAS GRASON STADLER (GSI) | TYMPSTAR PRO | 9300 | 2018-03-15 | 0
TX CHILDRENS | BE00117672 | 21-374187 | DISPLAY, SLAVE PHYSIOLOGICAL | NATIONAL DISPLAY SYSTEMS (NDS) | SC-WK32-G1B07 | 9286.62 | 2022-08-08 | 0
TX CHILDRENS | BE00116511 | 21-374235 | DISPLAY, SLAVE PHYSIOLOGICAL | NATIONAL DISPLAY SYSTEMS (NDS) | SC-WK32-G1B07 | 9286.62 | 2022-08-08 | 0
TX CHILDRENS | BE00117710 | 21-374188 | DISPLAY, SLAVE PHYSIOLOGICAL | NATIONAL DISPLAY SYSTEMS (NDS) | SC-WK32-G1B07 | 9286.62 | 2022-08-08 | 0
TX CHILDRENS | BE00102430 | 19-352619 | DISPLAY, SLAVE PHYSIOLOGICAL | NATIONAL DISPLAY SYSTEMS (NDS) | SC-WK32-G1B07 | 9286.62 | 2021-02-18 | 0
TX CHILDRENS | BE00102432 | 20-353713 | DISPLAY, SLAVE PHYSIOLOGICAL | NATIONAL DISPLAY SYSTEMS (NDS) | SC-WK32-G1B07 | 9286.62 | 2021-02-18 | 0
TX CHILDRENS | BE00117671 | 21-372986 | DISPLAY, SLAVE PHYSIOLOGICAL | NATIONAL DISPLAY SYSTEMS (NDS) | SC-WK32-G1B07 | 9286.62 | 2022-08-08 | 0
TX CHILDRENS | BE00117686 | 21-374232 | DISPLAY, SLAVE PHYSIOLOGICAL | NATIONAL DISPLAY SYSTEMS (NDS) | SC-WK32-G1B07 | 9286.62 | 2022-08-08 | 0
TX CHILDRENS | BE00117846 | 21-373002 | DISPLAY, SLAVE PHYSIOLOGICAL | NATIONAL DISPLAY SYSTEMS (NDS) | SC-WK32-G1B07 | 9286.62 | 2022-08-18 | 0
TX CHILDRENS | BE00117711 | 21-372988 | DISPLAY, SLAVE PHYSIOLOGICAL | NATIONAL DISPLAY SYSTEMS (NDS) | SC-WK32-G1B07 | 9286.62 | 2022-08-08 | 0
TX CHILDRENS | BE00102453 | 19-352638 | DISPLAY, SLAVE PHYSIOLOGICAL | NATIONAL DISPLAY SYSTEMS (NDS) | SC-WK32-G1B07 | 9286.62 | 2021-03-02 | 0
TX CHILDRENS | BE00102431 | 19-352434 | DISPLAY, SLAVE PHYSIOLOGICAL | NATIONAL DISPLAY SYSTEMS (NDS) | SC-WK32-G1B07 | 9286.62 | 2021-02-18 | 0
TX CHILDRENS | BE00117685 | 21-374246 | DISPLAY, SLAVE PHYSIOLOGICAL | NATIONAL DISPLAY SYSTEMS (NDS) | SC-WK32-G1B07 | 9286.62 | 2022-08-08 | 0
TX CHILDRENS | BE00119433 | 19-352637 | DISPLAY, SLAVE PHYSIOLOGICAL | NATIONAL DISPLAY SYSTEMS (NDS) | SC-WK32-G1B07 | 9286.62 | 2023-04-20 | 0
TX CHILDRENS | BE00117699 | 21-372974 | DISPLAY, SLAVE PHYSIOLOGICAL | NATIONAL DISPLAY SYSTEMS (NDS) | SC-WK32-G1B07 | 9286.62 | 2022-08-08 | 0
TX CHILDRENS | BE00117673 | 21-374186 | DISPLAY, SLAVE PHYSIOLOGICAL | NATIONAL DISPLAY SYSTEMS (NDS) | SC-WK32-G1B07 | 9286.62 | 2022-08-08 | 0
TX CHILDRENS | BE00102451 | 19-352684 | DISPLAY, SLAVE PHYSIOLOGICAL | NATIONAL DISPLAY SYSTEMS (NDS) | SC-WK32-G1B07 | 9286.62 | 2021-03-02 | 0
TX CHILDRENS | BE00116510 | 21-374196 | DISPLAY, SLAVE PHYSIOLOGICAL | NATIONAL DISPLAY SYSTEMS (NDS) | SC-WK32-G1B07 | 9286.62 | 2022-08-08 | 0
TX CHILDRENS | BE00117698 | 21-373728 | DISPLAY, SLAVE PHYSIOLOGICAL | NATIONAL DISPLAY SYSTEMS (NDS) | SC-WK32-G1B07 | 9286.62 | 2022-08-08 | 0
TX CHILDRENS | BE00117684 | 21-374269 | DISPLAY, SLAVE PHYSIOLOGICAL | NATIONAL DISPLAY SYSTEMS (NDS) | SC-WK32-G1B07 | 9286.62 | 2022-08-08 | 0
TX CHILDRENS | BE00116512 | 21-374195 | DISPLAY, SLAVE PHYSIOLOGICAL | NATIONAL DISPLAY SYSTEMS (NDS) | SC-WK32-G1B07 | 9286.62 | 2022-08-08 | 0
TX CHILDRENS | BE00117697 | 22-376689 | DISPLAY, SLAVE PHYSIOLOGICAL | NATIONAL DISPLAY SYSTEMS (NDS) | SC-WK32-G1B07 | 9286.62 | 2022-08-08 | 0
TX CHILDRENS | BE00102452 | 19-352659 | DISPLAY, SLAVE PHYSIOLOGICAL | NATIONAL DISPLAY SYSTEMS (NDS) | SC-WK32-G1B07 | 9286.62 | 2021-03-02 | 0
TX CHILDRENS | BE00115666 | 21-364583 | DISPLAY, SLAVE PHYSIOLOGICAL | NATIONAL DISPLAY SYSTEMS (NDS) | SC-WK32-G1B07 | 9286.22 | 2022-11-07 | 0
TX CHILDRENS | BE00115684 | 21-364585 | DISPLAY, SLAVE PHYSIOLOGICAL | NATIONAL DISPLAY SYSTEMS (NDS) | SC-WK32-G1B07 | 9286.22 | 2022-11-07 | 0
TX CHILDRENS | BE00115679 | 21-364589 | DISPLAY, SLAVE PHYSIOLOGICAL | NATIONAL DISPLAY SYSTEMS (NDS) | SC-WK32-G1B07 | 9286.22 | 2022-11-07 | 0
TX CHILDRENS | BE00130520 | BE0XK0E0000QHN4R0003 | INCUBATOR CO2 | HAIER BIOMEDICAL | HCP-168B | 9280 | 2026-04-09 | 0
TX CHILDRENS | BE00126637 | GL700-2075 | PATIENT LIFT | AMICO PATIENT CARE CORPORATION | GL700 | 9260 | 2025-07-25 | 0
TX CHILDRENS | BE00116113 | 463007-005 | CLEANER, ULTRASOUND PROBE | NANOSONICS INC | TROPHON 2 | 9256.94 | 2022-10-14 | 0
TX CHILDRENS | BE00034989 | 41261196 | CENTRIFUGE, REFRIGERATED | THERMO FISHER SCIENTIFIC ASHEVILLE LLC | LEGEND XTR | 9248.64 | 2013-04-18 | 0
TX CHILDRENS | BE00104762 | 1111726090 | ELECTROSURG CUT & COAG DEVICE | ETHICON US LLC | GEN11 | 9232.5 | 2019-02-06 | 0
TX CHILDRENS | BE00104761 | 1111726010 | ELECTROSURG CUT & COAG DEVICE | ETHICON US LLC | GEN11 | 9232.5 | 2019-02-06 | 0
TX CHILDRENS | BE00127611 | 23080244 | INCUBATOR CO2 | PHC Corporation of North America | MCO-230AICUVLG-PA | 9230 | 2025-03-18 | 0
TX CHILDRENS | BE00127612 | 23080246 | INCUBATOR CO2 | PHC Corporation of North America | MCO-230AICUVLG-PA | 9230 | 2025-03-18 | 0
TX CHILDRENS | BE00106063 | 200259 | IRRIGATION,SURGICAL,(LAVAGE) | STRYKER CORP | 6700-313-600 | 9230 | 2019-05-07 | 0
TX CHILDRENS | BE00035305 | 21205529 | UTILITY CART | OLYMPUS AMERICA INC | WM-DPP1 | 9222.8 | 2013-07-04 | 0
TX CHILDRENS | BE00111359 | AMS11565597 | TEST EQUIPMENT,NON-PATIENT | Philips North America LLC | 45229038352 | 9217 | 2020-05-17 | 0
TX CHILDRENS | KN226993 | SCZ07321315GA | MAINFRAME, PATIENT MONITORING | GE Medical Systems Information Tech Inc | SOLAR 8000i | 9207 | 2010-08-24 | 0
TX CHILDRENS | KN226981 | SCZ07321311GA | MAINFRAME, PATIENT MONITORING | GE Medical Systems Information Tech Inc | SOLAR 8000i | 9207 | 2010-08-24 | 0
TX CHILDRENS | KN227001 | SCZ07321317GA | MAINFRAME, PATIENT MONITORING | GE Medical Systems Information Tech Inc | SOLAR 8000i | 9207 | 2010-08-24 | 0
TX CHILDRENS | KN226997 | SCZ07321316GA | MAINFRAME, PATIENT MONITORING | GE Medical Systems Information Tech Inc | SOLAR 8000i | 9207 | 2010-08-24 | 0
TX CHILDRENS | KN227005 | SCZ07321319GA | MAINFRAME, PATIENT MONITORING | GE Medical Systems Information Tech Inc | SOLAR 8000i | 9207 | 2010-08-24 | 0
TX CHILDRENS | BE00102468 | 2030800899 | SURGICAL INSTRUMENT MOTOR ACCE | STRYKER CORP | 5400-050-000 | 9204 | 2022-03-31 | 0
TX CHILDRENS | BE00120176 | 2310100869 | SURGICAL INSTRUMENT MOTOR ACCE | STRYKER CORP | 5400-050-000 | 9204 | 2024-07-12 | 0
TX CHILDRENS | BE00102466 | 2030800589 | SURGICAL INSTRUMENT MOTOR ACCE | STRYKER CORP | 5400-050-000 | 9204 | 2022-03-31 | 0
TX CHILDRENS | BE00102467 | 2030800639 | SURGICAL INSTRUMENT MOTOR ACCE | STRYKER CORP | 5400-050-000 | 9204 | 2022-03-31 | 0
TX CHILDRENS | BE00115564 | 2122300659 | SURGICAL INSTRUMENT MOTOR ACCE | STRYKER CORP | 5400-052-000 | 9204 | 2023-10-06 | 0
TX CHILDRENS | KN227828 | 07-201-01-002 | ORBITER | GETINGE USA SALES LLC | ESMD430 | 9202.75 | 2009-06-25 | 0
TX CHILDRENS | KN226441 | 07-201-01-008 | ORBITER | GETINGE USA SALES LLC | ESMD430 | 9202.75 | 2009-06-25 | 0
TX CHILDRENS | KN228109 | 07-201-01-002 | ORBITER | GETINGE USA SALES LLC | ESMD430 | 9202.75 | 2009-06-25 | 0
TX CHILDRENS | KN227824 | 07-201-01-007 | ORBITER | GETINGE USA SALES LLC | ESMD430 | 9202.75 | 2009-06-25 | 0
TX CHILDRENS | KN226446 | 07-201-01-006 | ORBITER | GETINGE USA SALES LLC | ESMD430 | 9202.75 | 2009-06-25 | 0
TX CHILDRENS | KN228117 | 07-201-01-003 | ORBITER | GETINGE USA SALES LLC | ESMD430 | 9202.75 | 2009-06-25 | 0
TX CHILDRENS | KN228115 | 07-201-01-001 | ORBITER | GETINGE USA SALES LLC | ESMD430 | 9202.75 | 2009-06-25 | 0
TX CHILDRENS | HTMUS-318807YP5 | 318807YP5 | PROBE, CURVED LINEAR - LINEAR | GE Precision Healthcare LLC | C2-9-D | 9200 | 2023-02-22 | 0
TX CHILDRENS | HTMUS-283622YP9 | 283622YP9 | PROBE, CURVED LINEAR - LINEAR | GE Precision Healthcare LLC | C1-6-D | 9200 | 2023-02-22 | 0
TX CHILDRENS | HTMUS-242852YP2 | 242852YP2 | PROBE, CURVED LINEAR - LINEAR | GE Precision Healthcare LLC | C1-6-D | 9200 | 2023-03-09 | 0
TX CHILDRENS | HTMUS-282154YP4 | 282154YP4 | PROBE, CURVED LINEAR - LINEAR | GE Precision Healthcare LLC | C2-9-D | 9200 | 2023-02-15 | 0
TX CHILDRENS | HTMUS-300454YP6 | 300454YP6 | PROBE, CURVED LINEAR - LINEAR | GE Precision Healthcare LLC | C2-9-D | 9200 | 2023-04-17 | 0
TX CHILDRENS | HTMUS-312285YP0 | 312285YP0 | PROBE, CURVED LINEAR - LINEAR | GE Precision Healthcare LLC | C2-9-D | 9200 | 2023-02-22 | 0
TX CHILDRENS | HTMUS-394573YP0 | 394573YP0 | PROBE, CURVED LINEAR - LINEAR | GE Precision Healthcare LLC | C2-9-D | 9200 | 2023-03-09 | 0
TX CHILDRENS | HTMUS-313701YP5 | 313701YP5 | PROBE, CURVED LINEAR - LINEAR | GE Precision Healthcare LLC | C2-9-D | 9200 | 2023-04-25 | 0
TX CHILDRENS | HTMUS-312248YP8 | 312248YP8 | PROBE, CURVED LINEAR - LINEAR | GE Precision Healthcare LLC | C2-9-D | 9200 | 2023-03-09 | 0
TX CHILDRENS | HTMUS-318909YP9 | 318909YP9 | PROBE, CURVED LINEAR - LINEAR | GE Precision Healthcare LLC | C2-9-D | 9200 | 2023-04-17 | 0
TX CHILDRENS | HTMUS-393276YP1 | 393276YP1 | PROBE, CURVED LINEAR - LINEAR | GE Precision Healthcare LLC | C1-6-D | 9200 | 2023-04-10 | 0
TX CHILDRENS | HTMUS-216387YP1 | 216387YP1 | PROBE, CURVED LINEAR - LINEAR | GE Precision Healthcare LLC | C1-6-D | 9200 | 2023-04-25 | 0
TX CHILDRENS | HTMUS-407475YP3 | 407475YP3 | PROBE, CURVED LINEAR - LINEAR | GE Precision Healthcare LLC | C2-9-D | 9200 | 2024-11-04 | 0
TX CHILDRENS | HTMUS-289634YP8 | 289634YP8 | PROBE, CURVED LINEAR - LINEAR | GE Precision Healthcare LLC | C2-9-D | 9200 | 2023-04-17 | 0
TX CHILDRENS | HTMUS-317659YP1 | 317659YP1 | PROBE, CURVED LINEAR - LINEAR | GE Precision Healthcare LLC | C1-6-D | 9200 | 2023-04-17 | 0
TX CHILDRENS | HTMUS-289618YP1 | 289618YP1 | PROBE, CURVED LINEAR - LINEAR | GE Precision Healthcare LLC | C2-9-D | 9200 | 2023-02-15 | 0
TX CHILDRENS | HTMUS-318904YP0 | 318904YP0 | PROBE, CURVED LINEAR - LINEAR | GE Precision Healthcare LLC | C2-9-D | 9200 | 2023-04-25 | 0
TX CHILDRENS | HTMUS-317654YP2 | 317654YP2 | PROBE, CURVED LINEAR - LINEAR | GE Precision Healthcare LLC | C1-6-D | 9200 | 2023-04-25 | 0
TX CHILDRENS | HTMUS-282781YP4 | 282781YP4 | PROBE, CURVED LINEAR - LINEAR | GE Precision Healthcare LLC | C2-9-D | 9200 | 2023-02-22 | 0
TX CHILDRENS | HTMUS-408823YP3 | 408823YP3 | PROBE, CURVED LINEAR - LINEAR | GE Precision Healthcare LLC | C1-6-D | 9200 | 2023-03-09 | 0
TX CHILDRENS | HTMUS-305732YP0 | 305732YP0 | PROBE, CURVED LINEAR - LINEAR | GE Precision Healthcare LLC | C1-6-D | 9200 | 2023-02-22 | 0
TX CHILDRENS | HTMUS-386739YP7 | 386739YP7 | PROBE, CURVED LINEAR - LINEAR | GE Precision Healthcare LLC | C2-9-D | 9200 | 2023-04-10 | 0
TX CHILDRENS | HTMUS-301674YP8 | 301674YP8 | PROBE, CURVED LINEAR - LINEAR | GE Precision Healthcare LLC | C1-6-D | 9200 | 2023-04-17 | 0
TX CHILDRENS | HTMUS-282177YP5 | 282177YP5 | PROBE, CURVED LINEAR - LINEAR | GE Precision Healthcare LLC | C2-9-D | 9200 | 2023-02-15 | 0
TX CHILDRENS | HTMUS-313703YP1 | 313703YP1 | PROBE, CURVED LINEAR - LINEAR | GE Precision Healthcare LLC | C2-9-D | 9200 | 2023-03-09 | 0
TX CHILDRENS | HTMUS-2827741YP8 | 2827741YP8 | PROBE, CURVED LINEAR - LINEAR | GE Precision Healthcare LLC | C2-9-D | 9200 | 2023-02-22 | 0
TX CHILDRENS | BE00111846 | S-04283 | SPECTROPHOTOMETER | DENOVIX INC | DS-11 | 9200 | 2020-08-31 | 0
TX CHILDRENS | HTMUS-312226YP4 | 312226YP4 | PROBE, CURVED LINEAR - LINEAR | GE Precision Healthcare LLC | C2-9-D | 9200 | 2023-03-09 | 0
TX CHILDRENS | HTMUS-159709YP5 | 159709YP5 | PROBE, CURVED LINEAR - LINEAR | GE Precision Healthcare LLC | C1-6-D | 9200 | 2023-02-22 | 0
TX CHILDRENS | HTMUS-377962YP6 | 377962YP6 | PROBE, CURVED LINEAR - LINEAR | GE Precision Healthcare LLC | C1-6-D | 9200 | 2023-04-25 | 0
TX CHILDRENS | HTMUS-301741YP5 | 301741YP5 | PROBE, CURVED LINEAR - LINEAR | GE Precision Healthcare LLC | C1-6-D | 9200 | 2023-04-17 | 0
TX CHILDRENS | HTMUS-182608YP0 | 182608YP0 | PROBE, CURVED LINEAR - LINEAR | GE Precision Healthcare LLC | C1-6-D | 9200 | 2023-03-09 | 0
TX CHILDRENS | HTMUS-305041YP6 | 305041YP6 | PROBE, CURVED LINEAR - LINEAR | GE Precision Healthcare LLC | C1-6-D | 9200 | 2023-02-22 | 0
TX CHILDRENS | BE00119634 | YF1563 | HYSTEROSCOPE CONTROL UNIT | COVIDIEN LP | TRUCLEAR CONTROL UNIT | 9192.75 | 2023-03-28 | 0
TX CHILDRENS | BE00034708 | 0000238-01-00 | CENTRIFUGE, REFRIGERATED | HETTICH AG | ROTINA 380 R | 9191.59 | 2013-01-03 | 0
TX CHILDRENS | BE00122077 | 300587624 | INCUBATOR CO2 | THERMO FISHER SCIENTIFIC ASHEVILLE LLC | 370 | 9189.97 | 2024-12-27 | 0
TX CHILDRENS | BE00127528 | WM16130 | LIGHT SOURCE | KARL STORZ ENDOSCOPY-AMERICA INC | TL 300 | 9163.88 | 2024-05-20 | 0
TX CHILDRENS | BE00128109 | D28124070053 | DISPLAY, SLAVE PHYSIOLOGICAL | KARL STORZ ENDOSCOPY-AMERICA INC | XUSM003 FSN | 9157.54 | 2026-04-30 | 0
TX CHILDRENS | BE00128088 | D28124070022 | DISPLAY, SLAVE PHYSIOLOGICAL | KARL STORZ ENDOSCOPY-AMERICA INC | XUSM003 FSN | 9157.54 | 2026-04-30 | 0
TX CHILDRENS | BE00128112 | D28124070023 | DISPLAY, SLAVE PHYSIOLOGICAL | KARL STORZ ENDOSCOPY-AMERICA INC | XUSM003 FSN | 9157.54 | 2026-04-30 | 0
TX CHILDRENS | BE00128087 | D28124070026 | DISPLAY, SLAVE PHYSIOLOGICAL | KARL STORZ ENDOSCOPY-AMERICA INC | XUSM003 FSN | 9157.54 | 2026-04-30 | 0
TX CHILDRENS | BE00128110 | D28124070050 | DISPLAY, SLAVE PHYSIOLOGICAL | KARL STORZ ENDOSCOPY-AMERICA INC | XUSM003 FSN | 9157.54 | 2026-04-30 | 0
TX CHILDRENS | BE00128111 | D28124070028 | DISPLAY, SLAVE PHYSIOLOGICAL | KARL STORZ ENDOSCOPY-AMERICA INC | XUSM003 FSN | 9157.54 | 2026-04-30 | 0
TX CHILDRENS | BE00106062 | 1726206773 | TOURNIQUET,COMPRES LIMB SLEEVE | STRYKER CORP | SMART PUMP | 9150 | 2021-03-03 | 0
TX CHILDRENS | BE00088137 | 17010419 | TABLE, TILTING, EPS | BIODEX MEDICAL SYSTEMS INC | 058-710 | 9150 | 2018-02-13 | 0
TX CHILDRENS | BE00088138 | 17010420 | TABLE, TILTING, EPS | BIODEX MEDICAL SYSTEMS INC | 058-710 | 9150 | 2018-02-13 | 0
TX CHILDRENS | BE00100114 | 1704413763 | TOURNIQUET,COMPRES LIMB SLEEVE | STRYKER CORP | SMART PUMP | 9150 | 2018-03-17 | 0
TX CHILDRENS | BE00106061 | 1726206723 | TOURNIQUET,COMPRES LIMB SLEEVE | STRYKER CORP | SMART PUMP | 9150 | 2022-03-09 | 0
TX CHILDRENS | BE00088139 | 17010421 | TABLE, TILTING, EPS | BIODEX MEDICAL SYSTEMS INC | 058-710 | 9150 | 2018-02-13 | 0
TX CHILDRENS | BE00122102 | 712309 | MICROSCOPE | NIKON INSTRUMENT INC | ECLIPSE Ci-L PLUS | 9145.38 | 2024-10-09 | 0
TX CHILDRENS | BE00122101 | 712295 | MICROSCOPE | NIKON INSTRUMENT INC | ECLIPSE Ci-L PLUS | 9145.38 | 2024-10-09 | 0
TX CHILDRENS | BE00122103 | 712298 | MICROSCOPE | NIKON INSTRUMENT INC | ECLIPSE Ci-L PLUS | 9145.38 | 2024-10-09 | 0
TX CHILDRENS | BE00122105 | 712307 | MICROSCOPE | NIKON INSTRUMENT INC | ECLIPSE Ci-L PLUS | 9145.38 | 2024-10-09 | 0
TX CHILDRENS | BE00122104 | 712299 | MICROSCOPE | NIKON INSTRUMENT INC | ECLIPSE Ci-L PLUS | 9145.38 | 2024-10-09 | 0
TX CHILDRENS | BE00122106 | 712305 | MICROSCOPE | NIKON INSTRUMENT INC | ECLIPSE Ci-L PLUS | 9145.38 | 2024-10-09 | 0
TX CHILDRENS | BE00061862 | US34600543 | DISPLAY, SLAVE PHYSIOLOGICAL | Philips North America LLC | IP5 | 9125 | 2015-12-16 | 0
TX CHILDRENS | BE00061861 | US34600545 | DISPLAY, SLAVE PHYSIOLOGICAL | Philips North America LLC | IP5 | 9125 | 2015-12-16 | 0
TX CHILDRENS | BE00100075 | 0004277 | CELL WASHING CENTRIFUGE | HELMER LABS INC | ULTRACW | 9123.18 | 2018-03-22 | 0
TX CHILDRENS | BE00114047 | SGV20316042HA | CO2 CARTRIDGE / MODULE | GE Medical Systems Information Tech Inc | E-sCOVX | 9120 | 2021-09-30 | 0
TX CHILDRENS | BE00114046 | SGV20306010HA | CO2 CARTRIDGE / MODULE | GE Medical Systems Information Tech Inc | E-sCOVX | 9120 | 2021-09-30 | 0
TX CHILDRENS | BE00111270 | 19030537 | TABLE, TILTING, EPS | BIODEX MEDICAL SYSTEMS INC | 058-710 | 9115.25 | 2019-06-21 | 0
TX CHILDRENS | BE00082990 | ASJE-0722 | ANESTHETIC VAPORIZER | DRAEGER MEDICAL INC | SEVO 2000 | 9107.75 | 2017-06-19 | 0
TX CHILDRENS | BE00082989 | ASJE-0723 | ANESTHETIC VAPORIZER | DRAEGER MEDICAL INC | SEVO 2000 | 9107.75 | 2017-06-19 | 0
TX CHILDRENS | BE00119417 | 1028645 | MIDDLE EAR ANALYZER | INTERACOUSTICS | TITAN | 9100 | 2024-04-24 | 0
TX CHILDRENS | BE00119418 | 1032946 | MIDDLE EAR ANALYZER | INTERACOUSTICS | TITAN | 9100 | 2024-04-24 | 0
TX CHILDRENS | BE00119419 | 1032955 | MIDDLE EAR ANALYZER | INTERACOUSTICS | TITAN | 9100 | 2024-04-24 | 0
TX CHILDRENS | BE00119420 | 1028903 | MIDDLE EAR ANALYZER | INTERACOUSTICS | TITAN | 9100 | 2024-04-24 | 0
TX CHILDRENS | BE00118270 | TW141P0936 | DISPLAY, SLAVE PHYSIOLOGICAL | Philips North America LLC | IP5 | 9100 | 2023-12-08 | 0
TX CHILDRENS | BE00128557 | 2024000300237 | CHAIR, POWERED CLINICAL | STRYKER CORP | TRURIZE | 9098.4 | 2025-07-15 | 0
TX CHILDRENS | BE00128558 | 2024000300238 | CHAIR, POWERED CLINICAL | STRYKER CORP | TRURIZE | 9098.4 | 2025-07-15 | 0
TX CHILDRENS | BE00113753 | SG17146079 | PULSE OXIMETER | Philips North America LLC | ESSENTIAL | 9096.75 | 2020-08-28 | 0
TX CHILDRENS | BE00057768 | 12030152 | TABLE, TILTING, EPS | BIODEX MEDICAL SYSTEMS INC | 058-710 | 9095 | 2015-01-21 | 0
TX CHILDRENS | BE00033333 | 17030153 | TABLE, TILTING, EPS | BIODEX MEDICAL SYSTEMS INC | 058-710 | 9095 | 2013-06-11 | 0
TX CHILDRENS | BE00057787 | 11090107 | TABLE, TILTING, EPS | BIODEX MEDICAL SYSTEMS INC | 058-710 | 9095 | 2015-02-12 | 0
TX CHILDRENS | BE00033332 | 12030154 | TABLE, TILTING, EPS | BIODEX MEDICAL SYSTEMS INC | 058-710 | 9095 | 2013-06-11 | 0
TX CHILDRENS | BE00058587 | 13010203 | TABLE, TILTING, EPS | BIODEX MEDICAL SYSTEMS INC | 058-710 | 9095 | 2014-01-31 | 0
TX CHILDRENS | BE00112992 | 18206-649782-001 | TABLE, INSTRUMENT (MOTORIZED) | BLICKMAN HEALTH INDUSTRIES INC | 7902SS-M | 9073.04 | 2019-12-27 | 0
TX CHILDRENS | BE00124024 | 231-3-15561 | HYPO/HYPERTHERMIA DEVICE | GENTHERM INC | 233 | 9070.71 | 2024-10-09 | 0
TX CHILDRENS | BE00124025 | 231-3-15559 | HYPO/HYPERTHERMIA DEVICE | GENTHERM INC | 233 | 9070.71 | 2024-10-09 | 0
TX CHILDRENS | BE00124023 | 231-3-15552 | HYPO/HYPERTHERMIA DEVICE | GENTHERM INC | 233 | 9070.71 | 2024-10-09 | 0
TX CHILDRENS | BE00124022 | 231-3-15558 | HYPO/HYPERTHERMIA DEVICE | GENTHERM INC | 233 | 9070.71 | 2024-10-09 | 0
TX CHILDRENS | BE00124021 | 231-3-15560 | HYPO/HYPERTHERMIA DEVICE | GENTHERM INC | 233 | 9070.71 | 2024-10-09 | 0
TX CHILDRENS | BE00057211 | 121-3-02419 | HYPO/HYPERTHERMIA DEVICE | GENTHERM INC | 233 | 9069.5 | 2013-04-08 | 0
TX CHILDRENS | BE00057210 | 121-3-02418 | HYPO/HYPERTHERMIA DEVICE | GENTHERM INC | 233 | 9069.5 | 2013-04-08 | 0
TX CHILDRENS | BE00122080 | 2315713773 | TOURNIQUET,COMPRES LIMB SLEEVE | STRYKER CORP | SMART PUMP | 9064 | 2024-11-14 | 0
TX CHILDRENS | BE00122082 | 2315714303 | TOURNIQUET,COMPRES LIMB SLEEVE | STRYKER CORP | SMART PUMP | 9064 | 2024-11-14 | 0
TX CHILDRENS | BE00122081 | 2315713823 | TOURNIQUET,COMPRES LIMB SLEEVE | STRYKER CORP | SMART PUMP | 9064 | 2024-11-14 | 0
TX CHILDRENS | BE00128729 | 832841-001 | CLEANER, ULTRASOUND PROBE | NANOSONICS INC | TROPHON 2 | 9061.53 | 2025-09-02 | 0
TX CHILDRENS | KN226004 | SUQ801440 | ORBITER | JOSTRA / MAQUET | MODUTEC | 9058.51 | 2009-07-30 | 0
TX CHILDRENS | KN226005 | SUQ801439 | ORBITER | JOSTRA / MAQUET | MODUTEC | 9058.51 | 2009-07-30 | 0
TX CHILDRENS | BE00109291 | IR61102695 | INFUSION PUMP | IRADIMED CORPORATION | 3861 | 9051 | 2019-08-06 | 0
TX CHILDRENS | BE00085134 | AZY1603870 | SPECTROPHOTOMETER | THERMO FISHER SCIENTIFIC ASHEVILLE LLC | NANODROP ONE | 9045 | 2018-01-04 | 0
TX CHILDRENS | BE00011840 | 104-3-01638 | HYPO/HYPERTHERMIA DEVICE | GENTHERM INC | 233 | 9041.5 | 2011-10-13 | 0
TX CHILDRENS | BE00011838 | 104-3-01634 | HYPO/HYPERTHERMIA DEVICE | GENTHERM INC | 233 | 9041.5 | 2011-10-13 | 0
TX CHILDRENS | BE00117057 | 490542-016 | CLEANER, ULTRASOUND PROBE | NANOSONICS INC | TROPHON 2 | 9033.2 | 2023-03-28 | 0
TX CHILDRENS | BE00118786 | 22104510 | TABLE, OBSTETRIC | BIODEX MEDICAL SYSTEMS INC | 058-720 | 9030 | 2024-02-01 | 0
TX CHILDRENS | BE00116666 | B229013C | PH METER | DIVERSATEK HEALTHCARE INC | Z07-2000B-B | 9030 | 2023-06-12 | 0
TX CHILDRENS | KN216752 | 302247 | MICROSCOPE | NIKON INSTRUMENT INC | ECLIPSE TS100-F | 9010.8 | 2008-02-11 | 0
TX CHILDRENS | BE00125487 | SNT23465496SA | CARDIAC MONITOR W/ RATE ALARM | GE Medical Systems Information Tech Inc | B450 | 9004.55 | 2024-12-26 | 0
TX CHILDRENS | BE00125497 | SNT23465548SA | CARDIAC MONITOR W/ RATE ALARM | GE Medical Systems Information Tech Inc | B450 | 9004.55 | 2024-12-26 | 0
TX CHILDRENS | BE00125490 | SNT23465556SA | CARDIAC MONITOR W/ RATE ALARM | GE Medical Systems Information Tech Inc | B450 | 9004.55 | 2024-12-26 | 0
TX CHILDRENS | BE00125491 | SNT23465500SA | CARDIAC MONITOR W/ RATE ALARM | GE Medical Systems Information Tech Inc | B450 | 9004.55 | 2024-12-26 | 0
TX CHILDRENS | BE00125493 | SNT23517424SA | CARDIAC MONITOR W/ RATE ALARM | GE Medical Systems Information Tech Inc | B450 | 9004.55 | 2024-12-26 | 0
TX CHILDRENS | BE00125501 | SNT23465552SA | CARDIAC MONITOR W/ RATE ALARM | GE Medical Systems Information Tech Inc | B450 | 9004.55 | 2024-12-26 | 0
TX CHILDRENS | BE00125495 | SNT23465531SA | CARDIAC MONITOR W/ RATE ALARM | GE Medical Systems Information Tech Inc | B450 | 9004.55 | 2024-12-26 | 0
TX CHILDRENS | BE00125488 | SNT23465510SA | CARDIAC MONITOR W/ RATE ALARM | GE Medical Systems Information Tech Inc | B450 | 9004.55 | 2024-12-26 | 0
TX CHILDRENS | BE00125485 | SNT23465529SA | CARDIAC MONITOR W/ RATE ALARM | GE Medical Systems Information Tech Inc | B450 | 9004.55 | 2024-12-26 | 0
TX CHILDRENS | BE00125499 | SNT23465554SA | CARDIAC MONITOR W/ RATE ALARM | GE Medical Systems Information Tech Inc | B450 | 9004.55 | 2024-12-26 | 0
TX CHILDRENS | BE00125492 | SNT23465539SA | CARDIAC MONITOR W/ RATE ALARM | GE Medical Systems Information Tech Inc | B450 | 9004.55 | 2024-12-26 | 0
TX CHILDRENS | BE00125496 | SNT23465528SA | CARDIAC MONITOR W/ RATE ALARM | GE Medical Systems Information Tech Inc | B450 | 9004.55 | 2024-12-26 | 0
TX CHILDRENS | BE00125489 | SNT23465521SA | CARDIAC MONITOR W/ RATE ALARM | GE Medical Systems Information Tech Inc | B450 | 9004.55 | 2024-12-26 | 0
TX CHILDRENS | BE00125500 | SNT23465538SA | CARDIAC MONITOR W/ RATE ALARM | GE Medical Systems Information Tech Inc | B450 | 9004.55 | 2024-12-26 | 0
TX CHILDRENS | BE00125486 | SNT23465502SA | CARDIAC MONITOR W/ RATE ALARM | GE Medical Systems Information Tech Inc | B450 | 9004.55 | 2024-12-26 | 0
TX CHILDRENS | BE00125484 | SNT23465498SA | CARDIAC MONITOR W/ RATE ALARM | GE Medical Systems Information Tech Inc | B450 | 9004.55 | 2024-12-26 | 0
TX CHILDRENS | BE00125498 | SNT23465549SA | CARDIAC MONITOR W/ RATE ALARM | GE Medical Systems Information Tech Inc | B450 | 9004.55 | 2024-12-26 | 0
TX CHILDRENS | BE00125494 | SNT23517426SA | CARDIAC MONITOR W/ RATE ALARM | GE Medical Systems Information Tech Inc | B450 | 9004.55 | 2024-12-26 | 0
TX CHILDRENS | BE00125482 | SNT23465514SA | CARDIAC MONITOR W/ RATE ALARM | GE Medical Systems Information Tech Inc | B450 | 9004.55 | 2024-12-26 | 0
TX CHILDRENS | BE00125483 | SNT23465547SA | CARDIAC MONITOR W/ RATE ALARM | GE Medical Systems Information Tech Inc | B450 | 9004.55 | 2024-12-26 | 0
TX CHILDRENS | HTMUS-05J752 | 05J752 | PROBE, CURVED LINEAR - LINEAR | Fujifilm Sonosite Inc | C5-1 | 9000 | 2024-05-06 | 0
TX CHILDRENS | HTMUS-05J777 | 05J777 | PROBE, CURVED LINEAR - LINEAR | Fujifilm Sonosite Inc | C5-1 | 9000 | 2024-05-06 | 0
TX CHILDRENS | BE00014436 | 75724 | AUTOMATED MEDICATION DISPENSER | OMNICELL INC | OMNI RX | 9000 | 2011-09-16 | 0
TX CHILDRENS | BE00082256 | CDS3290 | SAMPLING WORKSTATION | BIOMERIEUX INC | 27210 | 9000 | 2016-04-13 | 0
TX CHILDRENS | BE00082259 | CDS3422 | SAMPLING WORKSTATION | BIOMERIEUX INC | 27210 | 9000 | 2016-04-13 | 0
TX CHILDRENS | BE00130793 | A50509 | LAB ELECTROPHYSIOLOGY EQ. | MAXWELL BIOSYSTEMS | MAXTWO HD-MEA | 9000 | 2025-08-12 | 0
TX CHILDRENS | HTMUS-052B10 | 052B10 | PROBE, CURVED LINEAR - LINEAR | Fujifilm Sonosite Inc | C5-1 | 9000 | 2023-03-09 | 0
TX CHILDRENS | BE00082257 | CDS3466 | SAMPLING WORKSTATION | BIOMERIEUX INC | 27210 | 9000 | 2016-04-13 | 0
TX CHILDRENS | HTMUS-052FR0 | 052FR0 | PROBE, CURVED LINEAR - LINEAR | Fujifilm Sonosite Inc | L15-4 | 9000 | 2023-03-09 | 0
TX CHILDRENS | HTMUS-05JMDX | 05JMDX | PROBE, CURVED LINEAR - LINEAR | Fujifilm Sonosite Inc | C5-1 | 9000 | 2024-05-06 | 0
TX CHILDRENS | HTMUS-05J740 | 05J740 | PROBE, CURVED LINEAR - LINEAR | Fujifilm Sonosite Inc | L19-5 | 9000 | 2024-05-06 | 0
TX CHILDRENS | HTMUS-05J760 | 05J760 | PROBE, CURVED LINEAR - LINEAR | Fujifilm Sonosite Inc | L19-5 | 9000 | 2024-05-06 | 0
TX CHILDRENS | HTMUS-45001378 | 45001378 | PROBE, PHASED ARRAY | GE Precision Healthcare LLC | S4-10-D | 9000 | 2023-02-15 | 0
TX CHILDRENS | BE00035822 | 2MD23914T0 | ERG - ELECTRORETINOGRAPHY EQUIPMENT | DIAGNOSYS | D143 | 9000 | 2013-04-16 | 0
TX CHILDRENS | BE00033260 | 79920 | AUTOMATED SUPPLY DISPENSER | OMNICELL INC | OMNICELL | 9000 | 2011-09-16 | 0
TX CHILDRENS | BE00082258 | CDS3453 | SAMPLING WORKSTATION | BIOMERIEUX INC | 27210 | 9000 | 2016-04-13 | 0
TX CHILDRENS | HTMUS-05JM9P | 05JM9P | PROBE, CURVED LINEAR - LINEAR | Fujifilm Sonosite Inc | L19-5 | 9000 | 2024-05-06 | 0
TX CHILDRENS | HTMUS-48440 | 48440 | PROBE, CURVED LINEAR - LINEAR | Fujifilm Sonosite Inc | C60XI/5-2 | 9000 | 2023-03-09 | 0
TX CHILDRENS | BE00061481 | 97928 | AUTOMATED SUPPLY DISPENSER | OMNICELL INC | OMNISUPPLY | 9000 | 2014-04-10 | 0
TX CHILDRENS | BE00014437 | 175729 | AUTOMATED MEDICATION DISPENSER | OMNICELL INC | OX104 | 9000 | 2011-09-16 | 0
TX CHILDRENS | HTMUS-57922 | 57922 | PROBE, CURVED LINEAR - LINEAR | Fujifilm Sonosite Inc | L19-5 | 9000 | 2023-03-09 | 0
TX CHILDRENS | HTMUS-053LWZ | 053LWZ | PROBE, CURVED LINEAR - LINEAR | Fujifilm Sonosite Inc | L19-5 | 9000 | 2023-03-09 | 0
TX CHILDRENS | BE00082255 | CDS3427 | SAMPLING WORKSTATION | BIOMERIEUX INC | 27210 | 9000 | 2016-04-13 | 0
TX CHILDRENS | BE00117058 | 490544-023 | CLEANER, ULTRASOUND PROBE | NANOSONICS INC | TROPHON 2 | 9000 | 2023-03-28 | 0
TX CHILDRENS | BE00085340 | 2E20171 | MICROSCOPE | OLYMPUS AMERICA INC | BX43F | 9000 | 2016-10-11 | 0
TX CHILDRENS | HTMUS-229233KR2 | 229233KR2 | PROBE, 3D - 4D | GE Precision Healthcare LLC | EM6C-D | 9000 | 2023-02-15 | 0
TX CHILDRENS | HTMUS-052C0Z | 052C0Z | PROBE, CURVED LINEAR - LINEAR | Fujifilm Sonosite Inc | L19-5 | 9000 | 2023-03-09 | 0
TX CHILDRENS | BE00103506 | GS0071417 | TYMPANOMETER | LUCAS GRASON STADLER (GSI) | 8102988 | 9000 | 2018-05-25 | 0
TX CHILDRENS | BE00102371 | H8214A21D0 | INSUFFLATOR, HYSTEROSCOPE | HOLOGIC INC | RM-10-550 | 8999 | 2021-02-09 | 0
TX CHILDRENS | BE00010601 | V710060 | TABLE, EXAM | CARDINAL HEALTH 200 LLC | 630-004 | 8995 | 2010-01-14 | 0
TX CHILDRENS | KN222528 | V79413030P | MICROTOME | VIBRATOME | 074018 | 8995 | 2004-06-06 | 0
TX CHILDRENS | BE00060553 | 3400130195 | CHLORIDE METER | ELITECH NORTH AMERICA | 3400 | 8995 | 2014-12-12 | 0
TX CHILDRENS | BE00060554 | 3400130196 | CHLORIDE METER | ELITECH NORTH AMERICA | 3400 | 8995 | 2014-12-12 | 0
TX CHILDRENS | BE00100726 | P1000/M-1893 | PIPETTE PULLER | SUTTER INSTRUMENT CO. | P-1000 | 8990 | 2017-07-31 | 0
TX CHILDRENS | BE00087257 | P1000/M-2060 | PIPETTE PULLER | SUTTER INSTRUMENT CO. | P-1000 | 8990 | 2018-03-23 | 0
TX CHILDRENS | BE00063645 | 814X0189 | ELECTRO-KINETIC TRANSFECTION SYS | LONZA WALKERSVILLE INC | 4D-NUCLEOFECTOR X UNIT | 8989 | 2016-02-15 | 0
TX CHILDRENS | BE00014996 | 41184352 | CENTRIFUGE, REFRIGERATED | THERMO FISHER SCIENTIFIC ASHEVILLE LLC | LEGEND XTR | 8988.67 | 2012-07-13 | 0
TX CHILDRENS | BE00014998 | 41186990 | CENTRIFUGE, REFRIGERATED | THERMO FISHER SCIENTIFIC ASHEVILLE LLC | LEGEND XTR | 8988.67 | 2012-07-13 | 0
TX CHILDRENS | BE00014997 | 41173461 | CENTRIFUGE, REFRIGERATED | THERMO FISHER SCIENTIFIC ASHEVILLE LLC | LEGEND XTR | 8988.67 | 2012-07-13 | 0
TX CHILDRENS | BE00014277 | 129251122 | SONIC DISMEMBRATOR | Qiagen LLC | TISSUE LYSER | 8986.5 | 2012-03-02 | 0
TX CHILDRENS | BE00109675 | 18110519 | TABLE, TILTING, EPS | BIODEX MEDICAL SYSTEMS INC | 058-710 | 8977.5 | 2020-01-27 | 0
TX CHILDRENS | KN201768 | 23574 | AUTOMATED SUPPLY DISPENSER | OMNICELL INC | OMNICELL | 8977 | 2003-08-01 | 0
TX CHILDRENS | KN217083 | 23576 | AUTOMATED SUPPLY DISPENSER | OMNICELL INC | OMNICELL | 8977 | 2003-08-01 | 0
TX CHILDRENS | KN217093 | 23575 | AUTOMATED SUPPLY DISPENSER | OMNICELL INC | OMNICELL | 8977 | 2004-02-01 | 0
TX CHILDRENS | BE00033259 | SHQ11290899SA | CARDIAC MONITOR W/ RATE ALARM | GE Medical Systems Information Tech Inc | DASH 3000 | 8970.48 | 2011-09-16 | 0
TX CHILDRENS | BE00033270 | SHQ11250304SA | CARDIAC MONITOR W/ RATE ALARM | GE Medical Systems Information Tech Inc | DASH 3000 | 8970.48 | 2012-08-10 | 0
TX CHILDRENS | BE00129432 | GL700-2355 | PATIENT LIFT | AMICO PATIENT CARE CORPORATION | GL700 | 8960 | 2026-02-20 | 0
TX CHILDRENS | BE00129431 | GL700-2131 | PATIENT LIFT | AMICO PATIENT CARE CORPORATION | GL700 | 8960 | 2026-02-20 | 0
TX CHILDRENS | BE00118904 | 43072779 | CENTRIFUGE, REFRIGERATED | THERMO FISHER SCIENTIFIC ASHEVILLE LLC | SORVALL X4R PRO-MD | 8954.87 | 2023-08-24 | 0
TX CHILDRENS | BE00118902 | 43072782 | CENTRIFUGE, REFRIGERATED | THERMO FISHER SCIENTIFIC ASHEVILLE LLC | SORVALL X4R PRO-MD | 8954.87 | 2023-08-24 | 0
TX CHILDRENS | BE00116526 | SNT21492156SA | CARDIAC MONITOR W/ RATE ALARM | GE Medical Systems Information Tech Inc | B450 | 8952.83 | 2023-02-02 | 0
TX CHILDRENS | BE00115192 | SNE21102008SA | CARDIAC MONITOR W/ RATE ALARM | GE Medical Systems Information Tech Inc | B450 | 8952.83 | 2022-06-28 | 0
TX CHILDRENS | BE00115193 | SNE21102009SA | CARDIAC MONITOR W/ RATE ALARM | GE Medical Systems Information Tech Inc | B450 | 8952.83 | 2022-06-28 | 0
TX CHILDRENS | BE00115194 | SNE21102010SA | CARDIAC MONITOR W/ RATE ALARM | GE Medical Systems Information Tech Inc | B450 | 8952.83 | 2022-06-28 | 0
TX CHILDRENS | BE00115189 | SNE21102005SA | CARDIAC MONITOR W/ RATE ALARM | GE Medical Systems Information Tech Inc | B450 | 8952.83 | 2022-06-28 | 0
TX CHILDRENS | BE00115191 | SNE21102007SA | CARDIAC MONITOR W/ RATE ALARM | GE Medical Systems Information Tech Inc | B450 | 8952.83 | 2022-06-28 | 0
TX CHILDRENS | BE00115187 | SNE21102001SA | CARDIAC MONITOR W/ RATE ALARM | GE Medical Systems Information Tech Inc | B450 | 8952.83 | 2022-06-28 | 0
TX CHILDRENS | BE00115188 | SNE21102004SA | CARDIAC MONITOR W/ RATE ALARM | GE Medical Systems Information Tech Inc | B450 | 8952.83 | 2022-06-28 | 0
TX CHILDRENS | BE00116527 | SNT21492165SA | CARDIAC MONITOR W/ RATE ALARM | GE Medical Systems Information Tech Inc | B450 | 8952.83 | 2023-02-02 | 0
TX CHILDRENS | BE00116525 | SNT21492146SA | CARDIAC MONITOR W/ RATE ALARM | GE Medical Systems Information Tech Inc | B450 | 8952.83 | 2023-02-02 | 0
TX CHILDRENS | BE00115190 | SNE21102006SA | CARDIAC MONITOR W/ RATE ALARM | GE Medical Systems Information Tech Inc | B450 | 8952.83 | 2022-06-28 | 0
TX CHILDRENS | BE00123470 | 7311921 | VIDEO PRINTER, HD | OLYMPUS AMERICA INC | OEP-6 | 8952.03 | 2025-01-16 | 0
TX CHILDRENS | BE00102578 | 50886 | OXIMETER | ACCRIVA DIAGNOSTIC INC | AVOXIMETER 4000 | 8950 | 2019-02-11 | 0
TX CHILDRENS | BE00058724 | 721BR 08789 | TRANSILLUMINATOR | BIO RAD LABORATORIES INC | GEL DOC XR + | 8950 | 2014-04-17 | 0
TX CHILDRENS | KN205916 | 18312 | AUTOMATED SUPPLY DISPENSER | OMNICELL INC | OMNICELL | 8939.68 | 2002-04-01 | 0
TX CHILDRENS | KN205911 | 18314 | AUTOMATED SUPPLY DISPENSER | OMNICELL INC | OMNICELL | 8939.68 | 2002-04-01 | 0
TX CHILDRENS | KN205914 | 18313 | AUTOMATED SUPPLY DISPENSER | OMNICELL INC | OMNICELL | 8939.68 | 2006-08-03 | 0
TX CHILDRENS | BE00127174 | 23-041157 | COLPOSCOPE | LEISEGANG | OPTIK1 (1DL-LED) | 8937.42 | 2025-01-08 | 0
TX CHILDRENS | BE00126986 | 3365709-3 | WARMER, BLANKET | GETINGE USA SALES LLC | GET1850BL | 8933.19 | 2025-01-28 | 0
TX CHILDRENS | BE00121574 | 7361575 | DISPLAY, VIDEO | OLYMPUS AMERICA INC | OEV321UH | 8925 | 2025-01-16 | 0
TX CHILDRENS | BE00104227 | IR61102854 | INFUSION PUMP | IRADIMED CORPORATION | 3861 | 8924 | 2019-11-19 | 0
TX CHILDRENS | BE00115923 | IR61103452 | INFUSION PUMP | IRADIMED CORPORATION | 3861 | 8924 | 2022-10-20 | 0
TX CHILDRENS | BE00104232 | IR61102844 | INFUSION PUMP | IRADIMED CORPORATION | 3861 | 8924 | 2019-11-19 | 0
TX CHILDRENS | BE00115921 | IR61103456 | INFUSION PUMP | IRADIMED CORPORATION | 3861 | 8924 | 2022-10-20 | 0
TX CHILDRENS | BE00104230 | IR61102841 | INFUSION PUMP | IRADIMED CORPORATION | 3861 | 8924 | 2019-11-19 | 0
TX CHILDRENS | BE00115924 | IR61103450 | INFUSION PUMP | IRADIMED CORPORATION | 3861 | 8924 | 2022-10-20 | 0
TX CHILDRENS | BE00104231 | IR61102837 | INFUSION PUMP | IRADIMED CORPORATION | 3861 | 8924 | 2019-11-19 | 0
TX CHILDRENS | BE00104228 | IR61102852 | INFUSION PUMP | IRADIMED CORPORATION | 3861 | 8924 | 2019-11-19 | 0
TX CHILDRENS | BE00115922 | IR61103451 | INFUSION PUMP | IRADIMED CORPORATION | 3861 | 8924 | 2022-10-20 | 0
TX CHILDRENS | BE00104225 | IR61102843 | INFUSION PUMP | IRADIMED CORPORATION | 3861 | 8924 | 2019-11-19 | 0
TX CHILDRENS | BE00104226 | IR61102850 | INFUSION PUMP | IRADIMED CORPORATION | 3861 | 8924 | 2019-11-19 | 0
TX CHILDRENS | BE00104229 | IR61102838 | INFUSION PUMP | IRADIMED CORPORATION | 3861 | 8924 | 2019-11-19 | 0
TX CHILDRENS | BE00060587 | 8075473 | AUTO SAMPLER | DIONEX CORPORATION | WPS-3000SL | 8901.2 | 2014-12-29 | 2004.63
TX CHILDRENS | BE00060584 | 8074368 | AUTO SAMPLER | DIONEX CORPORATION | WPS-3000SL | 8901.2 | 2014-12-29 | 2004.63
TX CHILDRENS | BE00060711 | 8075139 | AUTO SAMPLER | DIONEX CORPORATION | WPS-3000SL | 8901.2 | 2015-03-03 | 2004.63
TX CHILDRENS | BE00060715 | 8075617 | AUTO SAMPLER | DIONEX CORPORATION | WPS-3000SL | 8901.2 | 2015-03-03 | 2004.63
TX CHILDRENS | BE00120769 | UE20200080 | HFCC VEST (HI FREQ CHEST COMP) | RESPIRTECH | ICS-1M-US-A | 8900 | 2024-05-03 | 0
TX CHILDRENS | BE00127483 | UE21203853 | HFCC VEST (HI FREQ CHEST COMP) | RESPIRTECH | ICS-1M-US-A | 8900 | 2025-01-24 | 0
TX CHILDRENS | BE00119977 | UE20203226 | HFCC VEST (HI FREQ CHEST COMP) | RESPIRTECH | ICS-1M-US-A | 8900 | 2024-05-03 | 0
TX CHILDRENS | BE00103563 | UE1701440 | HFCC VEST (HI FREQ CHEST COMP) | RESPIRTECH | ICS-1M-US-A | 8900 | 2019-04-23 | 0
TX CHILDRENS | BE00103545 | UE1724408 | HFCC VEST (HI FREQ CHEST COMP) | RESPIRTECH | ICS-1M-US-A | 8900 | 2019-04-23 | 0
TX CHILDRENS | BE00103549 | UE1722444 | HFCC VEST (HI FREQ CHEST COMP) | RESPIRTECH | ICS-1M-US-A | 8900 | 2019-04-23 | 0
TX CHILDRENS | BE00119461 | UE21203483 | HFCC VEST (HI FREQ CHEST COMP) | RESPIRTECH | ICS-1M-US-A | 8900 | 2024-05-04 | 0
TX CHILDRENS | BE00103533 | UE1702740 | HFCC VEST (HI FREQ CHEST COMP) | RESPIRTECH | ICS-1M-US-A | 8900 | 2019-04-23 | 0
TX CHILDRENS | BE00119460 | UE21202601 | HFCC VEST (HI FREQ CHEST COMP) | RESPIRTECH | ICS-1M-US-A | 8900 | 2024-05-04 | 0
TX CHILDRENS | BE00103552 | UE1722942 | HFCC VEST (HI FREQ CHEST COMP) | RESPIRTECH | ICS-1M-US-A | 8900 | 2019-04-23 | 0
TX CHILDRENS | KN7000880 | C09922 | MONITOR, EEG | ASPECT MEDICAL SYSTEMS | A-2000 | 8900 | 2001-07-24 | 0
TX CHILDRENS | BE00101798 | UE1702344 | HFCC VEST (HI FREQ CHEST COMP) | RESPIRTECH | ICS-1M-US-A | 8900 | 2019-05-07 | 0
TX CHILDRENS | BE00101797 | UE1701807 | HFCC VEST (HI FREQ CHEST COMP) | RESPIRTECH | ICS-1M-US-A | 8900 | 2019-05-07 | 0
TX CHILDRENS | BE00103539 | UE1722387 | HFCC VEST (HI FREQ CHEST COMP) | RESPIRTECH | ICS-1M-US-A | 8900 | 2019-04-23 | 0
TX CHILDRENS | BE00103558 | UE1720035 | HFCC VEST (HI FREQ CHEST COMP) | RESPIRTECH | ICS-1M-US-A | 8900 | 2019-04-23 | 0
TX CHILDRENS | BE00103543 | UE1723901 | HFCC VEST (HI FREQ CHEST COMP) | RESPIRTECH | ICS-1M-US-A | 8900 | 2019-04-23 | 0
TX CHILDRENS | BE00103544 | UE1724095 | HFCC VEST (HI FREQ CHEST COMP) | RESPIRTECH | ICS-1M-US-A | 8900 | 2019-04-23 | 0
TX CHILDRENS | BE00120250 | UE21201301 | HFCC VEST (HI FREQ CHEST COMP) | RESPIRTECH | ICS-1M-US-A | 8900 | 2024-05-22 | 0
TX CHILDRENS | BE00103546 | UE1700864 | HFCC VEST (HI FREQ CHEST COMP) | RESPIRTECH | ICS-1M-US-A | 8900 | 2019-04-23 | 0
TX CHILDRENS | BE00103559 | UE1724731 | HFCC VEST (HI FREQ CHEST COMP) | RESPIRTECH | ICS-1M-US-A | 8900 | 2019-04-23 | 0
TX CHILDRENS | BE00103518 | UE1724811 | HFCC VEST (HI FREQ CHEST COMP) | RESPIRTECH | ICS-1M-US-A | 8900 | 2019-04-19 | 0
TX CHILDRENS | BE00103540 | UE1721669 | HFCC VEST (HI FREQ CHEST COMP) | RESPIRTECH | ICS-1M-US-A | 8900 | 2019-04-23 | 0
TX CHILDRENS | BE00127484 | UE22206568 | HFCC VEST (HI FREQ CHEST COMP) | RESPIRTECH | ICS-1M-US-A | 8900 | 2025-01-24 | 0
TX CHILDRENS | BE00103537 | UE1723858 | HFCC VEST (HI FREQ CHEST COMP) | RESPIRTECH | ICS-1M-US-A | 8900 | 2019-04-23 | 0
TX CHILDRENS | BE00103553 | UE1725099 | HFCC VEST (HI FREQ CHEST COMP) | RESPIRTECH | ICS-1M-US-A | 8900 | 2019-04-23 | 0
TX CHILDRENS | BE00103555 | UE1724730 | HFCC VEST (HI FREQ CHEST COMP) | RESPIRTECH | ICS-1M-US-A | 8900 | 2019-04-23 | 0
TX CHILDRENS | BE00103561 | UE1721308 | HFCC VEST (HI FREQ CHEST COMP) | RESPIRTECH | ICS-1M-US-A | 8900 | 2019-04-23 | 0
TX CHILDRENS | BE00123121 | UE22204434 | HFCC VEST (HI FREQ CHEST COMP) | RESPIRTECH | ICS-1M-US-A | 8900 | 2025-02-25 | 0
TX CHILDRENS | BE00123124 | UE22206156 | HFCC VEST (HI FREQ CHEST COMP) | RESPIRTECH | ICS-1M-US-A | 8900 | 2025-02-25 | 0
TX CHILDRENS | BE00103550 | UE1720971 | HFCC VEST (HI FREQ CHEST COMP) | RESPIRTECH | ICS-1M-US-A | 8900 | 2019-04-23 | 0
TX CHILDRENS | BE00103534 | UE1724952 | HFCC VEST (HI FREQ CHEST COMP) | RESPIRTECH | ICS-1M-US-A | 8900 | 2019-04-23 | 0
TX CHILDRENS | BE00103517 | UE1723855 | HFCC VEST (HI FREQ CHEST COMP) | RESPIRTECH | ICS-1M-US-A | 8900 | 2019-04-19 | 0
TX CHILDRENS | BE00115986 | UE21200212 | HFCC VEST (HI FREQ CHEST COMP) | RESPIRTECH | ICS-1M-US-A | 8900 | 2022-12-05 | 0
TX CHILDRENS | BE00103554 | UE1724665 | HFCC VEST (HI FREQ CHEST COMP) | RESPIRTECH | ICS-1M-US-A | 8900 | 2019-04-23 | 0
TX CHILDRENS | BE00101799 | UE1720842 | HFCC VEST (HI FREQ CHEST COMP) | RESPIRTECH | ICS-1M-US-A | 8900 | 2019-05-07 | 0
TX CHILDRENS | BE00103520 | UE1725317 | HFCC VEST (HI FREQ CHEST COMP) | RESPIRTECH | ICS-1M-US-A | 8900 | 2019-04-19 | 0
TX CHILDRENS | BE00123122 | UE22204151 | HFCC VEST (HI FREQ CHEST COMP) | RESPIRTECH | ICS-1M-US-A | 8900 | 2025-02-25 | 0
TX CHILDRENS | BE00119816 | 7311947 | VIDEO PRINTER, HD | OLYMPUS AMERICA INC | OEP-6 | 8900 | 2024-10-04 | 0
TX CHILDRENS | BE00103536 | UE1724642 | HFCC VEST (HI FREQ CHEST COMP) | RESPIRTECH | ICS-1M-US-A | 8900 | 2019-04-23 | 0
TX CHILDRENS | BE00117192 | UE21202237 | HFCC VEST (HI FREQ CHEST COMP) | RESPIRTECH | ICS-1M-US-A | 8900 | 2023-09-12 | 0
TX CHILDRENS | BE00103548 | UE1724764 | HFCC VEST (HI FREQ CHEST COMP) | RESPIRTECH | ICS-1M-US-A | 8900 | 2019-04-23 | 0
TX CHILDRENS | BE00103551 | UE1723074 | HFCC VEST (HI FREQ CHEST COMP) | RESPIRTECH | ICS-1M-US-A | 8900 | 2019-04-23 | 0
TX CHILDRENS | BE00127482 | UE22205953 | HFCC VEST (HI FREQ CHEST COMP) | RESPIRTECH | ICS-1M-US-A | 8900 | 2025-01-24 | 0
TX CHILDRENS | BE00103557 | UE1721765 | HFCC VEST (HI FREQ CHEST COMP) | RESPIRTECH | ICS-1M-US-A | 8900 | 2019-04-23 | 0
TX CHILDRENS | BE00101800 | UE1725635 | HFCC VEST (HI FREQ CHEST COMP) | RESPIRTECH | ICS-1M-US-A | 8900 | 2019-05-07 | 0
TX CHILDRENS | BE00103542 | UE1724373 | HFCC VEST (HI FREQ CHEST COMP) | RESPIRTECH | ICS-1M-US-A | 8900 | 2019-04-23 | 0
TX CHILDRENS | BE00117191 | UE21201551 | HFCC VEST (HI FREQ CHEST COMP) | RESPIRTECH | ICS-1M-US-A | 8900 | 2023-09-12 | 0
TX CHILDRENS | BE00119978 | UE21201658 | HFCC VEST (HI FREQ CHEST COMP) | RESPIRTECH | ICS-1M-US-A | 8900 | 2024-05-03 | 0
TX CHILDRENS | BE00103535 | UE1700690 | HFCC VEST (HI FREQ CHEST COMP) | RESPIRTECH | ICS-1M-US-A | 8900 | 2019-04-23 | 0
TX CHILDRENS | BE00103538 | UE1723566 | HFCC VEST (HI FREQ CHEST COMP) | RESPIRTECH | ICS-1M-US-A | 8900 | 2019-04-23 | 0
TX CHILDRENS | BE00127481 | UE22206469 | HFCC VEST (HI FREQ CHEST COMP) | RESPIRTECH | ICS-1M-US-A | 8900 | 2025-01-24 | 0
TX CHILDRENS | BE00119980 | UE20204362 | HFCC VEST (HI FREQ CHEST COMP) | RESPIRTECH | ICS-1M-US-A | 8900 | 2024-05-03 | 0
TX CHILDRENS | BE00101802 | UE1820108 | HFCC VEST (HI FREQ CHEST COMP) | RESPIRTECH | ICS-1M-US-A | 8900 | 2019-05-07 | 0
TX CHILDRENS | BE00103562 | UE1720629 | HFCC VEST (HI FREQ CHEST COMP) | RESPIRTECH | ICS-1M-US-A | 8900 | 2019-04-23 | 0
TX CHILDRENS | BE00123123 | UE22204409 | HFCC VEST (HI FREQ CHEST COMP) | RESPIRTECH | ICS-1M-US-A | 8900 | 2025-02-25 | 0
TX CHILDRENS | BE00103560 | UE1721587 | HFCC VEST (HI FREQ CHEST COMP) | RESPIRTECH | ICS-1M-US-A | 8900 | 2019-04-23 | 0
TX CHILDRENS | BE00103547 | UE1723483 | HFCC VEST (HI FREQ CHEST COMP) | RESPIRTECH | ICS-1M-US-A | 8900 | 2019-04-23 | 0
TX CHILDRENS | BE00119813 | 7361585 | DISPLAY, VIDEO | OLYMPUS AMERICA INC | OEV321UH | 8900 | 2024-10-04 | 0
TX CHILDRENS | BE00103519 | UE1724124 | HFCC VEST (HI FREQ CHEST COMP) | RESPIRTECH | ICS-1M-US-A | 8900 | 2019-04-19 | 0
TX CHILDRENS | BE00101801 | UE1725642 | HFCC VEST (HI FREQ CHEST COMP) | RESPIRTECH | ICS-1M-US-A | 8900 | 2019-05-07 | 0
TX CHILDRENS | BE00103541 | UE1702725 | HFCC VEST (HI FREQ CHEST COMP) | RESPIRTECH | ICS-1M-US-A | 8900 | 2019-04-23 | 0
TX CHILDRENS | BE00061092 | 813X0249 | ELECTRO-KINETIC TRANSFECTION SYS | LONZA WALKERSVILLE INC | 4D-NUCLEOFECTOR X UNIT | 8900 | 2015-07-16 | 0
TX CHILDRENS | KN223203 | HI2104 | INSUFFLATOR, LAPAROSCOPE | KARL STORZ ENDOSCOPY-AMERICA INC | 264320 20 | 8898.64 | 2005-09-29 | 0
TX CHILDRENS | KN219218 | GF04020-B | INSUFFLATOR, LAPAROSCOPE | KARL STORZ ENDOSCOPY-AMERICA INC | 264320 20 | 8898.64 | 2005-09-29 | 0
TX CHILDRENS | BE00062942 | GS0057472 | MIDDLE EAR ANALYZER | LUCAS GRASON STADLER (GSI) | TYMPSTAR V2 | 8883 | 2016-01-28 | 0
TX CHILDRENS | BE00058639 | 13010207 | TABLE, TILTING, EPS | BIODEX MEDICAL SYSTEMS INC | 058-750 | 8882.5 | 2014-02-26 | 0
TX CHILDRENS | BE00059672 | V1413414 | TABLE, EXAM | CARDINAL HEALTH 200 LLC | 630-004 | 8882.42 | 2014-08-26 | 0
TX CHILDRENS | BE00104034 | 8G50414201807 | MICROSCOPE | OLYMPUS AMERICA INC | BX43F | 8876.64 | 2019-09-19 | 0
TX CHILDRENS | KN225875 | SD009255277GA | CARDIAC MONITOR W/ RATE ALARM | GE Medical Systems Information Tech Inc | DASH 4000 | 8875 | 2009-07-17 | 0
TX CHILDRENS | KN229313 | SBG05515314GA | CARDIAC MONITOR W/ RATE ALARM | GE Medical Systems Information Tech Inc | DASH 4000 | 8875 | 2011-11-22 | 0
TX CHILDRENS | KN224771 | SBG05494175GA | CARDIAC MONITOR W/ RATE ALARM | GE Medical Systems Information Tech Inc | DASH 4000 | 8875 | 2011-01-16 | 0
TX CHILDRENS | KN224777 | SBG05504599GA | CARDIAC MONITOR W/ RATE ALARM | GE Medical Systems Information Tech Inc | DASH 4000 | 8875 | 2011-01-16 | 0
TX CHILDRENS | KN225873 | SD009255269GA | CARDIAC MONITOR W/ RATE ALARM | GE Medical Systems Information Tech Inc | DASH 4000 | 8875 | 2009-07-17 | 0
TX CHILDRENS | KN224768 | SBG05494162GA | CARDIAC MONITOR W/ RATE ALARM | GE Medical Systems Information Tech Inc | DASH 4000 | 8875 | 2011-01-16 | 0
TX CHILDRENS | KN224770 | SBG05494168GA | CARDIAC MONITOR W/ RATE ALARM | GE Medical Systems Information Tech Inc | DASH 4000 | 8875 | 2011-01-16 | 0
TX CHILDRENS | KN224772 | SBG05494186GA | CARDIAC MONITOR W/ RATE ALARM | GE Medical Systems Information Tech Inc | DASH 4000 | 8875 | 2011-01-16 | 0
TX CHILDRENS | KN224784 | SBG05504653GA | CARDIAC MONITOR W/ RATE ALARM | GE Medical Systems Information Tech Inc | DASH 4000 | 8875 | 2011-01-16 | 0
TX CHILDRENS | KN224782 | SBG05504608GA | CARDIAC MONITOR W/ RATE ALARM | GE Medical Systems Information Tech Inc | DASH 4000 | 8875 | 2011-01-16 | 0
TX CHILDRENS | KN229306 | SBG05515057GA | CARDIAC MONITOR W/ RATE ALARM | GE Medical Systems Information Tech Inc | DASH 4000 | 8875 | 2011-11-22 | 0
TX CHILDRENS | KN224778 | SBG05504600GA | CARDIAC MONITOR W/ RATE ALARM | GE Medical Systems Information Tech Inc | DASH 4000 | 8875 | 2011-01-16 | 0
TX CHILDRENS | KN224780 | SBG05504605GA | CARDIAC MONITOR W/ RATE ALARM | GE Medical Systems Information Tech Inc | DASH 4000 | 8875 | 2011-01-16 | 0
TX CHILDRENS | KN224775 | SBG05494389GA | CARDIAC MONITOR W/ RATE ALARM | GE Medical Systems Information Tech Inc | DASH 4000 | 8875 | 2011-01-16 | 0
TX CHILDRENS | KN224781 | SBG05504606GA | CARDIAC MONITOR W/ RATE ALARM | GE Medical Systems Information Tech Inc | DASH 4000 | 8875 | 2011-01-16 | 0
TX CHILDRENS | KN224779 | SBG05504601GA | CARDIAC MONITOR W/ RATE ALARM | GE Medical Systems Information Tech Inc | DASH 4000 | 8875 | 2011-01-16 | 0
TX CHILDRENS | KN225871 | SD009141456GA | CARDIAC MONITOR W/ RATE ALARM | GE Medical Systems Information Tech Inc | DASH 4000 | 8875 | 2009-07-17 | 0
TX CHILDRENS | KN224773 | SBG05494188GA | CARDIAC MONITOR W/ RATE ALARM | GE Medical Systems Information Tech Inc | DASH 4000 | 8875 | 2011-01-16 | 0
TX CHILDRENS | KN229314 | SBG05515324GA | CARDIAC MONITOR W/ RATE ALARM | GE Medical Systems Information Tech Inc | DASH 4000 | 8875 | 2011-11-22 | 0
TX CHILDRENS | KN224785 | SBG05504655GA | CARDIAC MONITOR W/ RATE ALARM | GE Medical Systems Information Tech Inc | DASH 4000 | 8875 | 2011-01-16 | 0
TX CHILDRENS | BE00100512 | L20435453716 | PUMP, HPLC | SHIMADZU SCIENTIFIC INSTRUMENT | LC-20ADXR | 8868 | 2018-04-23 | 1078.91
TX CHILDRENS | BE00100511 | L20435453715 | PUMP, HPLC | SHIMADZU SCIENTIFIC INSTRUMENT | LC-20ADXR | 8868 | 2018-04-23 | 1078.91
TX CHILDRENS | BE00101822 | A625872 | VIDEO PRINTER, HD | OLYMPUS AMERICA INC | OEP-5 | 8863.4 | 2019-08-08 | 0
TX CHILDRENS | BE00035699 | 0120157 | AMPLIFIER | NPI ELECTRONIC Gmbh | ELC-03XS | 8860 | 2013-12-20 | 0
TX CHILDRENS | BE00063714 | G22-1070 | ELECTROPORATION GENERATOR | BTX TECHNOLGIES INC. | GEMINI X2 | 8859.17 | 2016-02-15 | 0
TX CHILDRENS | BE00100378 | 7652525 | DISPLAY, VIDEO | OLYMPUS AMERICA INC | OEV-262H | 8850 | 2018-04-16 | 0
TX CHILDRENS | BE00109852 | SNE18252287HA | CARDIAC MONITOR W/ RATE ALARM | GE Medical Systems Information Tech Inc | B450 | 8836.69 | 2019-09-20 | 0
TX CHILDRENS | BE00109850 | SNE18252279HA | CARDIAC MONITOR W/ RATE ALARM | GE Medical Systems Information Tech Inc | B450 | 8836.69 | 2019-09-20 | 0
TX CHILDRENS | BE00109851 | SNE18252286HA | CARDIAC MONITOR W/ RATE ALARM | GE Medical Systems Information Tech Inc | B450 | 8836.69 | 2019-09-20 | 0
TX CHILDRENS | BE00109849 | SNE18252278HA | CARDIAC MONITOR W/ RATE ALARM | GE Medical Systems Information Tech Inc | B450 | 8836.69 | 2019-09-20 | 0
TX CHILDRENS | KN231635 | 311919-974 | INCUBATOR CO2 | THERMO FISHER SCIENTIFIC ASHEVILLE LLC | 3310 | 8832.75 | 2010-04-01 | 0
TX CHILDRENS | KN231640 | 311921-986 | INCUBATOR CO2 | THERMO FISHER SCIENTIFIC ASHEVILLE LLC | 3310 | 8832.75 | 2010-04-01 | 0
TX CHILDRENS | KN231636 | 311919-977 | INCUBATOR CO2 | THERMO FISHER SCIENTIFIC ASHEVILLE LLC | 3310 | 8832.75 | 2010-04-01 | 0
TX CHILDRENS | KN231632 | 311918-971 | INCUBATOR CO2 | THERMO FISHER SCIENTIFIC ASHEVILLE LLC | 3310 | 8832.75 | 2010-04-01 | 0
TX CHILDRENS | KN231634 | 311919-973 | INCUBATOR CO2 | THERMO FISHER SCIENTIFIC ASHEVILLE LLC | 3310 | 8832.75 | 2010-04-01 | 0
TX CHILDRENS | KN231641 | 311921-987 | INCUBATOR CO2 | THERMO FISHER SCIENTIFIC ASHEVILLE LLC | 3310 | 8832.75 | 2010-04-01 | 0
TX CHILDRENS | KN231643 | 311921-989 | INCUBATOR CO2 | THERMO FISHER SCIENTIFIC ASHEVILLE LLC | 3310 | 8832.75 | 2010-04-01 | 0
TX CHILDRENS | KN231639 | 311921-985 | INCUBATOR CO2 | THERMO FISHER SCIENTIFIC ASHEVILLE LLC | 3310 | 8832.75 | 2010-04-01 | 0
TX CHILDRENS | KN231631 | 311705-963 | INCUBATOR CO2 | THERMO FISHER SCIENTIFIC ASHEVILLE LLC | 3310 | 8832.75 | 2010-04-01 | 0
TX CHILDRENS | KN231633 | 311919-972 | INCUBATOR CO2 | THERMO FISHER SCIENTIFIC ASHEVILLE LLC | 3310 | 8832.75 | 2010-04-01 | 0
TX CHILDRENS | KN231642 | 311921-988 | INCUBATOR CO2 | THERMO FISHER SCIENTIFIC ASHEVILLE LLC | 3310 | 8832.75 | 2010-04-01 | 0
TX CHILDRENS | KN231644 | 311921-990 | INCUBATOR CO2 | THERMO FISHER SCIENTIFIC ASHEVILLE LLC | 3310 | 8832.75 | 2010-04-01 | 0
TX CHILDRENS | KN231638 | 311919-979 | INCUBATOR CO2 | THERMO FISHER SCIENTIFIC ASHEVILLE LLC | 3310 | 8832.75 | 2010-04-01 | 0
TX CHILDRENS | KN231637 | 311919-978 | INCUBATOR CO2 | THERMO FISHER SCIENTIFIC ASHEVILLE LLC | 3310 | 8832.75 | 2010-04-01 | 0
TX CHILDRENS | KN231782 | 312134-993 | INCUBATOR CO2 | THERMO FISHER SCIENTIFIC ASHEVILLE LLC | 3310 | 8832.75 | 2010-04-01 | 0
TX CHILDRENS | KN231645 | 311921-991 | INCUBATOR CO2 | THERMO FISHER SCIENTIFIC ASHEVILLE LLC | 3310 | 8832.75 | 2010-04-01 | 0
TX CHILDRENS | BE00087452 | 401538 | MICROSCOPE | LEICA MICROSYSTEMS INC | DM2500 | 8813.7 | 2018-04-26 | 0
TX CHILDRENS | BE00102419 | SGV20073018HA | SMART ANESTHESIA MULTI-GAS MODULE | GE Medical Systems Information Tech Inc | E-sCAiOV-00 | 8812 | 2021-02-02 | 0
TX CHILDRENS | BE00057329 | SJ812160111GA | MAINFRAME, PATIENT MONITORING | GE Medical Systems Information Tech Inc | SOLAR 8000i | 8808.7 | 2012-06-18 | 0
TX CHILDRENS | BE00122090 | 62464D23D0 | ANALYZER | HOLOGIC INC | TLiIQ | 8808 | 2025-03-20 | 0
TX CHILDRENS | BE00121986 | 62525J23D0 | ANALYZER | HOLOGIC INC | TLiIQ | 8808 | 2025-03-20 | 0
TX CHILDRENS | KN210920 | G2DJ6496G | CARDIAC MONITOR W/ RATE ALARM | GE Medical Systems Information Tech Inc | DASH 4000 | 8806.47 | 2007-08-19 | 0
TX CHILDRENS | KN210908 | F2DJ5908G | CARDIAC MONITOR W/ RATE ALARM | GE Medical Systems Information Tech Inc | DASH 4000 | 8806.47 | 2007-08-19 | 0
TX CHILDRENS | KN210921 | G2DJ6584G | CARDIAC MONITOR W/ RATE ALARM | GE Medical Systems Information Tech Inc | DASH 4000 | 8806.47 | 2007-08-19 | 0
TX CHILDRENS | KN210917 | J2DJ8456G | CARDIAC MONITOR W/ RATE ALARM | GE Medical Systems Information Tech Inc | DASH 4000 | 8806.47 | 2007-08-19 | 0
TX CHILDRENS | KN210904 | E2DJ4566G | CARDIAC MONITOR W/ RATE ALARM | GE Medical Systems Information Tech Inc | DASH 4000 | 8806.47 | 2007-08-19 | 0
TX CHILDRENS | KN210914 | G2DJ6427G | CARDIAC MONITOR W/ RATE ALARM | GE Medical Systems Information Tech Inc | DASH 4000 | 8806.47 | 2007-08-19 | 0
TX CHILDRENS | KN210911 | G2DJ6217G | CARDIAC MONITOR W/ RATE ALARM | GE Medical Systems Information Tech Inc | DASH 4000 | 8806.47 | 2007-08-19 | 0
TX CHILDRENS | KN210906 | F2DJ5794G | CARDIAC MONITOR W/ RATE ALARM | GE Medical Systems Information Tech Inc | DASH 4000 | 8806.47 | 2007-08-19 | 0
TX CHILDRENS | KN210907 | F2DJ5830G | CARDIAC MONITOR W/ RATE ALARM | GE Medical Systems Information Tech Inc | DASH 4000 | 8806.47 | 2007-08-19 | 0
TX CHILDRENS | BE00085252 | 41977209 | CENTRIFUGE, REFRIGERATED | THERMO FISHER SCIENTIFIC ASHEVILLE LLC | LEGEND XTR | 8803.35 | 2017-10-02 | 0
TX CHILDRENS | BE00085213 | 41977206 | CENTRIFUGE, REFRIGERATED | THERMO FISHER SCIENTIFIC ASHEVILLE LLC | LEGEND XTR | 8803.35 | 2017-10-02 | 0
TX CHILDRENS | KN197778 | 01353 | INCUBATOR | BOEKEL INDUSTRIES | 133720 | 8800 | 1996-11-01 | 0
TX CHILDRENS | BE00102310 | 285351-016 | CLEANER, ULTRASOUND PROBE | NANOSONICS INC | TROPHON 2 | 8799.45 | 2021-01-07 | 0
TX CHILDRENS | BE00060863 | ALF14C13 | CENTRIFUGE, REFRIGERATED | BECKMAN COULTER INC - SERVICE AGREEMENT | ALLEGRA X-14R | 8791.21 | 2015-04-21 | 0
TX CHILDRENS | HTMUS-F0FNPC | F0FNPC | PROBE, PHASED ARRAY | Philips North America LLC | S12-4 | 8779.6 | 2025-05-01 | 0
TX CHILDRENS | KN223522 | 34229 | AUTOMATED MEDICATION DISPENSER | OMNICELL INC | OX104 | 8778.5 | 2006-10-24 | 0
TX CHILDRENS | KN223523 | 34230 | AUTOMATED MEDICATION DISPENSER | OMNICELL INC | OX104 | 8778.5 | 2006-10-24 | 0
TX CHILDRENS | BE00115878 | 0210054 | AMPLIFIER | NPI ELECTRONIC Gmbh | ELC-03XS | 8770 | 2022-10-11 | 0
TX CHILDRENS | BE00089047 | 960801 | AUDIOMETER | GN HEARING CARE CORP | ASTERA2 | 8761.5 | 2019-11-08 | 0
TX CHILDRENS | BE00089048 | 061579 | AUDIOMETER | GN HEARING CARE CORP | ASTERA2 | 8761.5 | 2019-11-08 | 0
TX CHILDRENS | BE00124454 | 3265173-4 | WARMER, BLANKET | GETINGE USA SALES LLC | GET1850BL | 8759 | 2024-12-15 | 0
TX CHILDRENS | BE00124453 | 3315637-1 | WARMER, BLANKET | GETINGE USA SALES LLC | GET1850BL | 8759 | 2024-12-15 | 0
TX CHILDRENS | BE00124449 | 3313344-2 | WARMER, BLANKET | GETINGE USA SALES LLC | GET1850BL | 8759 | 2024-12-15 | 0
TX CHILDRENS | BE00124456 | 3315633-1 | WARMER, BLANKET | GETINGE USA SALES LLC | GET1850BL | 8759 | 2024-12-15 | 0
TX CHILDRENS | BE00124452 | 3315633-3 | WARMER, BLANKET | GETINGE USA SALES LLC | GET1850BL | 8759 | 2024-12-15 | 0
TX CHILDRENS | BE00124448 | 3265173-2 | WARMER, BLANKET | GETINGE USA SALES LLC | GET1850BL | 8759 | 2024-12-15 | 0
TX CHILDRENS | BE00122933 | 3315637-4 | WARMER, BLANKET | GETINGE USA SALES LLC | GET1850BL | 8759 | 2024-12-15 | 0
TX CHILDRENS | BE00122930 | 3265175-1 | WARMER, BLANKET | GETINGE USA SALES LLC | GET1850BL | 8759 | 2024-12-15 | 0
TX CHILDRENS | BE00124451 | 3315637-3 | WARMER, BLANKET | GETINGE USA SALES LLC | GET1850BL | 8759 | 2024-12-15 | 0
TX CHILDRENS | BE00124447 | 3315633-4 | WARMER, BLANKET | GETINGE USA SALES LLC | GET1850BL | 8759 | 2024-12-15 | 0
TX CHILDRENS | BE00122932 | 3313344-1 | WARMER, BLANKET | GETINGE USA SALES LLC | GET1850BL | 8759 | 2024-12-15 | 0
TX CHILDRENS | BE00122929 | 3313343-2 | WARMER, BLANKET | GETINGE USA SALES LLC | GET1850BL | 8759 | 2024-12-15 | 0
TX CHILDRENS | BE00124457 | 3315633-2 | WARMER, BLANKET | GETINGE USA SALES LLC | GET1850BL | 8759 | 2024-12-15 | 0
TX CHILDRENS | BE00122931 | 3315638-1 | WARMER, BLANKET | GETINGE USA SALES LLC | GET1850BL | 8759 | 2024-12-15 | 0
TX CHILDRENS | BE00124450 | 3315638--2 | WARMER, BLANKET | GETINGE USA SALES LLC | GET1850BL | 8759 | 2024-12-15 | 0
TX CHILDRENS | BE00103199 | 14013013 | ANALYZER | LUMINEX CORPORATION | 10-0000-07 | 8757.14 | 2019-01-29 | 1250
TX CHILDRENS | BE00103201 | 14013015 | ANALYZER | LUMINEX CORPORATION | 10-0000-07 | 8757.14 | 2019-01-29 | 0
TX CHILDRENS | BE00103203 | 14006004 | CONTROL MODULE/PANEL | LUMINEX CORPORATION | 10-0000-02 | 8757.14 | 2019-01-29 | 1250
TX CHILDRENS | BE00103200 | 14013014 | ANALYZER | LUMINEX CORPORATION | 10-0000-07 | 8757.14 | 2019-01-29 | 1250
TX CHILDRENS | BE00103202 | 14013016 | ANALYZER | LUMINEX CORPORATION | 10-0000-07 | 8757.14 | 2019-01-29 | 1250
TX CHILDRENS | BE00103197 | 14013011 | ANALYZER | LUMINEX CORPORATION | 10-0000-07 | 8757.14 | 2019-01-29 | 1250
TX CHILDRENS | BE00103198 | 14013012 | ANALYZER | LUMINEX CORPORATION | 10-0000-07 | 8757.14 | 2019-01-29 | 1250
TX CHILDRENS | BE00012500 | 997454 | INCUBATOR | HELMER LABS INC | PC2200i | 8745 | 2011-04-08 | 0
TX CHILDRENS | BE00110543 | HCK-00135 | NONINVASIVE BP MANAGEMENT SYST | 4 M SCREENING SOLUTIONS INC | HCK-2000 | 8745 | 2020-04-28 | 0
TX CHILDRENS | BE00101838 | SGV17163007HA | SMART ANESTHESIA MULTI-GAS MODULE | GE Medical Systems Information Tech Inc | E-sCAiOV-00 | 8740 | 2019-09-16 | 0
TX CHILDRENS | BE00119761 | 6187002 | TEST EQUIPMENT, ESU ANALYZER | Fluke Electronics Corporation | QA-ES III | 8740 | 2024-06-14 | 0
TX CHILDRENS | BE00124042 | 6158002 | TEST EQUIPMENT, ESU ANALYZER | Fluke Electronics Corporation | QA-ES III | 8740 | 2024-10-11 | 0
TX CHILDRENS | BE00089022 | C32-KIG12-003003 | EXERCISE EQUIP, POWERED | RECK-TECHNIK (MOTOMED) GmbH | GRACILE 12 | 8735 | 2018-05-16 | 0
TX CHILDRENS | BE00115618 | US51905827 | DISPLAY, SLAVE PHYSIOLOGICAL | Philips North America LLC | IP5 | 8730 | 2022-08-17 | 0
TX CHILDRENS | BE00063382 | 3000-22332 | FLOWMETER, GAS CALIBRATED | LINDE GAS & EQUIPMENT | MXR 3000 | 8725 | 2015-12-22 | 0
TX CHILDRENS | BE00059948 | 1264444 | VENTILATED CAGE RACK | TECNIPLAST USA INC | BOX110SSLYLM | 8722.77 | 2014-07-11 | 0
TX CHILDRENS | BE00059952 | 1264440 | VENTILATED CAGE RACK | TECNIPLAST USA INC | BOX110SSLYLM | 8722.77 | 2014-07-11 | 0
TX CHILDRENS | BE00059950 | 1264443 | VENTILATED CAGE RACK | TECNIPLAST USA INC | BOX110SSLYLM | 8722.77 | 2014-07-11 | 0
TX CHILDRENS | BE00059949 | 1264441 | VENTILATED CAGE RACK | TECNIPLAST USA INC | BOX110SSLYLM | 8722.77 | 2014-07-11 | 0
TX CHILDRENS | BE00036883 | 1264438 | VENTILATED CAGE RACK | TECNIPLAST USA INC | BOX110SSLYLM | 8722.77 | 2014-07-11 | 0
TX CHILDRENS | BE00059953 | 1264448 | VENTILATED CAGE RACK | TECNIPLAST USA INC | BOX110SSLYLM | 8722.77 | 2014-07-11 | 0
TX CHILDRENS | BE00059955 | 1264447 | VENTILATED CAGE RACK | TECNIPLAST USA INC | BOX110SSLYLM | 8722.77 | 2014-07-11 | 0
TX CHILDRENS | BE00059951 | 1264446 | VENTILATED CAGE RACK | TECNIPLAST USA INC | BOX110SSLYLM | 8722.77 | 2014-07-11 | 0
TX CHILDRENS | BE00059954 | 1264439 | VENTILATED CAGE RACK | TECNIPLAST USA INC | BOX110SSLYLM | 8722.77 | 2014-07-11 | 0
TX CHILDRENS | BE00059956 | 1264442 | VENTILATED CAGE RACK | TECNIPLAST USA INC | BOX110SSLYLM | 8722.77 | 2014-07-11 | 0
TX CHILDRENS | BE00110586 | 18090500 | TABLE, TILTING, EPS | BIODEX MEDICAL SYSTEMS INC | 058-710 | 8722.73 | 2020-04-03 | 0
TX CHILDRENS | BE00089051 | 15L023267B | AUDITORY BRAINSTEM RESPONSE SYSTEM | BIO-LOGIC SYSTEMS INC. | SCOUT SPORT | 8715 | 2017-11-08 | 0
TX CHILDRENS | BE00102567 | 16E023860B | AUDITORY BRAINSTEM RESPONSE SYSTEM | BIO-LOGIC SYSTEMS INC. | SCOUT SPORT | 8715 | 2018-01-31 | 0
TX CHILDRENS | BE00102569 | 16E023858B | AUDITORY BRAINSTEM RESPONSE SYSTEM | BIO-LOGIC SYSTEMS INC. | SCOUT SPORT | 8715 | 2017-12-31 | 0
TX CHILDRENS | BE00089052 | 15L023268B | AUDITORY BRAINSTEM RESPONSE SYSTEM | BIO-LOGIC SYSTEMS INC. | SCOUT SPORT | 8715 | 2017-11-08 | 0
TX CHILDRENS | BE00102568 | 16E023859B | AUDITORY BRAINSTEM RESPONSE SYSTEM | BIO-LOGIC SYSTEMS INC. | SCOUT SPORT | 8715 | 2018-01-31 | 0
TX CHILDRENS | BE00085296 | 300098510 | INCUBATOR CO2 | THERMO FISHER SCIENTIFIC ASHEVILLE LLC | 380 | 8708.95 | 2017-09-20 | 0
TX CHILDRENS | BE00085297 | 300099095 | INCUBATOR CO2 | THERMO FISHER SCIENTIFIC ASHEVILLE LLC | 380 | 8708.95 | 2017-09-20 | 0
TX CHILDRENS | BE00085396 | 300098509 | INCUBATOR CO2 | THERMO FISHER SCIENTIFIC ASHEVILLE LLC | 380 | 8708.95 | 2017-09-20 | 0
TX CHILDRENS | BE00085397 | 300098511 | INCUBATOR CO2 | THERMO FISHER SCIENTIFIC ASHEVILLE LLC | 380 | 8708.95 | 2017-09-20 | 0
TX CHILDRENS | BE00121577 | 7331929 | LIGHT SOURCE | OLYMPUS AMERICA INC | CLV-190 | 8704.61 | 2025-01-16 | 0
TX CHILDRENS | KN222687 | 8751 | SPECTROPHOTOMETER | NANO DROP TECHNOLOGIES | ND-1000 | 8700 | 2008-10-31 | 0
TX CHILDRENS | BE00010349 | H2805091180 | MICROWAVE PROCESSOR | ENERGY BEAM SCIENCES (EBS) | H2850 | 8700 | 2010-12-09 | 0
TX CHILDRENS | BE00101796 | WT 10059 | LARYNGOSCOPE | KARL STORZ ENDOSCOPY-AMERICA INC | 8403 ZX | 8696 | 2018-01-05 | 0
TX CHILDRENS | BE00101783 | YT 10615 | LARYNGOSCOPE | KARL STORZ ENDOSCOPY-AMERICA INC | 8403 ZX | 8696 | 2020-02-08 | 0
TX CHILDRENS | BE00101847 | SR 15626 | LARYNGOSCOPE | KARL STORZ ENDOSCOPY-AMERICA INC | 8403 ZX | 8696 | 2019-09-26 | 0
TX CHILDRENS | BE00101794 | WT 10219 | LARYNGOSCOPE | KARL STORZ ENDOSCOPY-AMERICA INC | 8403 ZX | 8696 | 2018-01-23 | 0
TX CHILDRENS | BE00101795 | WT 10217 | LARYNGOSCOPE | KARL STORZ ENDOSCOPY-AMERICA INC | 8403 ZX | 8696 | 2018-01-05 | 0
TX CHILDRENS | BE00100480 | ZT 10871 | LARYNGOSCOPE | KARL STORZ ENDOSCOPY-AMERICA INC | 8403 ZX | 8696 | 2018-07-05 | 0
TX CHILDRENS | BE00114066 | SNT20282005SA | CARDIAC MONITOR W/ RATE ALARM | GE Medical Systems Information Tech Inc | B450 | 8693.84 | 2021-10-07 | 0
TX CHILDRENS | BE00114070 | SNT20282007SA | CARDIAC MONITOR W/ RATE ALARM | GE Medical Systems Information Tech Inc | B450 | 8693.84 | 2021-10-07 | 0
TX CHILDRENS | BE00114073 | SNT20282011SA | CARDIAC MONITOR W/ RATE ALARM | GE Medical Systems Information Tech Inc | B450 | 8693.84 | 2021-10-07 | 0
TX CHILDRENS | BE00114068 | SNT20282003SA | CARDIAC MONITOR W/ RATE ALARM | GE Medical Systems Information Tech Inc | B450 | 8693.84 | 2021-10-07 | 0
TX CHILDRENS | BE00114071 | SNT20282001SA | CARDIAC MONITOR W/ RATE ALARM | GE Medical Systems Information Tech Inc | B450 | 8693.84 | 2021-10-07 | 0
TX CHILDRENS | BE00114092 | SNT20282002SA | CARDIAC MONITOR W/ RATE ALARM | GE Medical Systems Information Tech Inc | B450 | 8693.84 | 2021-10-07 | 0
TX CHILDRENS | BE00114067 | SNT20282004SA | CARDIAC MONITOR W/ RATE ALARM | GE Medical Systems Information Tech Inc | B450 | 8693.84 | 2021-10-07 | 0
TX CHILDRENS | BE00114069 | SNT20282010SA | CARDIAC MONITOR W/ RATE ALARM | GE Medical Systems Information Tech Inc | B450 | 8693.84 | 2021-10-07 | 0
TX CHILDRENS | BE00101837 | H15000528 | IRRIGATION PUMP | RITA MEDICAL SYSTEMS INC | 1000-0050 | 8690 | 2019-09-16 | 0
TX CHILDRENS | BE00101510 | H15000529 | IRRIGATION PUMP | RITA MEDICAL SYSTEMS INC | 1000-0050 | 8690 | 2019-09-16 | 0
TX CHILDRENS | BE00128174 | 24024760 | TABLE, OBSTETRIC | BIODEX MEDICAL SYSTEMS INC | 058-720 | 8667.9 | 2025-05-02 | 0
TX CHILDRENS | BE00128175 | 24024753 | TABLE, OBSTETRIC | BIODEX MEDICAL SYSTEMS INC | 058-720 | 8667.9 | 2025-05-02 | 0
TX CHILDRENS | BE00128177 | 24023764 | TABLE, OBSTETRIC | BIODEX MEDICAL SYSTEMS INC | 058-720 | 8667.9 | 2025-05-02 | 0
TX CHILDRENS | BE00128176 | 24024755 | TABLE, OBSTETRIC | BIODEX MEDICAL SYSTEMS INC | 058-720 | 8667.9 | 2025-05-02 | 0
TX CHILDRENS | BE00128178 | 24024756 | TABLE, OBSTETRIC | BIODEX MEDICAL SYSTEMS INC | 058-720 | 8667.9 | 2025-05-02 | 0
TX CHILDRENS | BE00128179 | 24024759 | TABLE, OBSTETRIC | BIODEX MEDICAL SYSTEMS INC | 058-720 | 8667.9 | 2025-05-02 | 0
TX CHILDRENS | BE00087638 | IR61102102 | INFUSION PUMP | IRADIMED CORPORATION | 3861 | 8664 | 2018-04-11 | 0
TX CHILDRENS | BE00106531 | IR61102425 | INFUSION PUMP | IRADIMED CORPORATION | 3861 | 8664 | 2019-03-05 | 0
TX CHILDRENS | BE00106545 | IR61102422 | INFUSION PUMP | IRADIMED CORPORATION | 3861 | 8664 | 2019-03-05 | 0
TX CHILDRENS | BE00106529 | IR61102423 | INFUSION PUMP | IRADIMED CORPORATION | 3861 | 8664 | 2019-03-05 | 0
TX CHILDRENS | BE00106547 | IR61102390 | INFUSION PUMP | IRADIMED CORPORATION | 3861 | 8664 | 2019-03-05 | 0
TX CHILDRENS | BE00106544 | IR61102424 | INFUSION PUMP | IRADIMED CORPORATION | 3861 | 8664 | 2019-03-05 | 0
TX CHILDRENS | KN214348 | H2DJ6910G | CARDIAC MONITOR W/ RATE ALARM | GE Medical Systems Information Tech Inc | DASH 4000 | 8664 | 2007-08-29 | 0
TX CHILDRENS | BE00106533 | IR61102427 | INFUSION PUMP | IRADIMED CORPORATION | 3861 | 8664 | 2019-03-05 | 0
TX CHILDRENS | BE00087637 | IR61102101 | INFUSION PUMP | IRADIMED CORPORATION | 3861 | 8664 | 2018-04-11 | 0
TX CHILDRENS | BE00106532 | IR61102426 | INFUSION PUMP | IRADIMED CORPORATION | 3861 | 8664 | 2019-03-05 | 0
TX CHILDRENS | KN214425 | H2DJ6900G | CARDIAC MONITOR W/ RATE ALARM | GE Medical Systems Information Tech Inc | DASH 4000 | 8664 | 2007-08-29 | 0
TX CHILDRENS | BE00106528 | IR61102421 | INFUSION PUMP | IRADIMED CORPORATION | 3861 | 8664 | 2019-03-05 | 0
TX CHILDRENS | BE00106546 | IR61102420 | INFUSION PUMP | IRADIMED CORPORATION | 3861 | 8664 | 2019-03-05 | 0
TX CHILDRENS | BE00087636 | IR61102100 | INFUSION PUMP | IRADIMED CORPORATION | 3861 | 8664 | 2018-04-11 | 0
TX CHILDRENS | KN214347 | G2DJ6436G | CARDIAC MONITOR W/ RATE ALARM | GE Medical Systems Information Tech Inc | DASH 4000 | 8664 | 2007-08-29 | 0
TX CHILDRENS | BE00106530 | IR61102419 | INFUSION PUMP | IRADIMED CORPORATION | 3861 | 8664 | 2019-03-05 | 0
TX CHILDRENS | KN214349 | H2DJ6905G | CARDIAC MONITOR W/ RATE ALARM | GE Medical Systems Information Tech Inc | DASH 4000 | 8664 | 2007-08-29 | 0
TX CHILDRENS | BE00114740 | S20122456 | MICROTOME | THERMO FISHER SCIENTIFIC ASHEVILLE LLC | HM325 | 8648.54 | 2021-03-15 | 0
TX CHILDRENS | BE00083473 | S5L2018AX | ELECTROSURG CUT & COAG DEVICE | COVIDIEN LP | FORCE FX | 8639.3 | 2017-09-05 | 0
TX CHILDRENS | BE00038483 | AB20798001 | SCALE, PATIENT | ARJOHUNTLEIGH INC | SE1211 | 8631.44 | 2013-01-24 | 0
TX CHILDRENS | BE00010113 | 6325YL802475 | DNA THERMAL CYCLER | Eppendorf North America Inc | 6325 | 8625 | 2010-10-06 | 0
TX CHILDRENS | KN225837 | 313737-1132 | INCUBATOR CO2 | THERMO FISHER SCIENTIFIC ASHEVILLE LLC | 3307 | 8609.7 | 2010-05-04 | 0
TX CHILDRENS | KN225299 | 313188-1089 | INCUBATOR CO2 | THERMO FISHER SCIENTIFIC ASHEVILLE LLC | 3307 | 8609.7 | 2010-04-01 | 0
TX CHILDRENS | KN225305 | 313365-1092 | INCUBATOR CO2 | THERMO FISHER SCIENTIFIC ASHEVILLE LLC | 3307 | 8609.7 | 2010-04-01 | 0
TX CHILDRENS | KN225304 | 313365-1093 | INCUBATOR CO2 | THERMO FISHER SCIENTIFIC ASHEVILLE LLC | 3307 | 8609.7 | 2010-04-01 | 0
TX CHILDRENS | KN225294 | 313365-1094 | INCUBATOR CO2 | THERMO FISHER SCIENTIFIC ASHEVILLE LLC | 3307 | 8609.7 | 2010-04-01 | 0
TX CHILDRENS | KN225834 | 313737-1131 | INCUBATOR CO2 | THERMO FISHER SCIENTIFIC ASHEVILLE LLC | 3307 | 8609.7 | 2010-05-04 | 0
TX CHILDRENS | KN225836 | 313737-1130 | INCUBATOR CO2 | THERMO FISHER SCIENTIFIC ASHEVILLE LLC | 3307 | 8609.7 | 2010-05-04 | 0
TX CHILDRENS | KN225300 | 313365-1095 | INCUBATOR CO2 | THERMO FISHER SCIENTIFIC ASHEVILLE LLC | 3307 | 8609.7 | 2010-04-01 | 0
TX CHILDRENS | KN225616 | 313548-1107 | INCUBATOR CO2 | THERMO FISHER SCIENTIFIC ASHEVILLE LLC | 3307 | 8609.7 | 2010-04-01 | 0
TX CHILDRENS | KN225835 | 313737-1133 | INCUBATOR CO2 | THERMO FISHER SCIENTIFIC ASHEVILLE LLC | 3307 | 8609.7 | 2010-05-04 | 0
TX CHILDRENS | BE00101895 | JN49XQ2 | EEG ACQUISITION STATION (PORTABLE) | DELL MARKETING LP | OPTIPLEX 5040 | 8600 | 2020-01-02 | 0
TX CHILDRENS | KN211307 | 104R0130N005 | CALIBRATION GAS | RADIOMETER COPENHAGEN | TCC3 | 8600 | 2005-01-04 | 0
TX CHILDRENS | KN194191 | 104R0082N01 | CALIBRATION GAS | RADIOMETER COPENHAGEN | TCC3 | 8600 | 1995-03-16 | 0
TX CHILDRENS | KN194172 | 104R0080N10 | CALIBRATION GAS | RADIOMETER COPENHAGEN | TCC3 | 8600 | 1994-12-13 | 0
TX CHILDRENS | KN194170 | 104R0080N01 | CALIBRATION GAS | RADIOMETER COPENHAGEN | TCC3 | 8600 | 1994-12-13 | 0
TX CHILDRENS | KN194173 | 104R0080N11 | CALIBRATION GAS | RADIOMETER COPENHAGEN | TCC3 | 8600 | 1994-12-13 | 0
TX CHILDRENS | BE00058630 | 303356-1984 | INCUBATOR | THERMO FISHER SCIENTIFIC ASHEVILLE LLC | 3940 | 8600 | 2014-05-02 | 0
TX CHILDRENS | BE00126641 | SNA24162784SA | PDM w/ DISPLAY | GE Medical Systems Information Tech Inc | CARESCAPE ONE | 8596.16 | 2025-07-17 | 0
TX CHILDRENS | BE00126639 | SNA24152753SA | PDM w/ DISPLAY | GE Medical Systems Information Tech Inc | CARESCAPE ONE | 8596.16 | 2025-07-17 | 0
TX CHILDRENS | BE00126643 | SNA24162781SA | PDM w/ DISPLAY | GE Medical Systems Information Tech Inc | CARESCAPE ONE | 8596.16 | 2025-07-17 | 0
TX CHILDRENS | BE00087203 | 5600161803 | OSMOMETER | ELITechGroup Inc | VAPRO 5600 | 8595 | 2018-06-07 | 0
TX CHILDRENS | BE00104400 | 5428HP927146 | CENTRIFUGE, REFRIGERATED | Eppendorf North America Inc | 5430R | 8590 | 2019-12-11 | 0
TX CHILDRENS | BE00104145 | 713012 | MICROSCOPE | NIKON INSTRUMENT INC | ECLIPSE Ci-L | 8589.6 | 2019-10-14 | 0
TX CHILDRENS | BE00126684 | 43186375 | INCUBATOR CO2 | THERMO FISHER SCIENTIFIC ASHEVILLE LLC | HERACELL VIOS 160i | 8572.93 | 2024-11-08 | 0
TX CHILDRENS | BE00120777 | 43165065 | INCUBATOR CO2 | THERMO FISHER SCIENTIFIC ASHEVILLE LLC | HERACELL VIOS 160i | 8572.93 | 2024-08-21 | 0
TX CHILDRENS | BE00036515 | V1117841 | TABLE, EXAM | CARDINAL HEALTH 200 LLC | 230-002 | 8570.88 | 2012-10-18 | 0
TX CHILDRENS | BE00061863 | V1117463 | TABLE, EXAM | CARDINAL HEALTH 200 LLC | 230-002 | 8570.88 | 2012-10-18 | 0
TX CHILDRENS | BE00036514 | V1118512 | TABLE, EXAM | CARDINAL HEALTH 200 LLC | 230-002 | 8570.88 | 2012-10-18 | 0
TX CHILDRENS | BE00102428 | NP07791 | LIGHT SOURCE | KARL STORZ ENDOSCOPY-AMERICA INC | TL 300 | 8558.76 | 2022-02-17 | 0
TX CHILDRENS | BE00102442 | OP07910 | LIGHT SOURCE | KARL STORZ ENDOSCOPY-AMERICA INC | TL 300 | 8558.76 | 2022-03-01 | 0
TX CHILDRENS | BE00117691 | UP09089 | LIGHT SOURCE | KARL STORZ ENDOSCOPY-AMERICA INC | TL 300 | 8558.76 | 2022-08-08 | 0
TX CHILDRENS | BE00117678 | UP09059 | LIGHT SOURCE | KARL STORZ ENDOSCOPY-AMERICA INC | TL 300 | 8558.76 | 2022-08-08 | 0
TX CHILDRENS | BE00117717 | ZO11853 | LIGHT SOURCE | KARL STORZ ENDOSCOPY-AMERICA INC | TL 300 | 8558.76 | 2022-08-08 | 0
TX CHILDRENS | BE00117702 | ZO11852 | LIGHT SOURCE | KARL STORZ ENDOSCOPY-AMERICA INC | TL 300 | 8558.76 | 2022-08-08 | 0
TX CHILDRENS | BE00116513 | ZO11850 | LIGHT SOURCE | KARL STORZ ENDOSCOPY-AMERICA INC | TL 300 | 8558.76 | 2022-08-08 | 0
TX CHILDRENS | BE00127477 | SE25681 | TIMER, COAGULATION | WERFEN USA LLC | SIGNATURE ELITE | 8550 | 2025-01-16 | 0
TX CHILDRENS | BE00127475 | SE25689 | TIMER, COAGULATION | WERFEN USA LLC | SIGNATURE ELITE | 8550 | 2025-01-16 | 0
TX CHILDRENS | BE00127453 | SE25672 | TIMER, COAGULATION | WERFEN USA LLC | SIGNATURE ELITE | 8550 | 2025-01-16 | 0
TX CHILDRENS | BE00127464 | SE25677 | TIMER, COAGULATION | WERFEN USA LLC | SIGNATURE ELITE | 8550 | 2025-01-16 | 0
TX CHILDRENS | BE00127465 | SE25675 | TIMER, COAGULATION | WERFEN USA LLC | SIGNATURE ELITE | 8550 | 2025-01-16 | 0
TX CHILDRENS | BE00127460 | SE25684 | TIMER, COAGULATION | WERFEN USA LLC | SIGNATURE ELITE | 8550 | 2025-01-16 | 0
TX CHILDRENS | BE00126494 | SE25423 | TIMER, COAGULATION | WERFEN USA LLC | SIGNATURE ELITE | 8550 | 2025-03-13 | 0
TX CHILDRENS | BE00127479 | SE25676 | TIMER, COAGULATION | WERFEN USA LLC | SIGNATURE ELITE | 8550 | 2025-01-16 | 0
TX CHILDRENS | BE00126496 | SE25427 | TIMER, COAGULATION | WERFEN USA LLC | SIGNATURE ELITE | 8550 | 2025-03-13 | 0
TX CHILDRENS | BE00127473 | SE25687 | TIMER, COAGULATION | WERFEN USA LLC | SIGNATURE ELITE | 8550 | 2025-01-16 | 0
TX CHILDRENS | BE00127474 | SE25688 | TIMER, COAGULATION | WERFEN USA LLC | SIGNATURE ELITE | 8550 | 2025-01-16 | 0
TX CHILDRENS | BE00127459 | SE25685 | TIMER, COAGULATION | WERFEN USA LLC | SIGNATURE ELITE | 8550 | 2025-01-16 | 0
TX CHILDRENS | BE00127456 | SE25666 | TIMER, COAGULATION | WERFEN USA LLC | SIGNATURE ELITE | 8550 | 2025-01-16 | 0
TX CHILDRENS | BE00126501 | SE25426 | TIMER, COAGULATION | WERFEN USA LLC | SIGNATURE ELITE | 8550 | 2025-03-13 | 0
TX CHILDRENS | BE00127469 | SE25673 | TIMER, COAGULATION | WERFEN USA LLC | SIGNATURE ELITE | 8550 | 2025-01-16 | 0
TX CHILDRENS | BE00127472 | SE25669 | TIMER, COAGULATION | WERFEN USA LLC | SIGNATURE ELITE | 8550 | 2025-01-16 | 0
TX CHILDRENS | BE00127468 | SE25661 | TIMER, COAGULATION | WERFEN USA LLC | SIGNATURE ELITE | 8550 | 2025-01-16 | 0
TX CHILDRENS | BE00127471 | SE25664 | TIMER, COAGULATION | WERFEN USA LLC | SIGNATURE ELITE | 8550 | 2025-01-16 | 0
TX CHILDRENS | BE00126500 | SE25422 | TIMER, COAGULATION | WERFEN USA LLC | SIGNATURE ELITE | 8550 | 2025-03-13 | 0
TX CHILDRENS | BE00127458 | SE25686 | TIMER, COAGULATION | WERFEN USA LLC | SIGNATURE ELITE | 8550 | 2025-01-16 | 0
TX CHILDRENS | BE00127470 | SE25667 | TIMER, COAGULATION | WERFEN USA LLC | SIGNATURE ELITE | 8550 | 2025-01-16 | 0
TX CHILDRENS | BE00127466 | SE25671 | TIMER, COAGULATION | WERFEN USA LLC | SIGNATURE ELITE | 8550 | 2025-01-16 | 0
TX CHILDRENS | BE00127461 | SE25680 | TIMER, COAGULATION | WERFEN USA LLC | SIGNATURE ELITE | 8550 | 2025-01-16 | 0
TX CHILDRENS | BE00126495 | SE25421 | TIMER, COAGULATION | WERFEN USA LLC | SIGNATURE ELITE | 8550 | 2025-03-13 | 0
TX CHILDRENS | BE00127480 | SE25683 | TIMER, COAGULATION | WERFEN USA LLC | SIGNATURE ELITE | 8550 | 2025-01-16 | 0
TX CHILDRENS | BE00127478 | SE25682 | TIMER, COAGULATION | WERFEN USA LLC | SIGNATURE ELITE | 8550 | 2025-01-16 | 0
TX CHILDRENS | BE00127455 | SE25668 | TIMER, COAGULATION | WERFEN USA LLC | SIGNATURE ELITE | 8550 | 2025-01-16 | 0
TX CHILDRENS | BE00127476 | SE25674 | TIMER, COAGULATION | WERFEN USA LLC | SIGNATURE ELITE | 8550 | 2025-01-16 | 0
TX CHILDRENS | BE00127454 | SE25670 | TIMER, COAGULATION | WERFEN USA LLC | SIGNATURE ELITE | 8550 | 2025-01-16 | 0
TX CHILDRENS | BE00127462 | SE25679 | TIMER, COAGULATION | WERFEN USA LLC | SIGNATURE ELITE | 8550 | 2025-01-16 | 0
TX CHILDRENS | BE00127463 | SE25678 | TIMER, COAGULATION | WERFEN USA LLC | SIGNATURE ELITE | 8550 | 2025-01-16 | 0
TX CHILDRENS | BE00127467 | SE25665 | TIMER, COAGULATION | WERFEN USA LLC | SIGNATURE ELITE | 8550 | 2025-01-16 | 0
TX CHILDRENS | BE00127457 | SE25690 | TIMER, COAGULATION | WERFEN USA LLC | SIGNATURE ELITE | 8550 | 2025-01-16 | 0
TX CHILDRENS | BE00126498 | SE25425 | TIMER, COAGULATION | WERFEN USA LLC | SIGNATURE ELITE | 8550 | 2025-03-13 | 0
TX CHILDRENS | BE00126499 | SE25424 | TIMER, COAGULATION | WERFEN USA LLC | SIGNATURE ELITE | 8550 | 2025-03-13 | 0
TX CHILDRENS | BE00121552 | SE26512 | TIMER, COAGULATION | WERFEN USA LLC | SIGNATURE ELITE | 8550 | 2026-02-20 | 0
TX CHILDRENS | BE00126497 | SE25428 | TIMER, COAGULATION | WERFEN USA LLC | SIGNATURE ELITE | 8550 | 2025-03-13 | 0
TX CHILDRENS | BE00102141 | 12150385 | TEST EQUIPMENT,NON-PATIENT | INFICON INC | PILOT PLUS | 8548.01 | 2019-08-14 | 0
TX CHILDRENS | BE00112991 | B180215710 | TABLE, INSTRUMENT (MOTORIZED) | BLICKMAN HEALTH INDUSTRIES INC | 7901SS-M | 8537.78 | 2019-12-27 | 0
TX CHILDRENS | BE00119545 | SNT23385123SA | CARDIAC MONITOR W/ RATE ALARM | GE Medical Systems Information Tech Inc | B450 | 8534.83 | 2024-10-29 | 0
TX CHILDRENS | BE00119546 | SNT23385125SA | CARDIAC MONITOR W/ RATE ALARM | GE Medical Systems Information Tech Inc | B450 | 8534.83 | 2024-10-29 | 0
TX CHILDRENS | BE00119548 | SNT23385133SA | CARDIAC MONITOR W/ RATE ALARM | GE Medical Systems Information Tech Inc | B450 | 8534.83 | 2024-10-29 | 0
TX CHILDRENS | BE00119547 | SNT23385127SA | CARDIAC MONITOR W/ RATE ALARM | GE Medical Systems Information Tech Inc | B450 | 8534.83 | 2024-10-29 | 0
TX CHILDRENS | BE00119542 | SNT23385109SA | CARDIAC MONITOR W/ RATE ALARM | GE Medical Systems Information Tech Inc | B450 | 8534.83 | 2024-10-29 | 0
TX CHILDRENS | BE00119543 | SNT23385113SA | CARDIAC MONITOR W/ RATE ALARM | GE Medical Systems Information Tech Inc | B450 | 8534.83 | 2024-10-29 | 0
TX CHILDRENS | BE00119544 | SNT23385115SA | CARDIAC MONITOR W/ RATE ALARM | GE Medical Systems Information Tech Inc | B450 | 8534.83 | 2024-10-29 | 0
TX CHILDRENS | BE00062616 | F4KA97639C | WATER PURIFIER | EMD MILLIPORE CORPORATION | Q ADVANTAGE | 8527.95 | 2016-01-14 | 0
TX CHILDRENS | BE00062617 | F4KA97639F | WATER PURIFIER | EMD MILLIPORE CORPORATION | Q ADVANTAGE | 8527.95 | 2016-01-14 | 0
TX CHILDRENS | BE00060915 | 5811 DG971764 | CENTRIFUGE, REFRIGERATED | Eppendorf North America Inc | 5811F | 8522.22 | 2015-06-08 | 0
TX CHILDRENS | BE00086663 | SNE16410191HA | CARDIAC MONITOR W/ RATE ALARM | GE Medical Systems Information Tech Inc | B450 | 8518 | 2017-12-05 | 0
TX CHILDRENS | BE00086664 | SNE16410193HA | CARDIAC MONITOR W/ RATE ALARM | GE Medical Systems Information Tech Inc | B450 | 8518 | 2017-12-05 | 0
TX CHILDRENS | BE00086662 | SNE16410187HA | CARDIAC MONITOR W/ RATE ALARM | GE Medical Systems Information Tech Inc | B450 | 8518 | 2017-12-05 | 0
TX CHILDRENS | BE00086665 | SNE16410207HA | CARDIAC MONITOR W/ RATE ALARM | GE Medical Systems Information Tech Inc | B450 | 8518 | 2017-12-05 | 0
TX CHILDRENS | BE00118785 | 21-041031 | COLPOSCOPE | LEISEGANG | OPTIK1 (1DL-LED) | 8511.83 | 2024-02-01 | 0
TX CHILDRENS | BE00059056 | 13060273 | TABLE, TILTING, EPS | BIODEX MEDICAL SYSTEMS INC | 058-700 | 8509 | 2013-06-12 | 0
TX CHILDRENS | BE00057809 | 13060277 | TABLE, TILTING, EPS | BIODEX MEDICAL SYSTEMS INC | 058-700 | 8509 | 2018-09-07 | 0
TX CHILDRENS | BE00062314 | 14090292 | TABLE, TILTING, EPS | BIODEX MEDICAL SYSTEMS INC | 058-710 | 8505 | 2015-10-02 | 0
TX CHILDRENS | BE00063426 | 17120469 | TABLE, TILTING, EPS | BIODEX MEDICAL SYSTEMS INC | 058-710 | 8505 | 2019-02-04 | 0
TX CHILDRENS | BE00062313 | 14090293 | TABLE, TILTING, EPS | BIODEX MEDICAL SYSTEMS INC | 058-710 | 8505 | 2015-10-02 | 0
TX CHILDRENS | BE00064531 | 15070335 | TABLE, TILTING, EPS | BIODEX MEDICAL SYSTEMS INC | 058-710 | 8505 | 2016-12-21 | 0
TX CHILDRENS | BE00101433 | C11657 | ELECTROSURG CUT & COAG DEVICE | ARTHROCARE CORP | COBLATOR II | 8502 | 2018-12-05 | 0
TX CHILDRENS | KN211572 | BCYV 01428 | ANESTHETIC VAPORIZER | DATEX-OHMEDA INC | ISOTEC 5 | 8500 | 2006-04-26 | 0
TX CHILDRENS | KN195229 | 39110949 | MICROTOME | LEICA MICROSYSTEMS INC | 2030 | 8500 | 1997-01-17 | 0
TX CHILDRENS | BE00125740 | IPV2CM00911 | VENTILATOR NONCONTINUOUS | PERCUSSION CORP | IPV-2C | 8500 | 2024-11-01 | 0
TX CHILDRENS | KN232198 | VL007677 | CARDIAC OUTPUT MONITOR | Edwards Lifesciences US Inc | VIGILEO | 8500 | 2010-10-06 | 0
TX CHILDRENS | BE00060792 | 1040870 | CLEANER, ULTRASOUND PROBE | CS MEDICAL LLC | TD 100E | 8500 | 2015-04-15 | 0
TX CHILDRENS | BE00125745 | IPV2CM00918 | VENTILATOR NONCONTINUOUS | PERCUSSION CORP | IPV-2C | 8500 | 2024-11-01 | 0
TX CHILDRENS | KN227818 | SBG07131942GA | CARDIAC MONITOR W/ RATE ALARM | GE Medical Systems Information Tech Inc | DASH 3000 | 8500 | 2010-04-26 | 0
TX CHILDRENS | KN227816 | SBG07131936GA | CARDIAC MONITOR W/ RATE ALARM | GE Medical Systems Information Tech Inc | DASH 3000 | 8500 | 2010-04-26 | 0
TX CHILDRENS | BE00125743 | IPV2CM00913 | VENTILATOR NONCONTINUOUS | PERCUSSION CORP | IPV-2C | 8500 | 2024-11-01 | 0
TX CHILDRENS | KN184055 | 9100101 | CENTRIFUGE, REFRIGERATED | SORVALL (BIOMED PRODUCTS DEPT) | RT6000B | 8500 | 2000-06-29 | 0
TX CHILDRENS | BE00063720 | 10655 | ANALYZER | QUINTRON INSTRUMENT CO | BREATHTRACKER | 8500 | 2016-03-01 | 0
TX CHILDRENS | KN232194 | VL007672 | CARDIAC OUTPUT MONITOR | Edwards Lifesciences US Inc | VIGILEO | 8500 | 2010-10-06 | 0
TX CHILDRENS | BE00010009 | VL012183 | CARDIAC OUTPUT MONITOR | Edwards Lifesciences US Inc | VIGILEO | 8500 | 2011-04-04 | 0
TX CHILDRENS | BE00125744 | IPV2CM00944 | VENTILATOR NONCONTINUOUS | PERCUSSION CORP | IPV-2C | 8500 | 2024-11-01 | 0
TX CHILDRENS | BE00125739 | IPV2CM00916 | VENTILATOR NONCONTINUOUS | PERCUSSION CORP | IPV-2C | 8500 | 2024-11-01 | 0
TX CHILDRENS | BE00125737 | IPV2CM00912 | VENTILATOR NONCONTINUOUS | PERCUSSION CORP | IPV-2C | 8500 | 2024-11-01 | 0
TX CHILDRENS | KN192883 | 37391239 | MICROTOME | LEICA MICROSYSTEMS INC | 2030 | 8500 | 2005-09-20 | 0
TX CHILDRENS | BE00125742 | IPV2CM00919 | VENTILATOR NONCONTINUOUS | PERCUSSION CORP | IPV-2C | 8500 | 2024-11-01 | 0
TX CHILDRENS | BE00125738 | IPV2CM00917 | VENTILATOR NONCONTINUOUS | PERCUSSION CORP | IPV-2C | 8500 | 2024-11-01 | 0
TX CHILDRENS | BE00128668 | MXL414321F | COMPUTER & PERIPHERALS | HEWLETT PACKARD | Z2 G9 LED | 8500 | 2025-07-24 | 16178.4
TX CHILDRENS | KN191743 | 9100039 | CENTRIFUGE, REFRIGERATED | SORVALL (BIOMED PRODUCTS DEPT) | RT6000B | 8500 | 2004-07-28 | 0
TX CHILDRENS | BE00109594 | IPV2CM00542 | VENTILATOR NONCONTINUOUS | PERCUSSION CORP | IPV-2C | 8500 | 2022-01-31 | 0
TX CHILDRENS | BE00010050 | VL011592 | CARDIAC OUTPUT MONITOR | Edwards Lifesciences US Inc | VIGILEO | 8500 | 2011-10-14 | 0
TX CHILDRENS | BE00109593 | IPV2CM00541 | VENTILATOR NONCONTINUOUS | PERCUSSION CORP | IPV-2C | 8500 | 2022-01-31 | 0
TX CHILDRENS | BE00010335 | VL000178 | CARDIAC OUTPUT MONITOR | Edwards Lifesciences US Inc | VIGILEO | 8500 | 2010-10-06 | 0
TX CHILDRENS | BE00125741 | IPV2CM00915 | VENTILATOR NONCONTINUOUS | PERCUSSION CORP | IPV-2C | 8500 | 2024-11-01 | 0
TX CHILDRENS | BE00010825 | SD010127570GA | CARDIAC MONITOR W/ RATE ALARM | GE Medical Systems Information Tech Inc | DASH 3000 | 8500 | 2010-03-26 | 0
TX CHILDRENS | KN227813 | SBG07131928GA | CARDIAC MONITOR W/ RATE ALARM | GE Medical Systems Information Tech Inc | DASH 3000 | 8500 | 2010-04-26 | 0
TX CHILDRENS | KN227815 | SBG07131935GA | CARDIAC MONITOR W/ RATE ALARM | GE Medical Systems Information Tech Inc | DASH 3000 | 8500 | 2010-04-26 | 0
TX CHILDRENS | BE00120466 | 43167776 | CENTRIFUGE, REFRIGERATED | THERMO FISHER SCIENTIFIC ASHEVILLE LLC | SORVALL ST 8R | 8495.07 | 2024-07-13 | 0
TX CHILDRENS | BE00112318 | CY219521907 | CENTRIFUGE | THERMO FISHER SCIENTIFIC ASHEVILLE LLC | CYTOSPIN 4 | 8493.46 | 2020-10-15 | 0
TX CHILDRENS | BE00122910 | 3480949-1 | WARMER, BLANKET | GETINGE USA SALES LLC | GET1850BL | 8492.19 | 2025-11-04 | 0
TX CHILDRENS | BE00126606 | 3449493-3 | WARMER, BLANKET | GETINGE USA SALES LLC | GET1850BL | 8492.19 | 2025-07-09 | 0
TX CHILDRENS | BE00126605 | 3449493-2 | WARMER, BLANKET | GETINGE USA SALES LLC | GET1850BL | 8492.19 | 2025-07-09 | 0
TX CHILDRENS | BE00128250 | 331863-W | CRYOBATH | SCIENTIFIC PRODUCTS | HC80A1 | 8485 | 2025-05-29 | 0
TX CHILDRENS | BE00128249 | 331858-W | CRYOBATH | SCIENTIFIC PRODUCTS | HC80A1 | 8485 | 2025-05-29 | 0
TX CHILDRENS | BE00128248 | 331865-W | CRYOBATH | SCIENTIFIC PRODUCTS | HC80A1 | 8485 | 2025-05-29 | 0
TX CHILDRENS | BE00036690 | WY0674526 | LIGHT SOURCE | KARL STORZ ENDOSCOPY-AMERICA INC | 20133120 | 8471.15 | 2012-11-13 | 0
TX CHILDRENS | BE00036340 | XY0675117 | LIGHT SOURCE | KARL STORZ ENDOSCOPY-AMERICA INC | 20133120 | 8471.15 | 2013-03-26 | 0
TX CHILDRENS | BE00121911 | 0002430 | CELL WASHING CENTRIFUGE | HELMER LABS INC | ULTRACW | 8462.95 | 2025-03-20 | 0
TX CHILDRENS | BE00121912 | 0002428 | CELL WASHING CENTRIFUGE | HELMER LABS INC | ULTRACW | 8462.95 | 2025-03-20 | 0
TX CHILDRENS | BE00127529 | YM895064-P | SURGICAL CAMERA & ACCESSORIES | KARL STORZ ENDOSCOPY-AMERICA INC | TC 201 US | 8462.86 | 2024-05-20 | 0
TX CHILDRENS | BE00131000 | IPV2CM01253 | VENTILATOR NONCONTINUOUS | PERCUSSION CORP | IPV-2C | 8462 | 2026-05-14 | 0
TX CHILDRENS | BE00130997 | IPV2CM01256 | VENTILATOR NONCONTINUOUS | PERCUSSION CORP | IPV-2C | 8462 | 2026-05-14 | 0
TX CHILDRENS | BE00130999 | IPV2CM01255 | VENTILATOR NONCONTINUOUS | PERCUSSION CORP | IPV-2C | 8462 | 2026-05-14 | 0
TX CHILDRENS | BE00130998 | IPV2CM01252 | VENTILATOR NONCONTINUOUS | PERCUSSION CORP | IPV-2C | 8462 | 2026-05-14 | 0
TX CHILDRENS | BE00118188 | C214849432 | SHAKER | VWR FUNDING INC | 945190 | 8459.44 | 2023-10-12 | 0
TX CHILDRENS | BE00118342 | C214856090 | SHAKER | VWR FUNDING INC | 945190 | 8459.44 | 2023-10-12 | 0
TX CHILDRENS | BE00059299 | 426578 | MIDDLE EAR ANALYZER | GN HEARING CARE CORP | OTOFLEX 100 | 8450 | 2014-12-08 | 0
TX CHILDRENS | BE00059304 | 426574 | MIDDLE EAR ANALYZER | GN HEARING CARE CORP | OTOFLEX 100 | 8450 | 2014-12-08 | 0
TX CHILDRENS | BE00086656 | STPV50210 | VENTILATOR NONCONTINUOUS | DATEX-OHMEDA INC | GIRAFFE STAR | 8434.68 | 2017-11-22 | 0
TX CHILDRENS | BE00086650 | STPV50213 | VENTILATOR NONCONTINUOUS | DATEX-OHMEDA INC | GIRAFFE STAR | 8434.68 | 2017-11-22 | 0
TX CHILDRENS | BE00086652 | STPV50206 | VENTILATOR NONCONTINUOUS | DATEX-OHMEDA INC | GIRAFFE STAR | 8434.68 | 2017-11-22 | 0
TX CHILDRENS | BE00086654 | STPV50214 | VENTILATOR NONCONTINUOUS | DATEX-OHMEDA INC | GIRAFFE STAR | 8434.68 | 2017-11-22 | 0
TX CHILDRENS | BE00089341 | 707108 | MICROSCOPE | NIKON INSTRUMENT INC | ECLIPSE Ci-L | 8426.4 | 2018-01-10 | 0
TX CHILDRENS | BE00089343 | 707101 | MICROSCOPE | NIKON INSTRUMENT INC | ECLIPSE Ci-L | 8426.4 | 2018-01-10 | 0
TX CHILDRENS | BE00089345 | 707071 | MICROSCOPE | NIKON INSTRUMENT INC | ECLIPSE Ci-L | 8426.4 | 2018-01-10 | 0
TX CHILDRENS | BE00089342 | 707115 | MICROSCOPE | NIKON INSTRUMENT INC | ECLIPSE Ci-L | 8426.4 | 2018-01-10 | 0
TX CHILDRENS | BE00089344 | 707100 | MICROSCOPE | NIKON INSTRUMENT INC | ECLIPSE Ci-L | 8426.4 | 2018-01-10 | 0
TX CHILDRENS | BE00087606 | SNE16510113HA | CARDIAC MONITOR W/ RATE ALARM | GE Medical Systems Information Tech Inc | B450 | 8420.75 | 2018-01-03 | 0
TX CHILDRENS | BE00087598 | SNE16510105HA | CARDIAC MONITOR W/ RATE ALARM | GE Medical Systems Information Tech Inc | B450 | 8420.75 | 2018-01-03 | 0
TX CHILDRENS | BE00087599 | SNE16510106HA | CARDIAC MONITOR W/ RATE ALARM | GE Medical Systems Information Tech Inc | B450 | 8420.75 | 2018-01-03 | 0
TX CHILDRENS | BE00087584 | SNE16500177HA | CARDIAC MONITOR W/ RATE ALARM | GE Medical Systems Information Tech Inc | B450 | 8420.75 | 2018-01-03 | 0
TX CHILDRENS | BE00087619 | SNE16510127HA | CARDIAC MONITOR W/ RATE ALARM | GE Medical Systems Information Tech Inc | B450 | 8420.75 | 2018-01-03 | 0
TX CHILDRENS | BE00087616 | SNE16510124HA | CARDIAC MONITOR W/ RATE ALARM | GE Medical Systems Information Tech Inc | B450 | 8420.75 | 2018-01-03 | 0
TX CHILDRENS | BE00087603 | SNE16510110HA | CARDIAC MONITOR W/ RATE ALARM | GE Medical Systems Information Tech Inc | B450 | 8420.75 | 2018-01-03 | 0
TX CHILDRENS | BE00087612 | SNE16510120HA | CARDIAC MONITOR W/ RATE ALARM | GE Medical Systems Information Tech Inc | B450 | 8420.75 | 2018-01-03 | 0
TX CHILDRENS | BE00087626 | SNE16510157HA | CARDIAC MONITOR W/ RATE ALARM | GE Medical Systems Information Tech Inc | B450 | 8420.75 | 2018-01-03 | 0
TX CHILDRENS | BE00087596 | SNE16510103HA | CARDIAC MONITOR W/ RATE ALARM | GE Medical Systems Information Tech Inc | B450 | 8420.75 | 2018-01-03 | 0
TX CHILDRENS | BE00087595 | SNE16510102HA | CARDIAC MONITOR W/ RATE ALARM | GE Medical Systems Information Tech Inc | B450 | 8420.75 | 2018-01-03 | 0
TX CHILDRENS | BE00087590 | SNE16510094HA | CARDIAC MONITOR W/ RATE ALARM | GE Medical Systems Information Tech Inc | B450 | 8420.75 | 2018-01-03 | 0
TX CHILDRENS | BE00087628 | SNE16510159HA | CARDIAC MONITOR W/ RATE ALARM | GE Medical Systems Information Tech Inc | B450 | 8420.75 | 2018-01-03 | 0
TX CHILDRENS | BE00087627 | SNE16510158HA | CARDIAC MONITOR W/ RATE ALARM | GE Medical Systems Information Tech Inc | B450 | 8420.75 | 2018-01-03 | 0
TX CHILDRENS | BE00087585 | SNE16500389HA | CARDIAC MONITOR W/ RATE ALARM | GE Medical Systems Information Tech Inc | B450 | 8420.75 | 2018-01-03 | 0
TX CHILDRENS | BE00087586 | SNE16510088HA | CARDIAC MONITOR W/ RATE ALARM | GE Medical Systems Information Tech Inc | B450 | 8420.75 | 2018-01-03 | 0
TX CHILDRENS | BE00087622 | SNE16510130HA | CARDIAC MONITOR W/ RATE ALARM | GE Medical Systems Information Tech Inc | B450 | 8420.75 | 2018-01-03 | 0
TX CHILDRENS | BE00087618 | SNE16510126HA | CARDIAC MONITOR W/ RATE ALARM | GE Medical Systems Information Tech Inc | B450 | 8420.75 | 2018-01-03 | 0
TX CHILDRENS | BE00087604 | SNE16510111HA | CARDIAC MONITOR W/ RATE ALARM | GE Medical Systems Information Tech Inc | B450 | 8420.75 | 2018-01-03 | 0
TX CHILDRENS | BE00087608 | SNE16510116HA | CARDIAC MONITOR W/ RATE ALARM | GE Medical Systems Information Tech Inc | B450 | 8420.75 | 2018-01-03 | 0
TX CHILDRENS | BE00087583 | SNE16490160HA | CARDIAC MONITOR W/ RATE ALARM | GE Medical Systems Information Tech Inc | B450 | 8420.75 | 2018-01-03 | 0
TX CHILDRENS | BE00087609 | SNE16510117HA | CARDIAC MONITOR W/ RATE ALARM | GE Medical Systems Information Tech Inc | B450 | 8420.75 | 2018-01-03 | 0
TX CHILDRENS | BE00087632 | SNE16510164HA | CARDIAC MONITOR W/ RATE ALARM | GE Medical Systems Information Tech Inc | B450 | 8420.75 | 2018-01-03 | 0
TX CHILDRENS | BE00087631 | SNE16510163HA | CARDIAC MONITOR W/ RATE ALARM | GE Medical Systems Information Tech Inc | B450 | 8420.75 | 2018-01-03 | 0
TX CHILDRENS | BE00087620 | SNE16510128HA | CARDIAC MONITOR W/ RATE ALARM | GE Medical Systems Information Tech Inc | B450 | 8420.75 | 2018-01-03 | 0
TX CHILDRENS | BE00087591 | SNE16510098HA | CARDIAC MONITOR W/ RATE ALARM | GE Medical Systems Information Tech Inc | B450 | 8420.75 | 2018-01-03 | 0
TX CHILDRENS | BE00087593 | SNE16510100HA | CARDIAC MONITOR W/ RATE ALARM | GE Medical Systems Information Tech Inc | B450 | 8420.75 | 2018-01-03 | 0
TX CHILDRENS | BE00087588 | SNE16510092HA | CARDIAC MONITOR W/ RATE ALARM | GE Medical Systems Information Tech Inc | B450 | 8420.75 | 2018-01-03 | 0
TX CHILDRENS | BE00087617 | SNE16510125HA | CARDIAC MONITOR W/ RATE ALARM | GE Medical Systems Information Tech Inc | B450 | 8420.75 | 2018-01-03 | 0
TX CHILDRENS | BE00087611 | SNE16510119HA | CARDIAC MONITOR W/ RATE ALARM | GE Medical Systems Information Tech Inc | B450 | 8420.75 | 2018-01-03 | 0
TX CHILDRENS | BE00087587 | SNE16510089HA | CARDIAC MONITOR W/ RATE ALARM | GE Medical Systems Information Tech Inc | B450 | 8420.75 | 2018-01-03 | 0
TX CHILDRENS | BE00087602 | SNE16510109HA | CARDIAC MONITOR W/ RATE ALARM | GE Medical Systems Information Tech Inc | B450 | 8420.75 | 2018-01-03 | 0
TX CHILDRENS | BE00087592 | SNE16510099HA | CARDIAC MONITOR W/ RATE ALARM | GE Medical Systems Information Tech Inc | B450 | 8420.75 | 2018-01-03 | 0
TX CHILDRENS | BE00087594 | SNE16510101HA | CARDIAC MONITOR W/ RATE ALARM | GE Medical Systems Information Tech Inc | B450 | 8420.75 | 2018-01-03 | 0
TX CHILDRENS | BE00087580 | SNE16470142HA | CARDIAC MONITOR W/ RATE ALARM | GE Medical Systems Information Tech Inc | B450 | 8420.75 | 2018-01-03 | 0
TX CHILDRENS | BE00087607 | SNE16510115HA | CARDIAC MONITOR W/ RATE ALARM | GE Medical Systems Information Tech Inc | B450 | 8420.75 | 2018-01-03 | 0
TX CHILDRENS | BE00087581 | SNE16470232HA | CARDIAC MONITOR W/ RATE ALARM | GE Medical Systems Information Tech Inc | B450 | 8420.75 | 2018-01-03 | 0
TX CHILDRENS | BE00087582 | SNE16480052HA | CARDIAC MONITOR W/ RATE ALARM | GE Medical Systems Information Tech Inc | B450 | 8420.75 | 2018-01-03 | 0
TX CHILDRENS | BE00087615 | SNE16510123HA | CARDIAC MONITOR W/ RATE ALARM | GE Medical Systems Information Tech Inc | B450 | 8420.75 | 2018-01-03 | 0
TX CHILDRENS | BE00087601 | SNE16510108HA | CARDIAC MONITOR W/ RATE ALARM | GE Medical Systems Information Tech Inc | B450 | 8420.75 | 2018-01-03 | 0
TX CHILDRENS | BE00087589 | SNE16510093HA | CARDIAC MONITOR W/ RATE ALARM | GE Medical Systems Information Tech Inc | B450 | 8420.75 | 2018-01-03 | 0
TX CHILDRENS | BE00087605 | SNE16510112HA | CARDIAC MONITOR W/ RATE ALARM | GE Medical Systems Information Tech Inc | B450 | 8420.75 | 2018-01-03 | 0
TX CHILDRENS | BE00087597 | SNE16510104HA | CARDIAC MONITOR W/ RATE ALARM | GE Medical Systems Information Tech Inc | B450 | 8420.75 | 2018-01-03 | 0
TX CHILDRENS | BE00087600 | SNE16510107HA | CARDIAC MONITOR W/ RATE ALARM | GE Medical Systems Information Tech Inc | B450 | 8420.75 | 2018-01-03 | 0
TX CHILDRENS | BE00087610 | SNE16510118HA | CARDIAC MONITOR W/ RATE ALARM | GE Medical Systems Information Tech Inc | B450 | 8420.75 | 2018-01-03 | 0
TX CHILDRENS | BE00087625 | SNE16510156HA | CARDIAC MONITOR W/ RATE ALARM | GE Medical Systems Information Tech Inc | B450 | 8420.75 | 2018-01-03 | 0
TX CHILDRENS | BE00087624 | SNE16510140HA | CARDIAC MONITOR W/ RATE ALARM | GE Medical Systems Information Tech Inc | B450 | 8420.75 | 2018-01-03 | 0
TX CHILDRENS | BE00087630 | SNE16510161HA | CARDIAC MONITOR W/ RATE ALARM | GE Medical Systems Information Tech Inc | B450 | 8420.75 | 2018-01-03 | 0
TX CHILDRENS | BE00087629 | SNE16510160HA | CARDIAC MONITOR W/ RATE ALARM | GE Medical Systems Information Tech Inc | B450 | 8420.75 | 2018-01-03 | 0
TX CHILDRENS | BE00087613 | SNE16510121HA | CARDIAC MONITOR W/ RATE ALARM | GE Medical Systems Information Tech Inc | B450 | 8420.75 | 2018-01-03 | 0
TX CHILDRENS | BE00087623 | SNE16510132HA | CARDIAC MONITOR W/ RATE ALARM | GE Medical Systems Information Tech Inc | B450 | 8420.75 | 2018-01-03 | 0
TX CHILDRENS | BE00087621 | SNE16510129HA | CARDIAC MONITOR W/ RATE ALARM | GE Medical Systems Information Tech Inc | B450 | 8420.75 | 2018-01-03 | 0
TX CHILDRENS | BE00087579 | SNE16420130HA | CARDIAC MONITOR W/ RATE ALARM | GE Medical Systems Information Tech Inc | B450 | 8420.75 | 2018-01-03 | 0
TX CHILDRENS | BE00087614 | SNE16510122HA | CARDIAC MONITOR W/ RATE ALARM | GE Medical Systems Information Tech Inc | B450 | 8420.75 | 2018-01-03 | 0
TX CHILDRENS | BE00122067 | F3BB41707E | WATER PURIFIER | EMD MILLIPORE CORPORATION | AFS 15E | 8420.06 | 2024-12-27 | 0
TX CHILDRENS | BE00100825 | 350-00109 | LIGHT SOURCE | SUNOPTIC TECHNOLOGIES (CUDA) | TX350A-CUDA | 8415 | 2018-06-20 | 0
TX CHILDRENS | BE00100775 | 350-00054 | LIGHT SOURCE | SUNOPTIC TECHNOLOGIES (CUDA) | TX350A-CUDA | 8415 | 2018-06-20 | 0
TX CHILDRENS | BE00100790 | 350-00027 | LIGHT SOURCE | SUNOPTIC TECHNOLOGIES (CUDA) | TX350A-CUDA | 8415 | 2018-06-20 | 0
TX CHILDRENS | BE00100824 | 350-00107 | LIGHT SOURCE | SUNOPTIC TECHNOLOGIES (CUDA) | TX350A-CUDA | 8415 | 2018-06-20 | 0
TX CHILDRENS | BE00086733 | 350-00102 | LIGHT SOURCE | SUNOPTIC TECHNOLOGIES (CUDA) | TX350A | 8415 | 2018-09-11 | 0
TX CHILDRENS | BE00100791 | 350-00029 | LIGHT SOURCE | SUNOPTIC TECHNOLOGIES (CUDA) | TX350A-CUDA | 8415 | 2018-06-20 | 0
TX CHILDRENS | BE00100773 | 350-00013 | LIGHT SOURCE | SUNOPTIC TECHNOLOGIES (CUDA) | TX350A | 8415 | 2018-06-20 | 0
TX CHILDRENS | BE00100777 | 350-00080 | LIGHT SOURCE | SUNOPTIC TECHNOLOGIES (CUDA) | TX350A | 8415 | 2018-06-20 | 0
TX CHILDRENS | BE00100779 | 350-00086 | LIGHT SOURCE | SUNOPTIC TECHNOLOGIES (CUDA) | TX350A | 8415 | 2018-06-20 | 0
TX CHILDRENS | BE00100826 | 350-00110 | LIGHT SOURCE | SUNOPTIC TECHNOLOGIES (CUDA) | TX350A-CUDA | 8415 | 2019-10-01 | 0
TX CHILDRENS | BE00100774 | 350-00051 | LIGHT SOURCE | SUNOPTIC TECHNOLOGIES (CUDA) | TX350A-CUDA | 8415 | 2018-06-20 | 0
TX CHILDRENS | BE00100778 | 350-00082 | LIGHT SOURCE | SUNOPTIC TECHNOLOGIES (CUDA) | TX350A | 8415 | 2018-06-20 | 0
TX CHILDRENS | BE00128641 | SDT2300454 | INCUBATOR TRI - GAS | ASTEC BIO USA INC | SD830-120LE | 8414.34 | 2025-08-15 | 0
TX CHILDRENS | BE00128716 | SDT2400452 | INCUBATOR TRI - GAS | ASTEC BIO USA INC | SD830-120LE | 8414.34 | 2025-08-15 | 0
TX CHILDRENS | BE00128717 | SDT2300385 | INCUBATOR TRI - GAS | ASTEC BIO USA INC | SD830-120LE | 8414.34 | 2025-08-15 | 0
TX CHILDRENS | BE00128718 | SDT2300453 | INCUBATOR TRI - GAS | ASTEC BIO USA INC | SD830-120LE | 8414.34 | 2025-08-15 | 0
TX CHILDRENS | BE00128643 | SDT2300451 | INCUBATOR TRI - GAS | ASTEC BIO USA INC | SD830-120LE | 8414.34 | 2025-08-15 | 0
TX CHILDRENS | BE00128642 | SDT2300390 | INCUBATOR TRI - GAS | ASTEC BIO USA INC | SD830-120LE | 8414.34 | 2025-08-15 | 0
TX CHILDRENS | BE00128719 | SDT2400481 | INCUBATOR TRI - GAS | ASTEC BIO USA INC | SD830-120LE | 8414.34 | 2025-08-15 | 0
TX CHILDRENS | BE00128715 | SDT2400482 | INCUBATOR TRI - GAS | ASTEC BIO USA INC | SD830-120LE | 8414.34 | 2025-08-15 | 0
TX CHILDRENS | BE00087969 | 6J43495 | MICROSCOPE | OLYMPUS AMERICA INC | BX43F | 8413.64 | 2018-01-30 | 0
TX CHILDRENS | BE00036591 | IR61100091 | INFUSION PUMP | IRADIMED CORPORATION | 3861 | 8400 | 2012-10-18 | 0
TX CHILDRENS | BE00141547 | ALZ25B046 | CENTRIFUGE, REFRIGERATED | BECKMAN COULTER INC - SERVICE AGREEMENT | ALLEGRA X-30R | 8388.58 | 2026-07-08 | 0
TX CHILDRENS | BE00122583 | V2611565 | TABLE, EXAM | RITTER MIDWEST DIV SYBRON CORP | 230-001 | 8383.58 | 2024-12-02 | 0
TX CHILDRENS | BE00010134 | CY61460907 | CENTRIFUGE | THERMO FISHER SCIENTIFIC ASHEVILLE LLC | CYTOSPIN 4 | 8377.46 | 2010-10-06 | 0
TX CHILDRENS | BE00065544 | 6135EG502187 | SPECTROPHOTOMETER | Eppendorf North America Inc | 6135 | 8376.75 | 2016-10-07 | 0
TX CHILDRENS | BE00087704 | 68960-043 | CLEANER, ULTRASOUND PROBE | NANOSONICS INC | TROPHON EPR | 8376.7 | 2018-01-18 | 0
TX CHILDRENS | BE00126433 | 116753 | TABLE, INSTRUMENT (MOTORIZED) | BLICKMAN HEALTH INDUSTRIES INC | 7901SS-M | 8371.82 | 2025-01-30 | 0
TX CHILDRENS | BE00126429 | NONE | TABLE, INSTRUMENT (MOTORIZED) | BLICKMAN HEALTH INDUSTRIES INC | 7901SS-M | 8371.82 | 2025-01-30 | 0
TX CHILDRENS | KN228516 | 2UA83206YM | COMPUTER & PERIPHERALS | HEWLETT PACKARD | HPXW4600 | 8370 | 2009-08-27 | 0
TX CHILDRENS | BE00122400 | NXPF-1222 | FLOWMETER, GAS CALIBRATED | PARKER HANNIFIN CORP. / PORTER INST. | NITRONOX PLUS 50/50 | 8369 | 2025-03-22 | 0
TX CHILDRENS | BE00122399 | NXPF-1224 | FLOWMETER, GAS CALIBRATED | PARKER HANNIFIN CORP. / PORTER INST. | NITRONOX PLUS 50/50 | 8369 | 2025-03-22 | 0
TX CHILDRENS | BE00034408 | 5811CL070317 | CENTRIFUGE, REFRIGERATED | Eppendorf North America Inc | 5810R | 8367.34 | 2015-06-12 | 0
TX CHILDRENS | BE00125384 | E06710 | HEMODIALYSIS SYSTEM ACCESSORY | GAMBRO INC. | PRISMAFLO II S | 8355.3 | 2025-05-23 | 0
TX CHILDRENS | BE00125383 | E06708 | HEMODIALYSIS SYSTEM ACCESSORY | GAMBRO INC. | PRISMAFLO II S | 8355.3 | 2025-05-23 | 0
TX CHILDRENS | BE00121550 | E06709 | HEMODIALYSIS SYSTEM ACCESSORY | GAMBRO INC. | PRISMAFLO II S | 8355.3 | 2025-05-23 | 0
TX CHILDRENS | BE00121551 | E06707 | HEMODIALYSIS SYSTEM ACCESSORY | GAMBRO INC. | PRISMAFLO II S | 8355.3 | 2025-05-23 | 0
TX CHILDRENS | BE00114232 | P0612590 | PATIENT LIFT | ARJOHUNTLEIGH INC | HEP0001-US | 8332.98 | 2021-11-05 | 0
TX CHILDRENS | BE00127389 | MP927235 | ELECTRO-KINETIC TRANSFECTION SYS | LIFE TECHNOLOGIES CORPORATION | MPK5000 | 8321.5 | 2021-06-30 | 0
TX CHILDRENS | BE00127989 | SL911202-P | SURGICAL CAMERA & ACCESSORIES | KARL STORZ ENDOSCOPY-AMERICA INC | TC 201 | 8319 | 2025-08-15 | 0
TX CHILDRENS | BE00102443 | PP825348-P | SURGICAL CAMERA & ACCESSORIES | KARL STORZ ENDOSCOPY-AMERICA INC | TC 201 | 8319 | 2021-03-02 | 0
TX CHILDRENS | BE00119827 | YO857402-P | SURGICAL CAMERA & ACCESSORIES | KARL STORZ ENDOSCOPY-AMERICA INC | TC 201 | 8319 | 2023-10-19 | 0
TX CHILDRENS | BE00102424 | PP825379-P | SURGICAL CAMERA & ACCESSORIES | KARL STORZ ENDOSCOPY-AMERICA INC | TC 201 | 8319 | 2021-02-18 | 0
TX CHILDRENS | BE00119822 | YO857400-P | SURGICAL CAMERA & ACCESSORIES | KARL STORZ ENDOSCOPY-AMERICA INC | TC 201 | 8319 | 2023-10-19 | 0
TX CHILDRENS | BE00127962 | TL911634-P | SURGICAL CAMERA & ACCESSORIES | KARL STORZ ENDOSCOPY-AMERICA INC | TC 201 | 8319 | 2025-08-15 | 0
TX CHILDRENS | BE00035432 | 110397-688 | INCUBATOR | THERMO FISHER SCIENTIFIC ASHEVILLE LLC | 3960 | 8318.41 | 2013-08-16 | 0
TX CHILDRENS | KN216855 | 302601924 | INCUBATOR CO2 | FORMA SCIENTIFIC | 3950 | 8313.72 | 2005-07-26 | 0
TX CHILDRENS | BE00034993 | B030712-006 | TRANSILLUMINATOR | U.V.P. INC | BIO DOC-IT 220 | 8312.76 | 2013-04-22 | 0
TX CHILDRENS | BE00060185 | 14452-0123 | INCUBATOR CO2 | ORIGIO HUMAGEN PIPETS | C16 | 8303 | 2014-06-11 | 0
TX CHILDRENS | KN209796 | FIB16494A | ELECTROSURG CUT & COAG DEVICE | U.S. SURGICAL | FORCE FX | 8300 | 2002-04-06 | 0
TX CHILDRENS | KN209797 | FIB16495A | ELECTROSURG CUT & COAG DEVICE | U.S. SURGICAL | FORCE FX | 8300 | 2002-04-06 | 0
TX CHILDRENS | BE00126575 | 240209-070025D-003695 | CHAIR, EXAM | RELIANCE MEDICAL PRODUCTS, INC | 7000L | 8295 | 2025-04-23 | 0
TX CHILDRENS | BE00113021 | J15000733 | IRRIGATION PUMP | RITA MEDICAL SYSTEMS INC | 1000-0050 | 8294 | 2020-12-08 | 0
TX CHILDRENS | BE00082914 | 300071509 | SHAKING INCUBATOR | THERMO FISHER SCIENTIFIC ASHEVILLE LLC | SHKE6000 | 8292.26 | 2017-06-19 | 0
TX CHILDRENS | BE00082915 | 300071508 | SHAKING INCUBATOR | THERMO FISHER SCIENTIFIC ASHEVILLE LLC | SHKE6000 | 8292.26 | 2017-06-19 | 0
TX CHILDRENS | HTMUS-04PCV9 | 04PCV9 | PROBE, CURVED LINEAR - LINEAR | Fujifilm Sonosite Inc | L25x/13-6 | 8280 | 2023-03-09 | 0
TX CHILDRENS | HTMUS-039KCL | 039KCL | PROBE, CURVED LINEAR - LINEAR | Fujifilm Sonosite Inc | L25x/13-6 | 8280 | 2023-08-10 | 0
TX CHILDRENS | HTMUS-039TP9 | 039TP9 | PROBE, CURVED LINEAR - LINEAR | Fujifilm Sonosite Inc | L25x/13-6 | 8280 | 2023-08-10 | 0
TX CHILDRENS | HTMUS-0497D2 | 0497D2 | PROBE, CURVED LINEAR - LINEAR | Fujifilm Sonosite Inc | L25x/13-6 | 8280 | 2023-05-01 | 0
TX CHILDRENS | HTMUS-P07691-22 | P07691-22 | PROBE, CURVED LINEAR - LINEAR | Fujifilm Sonosite Inc | L25x/13-6 | 8280 | 2023-03-09 | 0
TX CHILDRENS | BE00062387 | 14070366 | TABLE, TILTING, EPS | BIODEX MEDICAL SYSTEMS INC | 058-700 | 8275 | 2015-09-18 | 0
TX CHILDRENS | BE00034915 | CY79831201 | CENTRIFUGE | THERMO FISHER SCIENTIFIC ASHEVILLE LLC | CYTOSPIN 4 | 8272 | 2013-03-07 | 0
TX CHILDRENS | HTMUS-057BD8 | 057BD8 | PROBE, CURVED LINEAR - LINEAR | Fujifilm Sonosite Inc | L19-5 | 8250 | 2023-03-09 | 0
TX CHILDRENS | BE00058983 | SE25BN100115 | SHAKING INCUBATOR | NEW BRUNSWICK SCIENTIFIC, CO. | EXCELLA E25 | 8250 | 2014-06-27 | 0
TX CHILDRENS | HTMUS-057PL0 | 057PL0 | PROBE, CURVED LINEAR - LINEAR | Fujifilm Sonosite Inc | C5-1 | 8250 | 2023-03-09 | 0
TX CHILDRENS | HTMUS-0552CN | 0552CN | PROBE, PHASED ARRAY | Fujifilm Sonosite Inc | P5-1 | 8250 | 2023-03-09 | 0
TX CHILDRENS | HTMUS-05JMCQ | 05JMCQ | PROBE, PHASED ARRAY | Fujifilm Sonosite Inc | P5-1 | 8250 | 2024-05-06 | 0
TX CHILDRENS | HTMUS-056YMD | 056YMD | PROBE, CURVED LINEAR - LINEAR | Fujifilm Sonosite Inc | L15-4 | 8250 | 2023-03-09 | 0
TX CHILDRENS | BE00034559 | 1001385 | VENTILATED CAGE RACK | TECNIPLAST USA INC | BOX110SSLYLM | 8246 | 2011-11-25 | 0
TX CHILDRENS | BE00034545 | 1001363 | VENTILATED CAGE RACK | TECNIPLAST USA INC | BOX110SSLYLM | 8246 | 2011-11-25 | 0
TX CHILDRENS | BE00036881 | 1001280 | VENTILATED CAGE RACK | TECNIPLAST USA INC | BOX110SS | 8246 | 2014-07-11 | 0
TX CHILDRENS | BE00034543 | 1001380 | VENTILATED CAGE RACK | TECNIPLAST USA INC | BOX110SSLYLM | 8246 | 2011-11-25 | 0
TX CHILDRENS | BE00034539 | 1001387 | VENTILATED CAGE RACK | TECNIPLAST USA INC | BOX110SSLYLM | 8246 | 2011-11-25 | 0
TX CHILDRENS | BE00034549 | 1001379 | VENTILATED CAGE RACK | TECNIPLAST USA INC | BOX110SSLYLM | 8246 | 2011-11-25 | 0
TX CHILDRENS | BE00034557 | 1001358 | VENTILATED CAGE RACK | TECNIPLAST USA INC | BOX110SSLYLM | 8246 | 2011-11-25 | 0
TX CHILDRENS | BE00034530 | 1001284 | VENTILATED CAGE RACK | TECNIPLAST USA INC | BOX110SSLYLM | 8246 | 2011-11-25 | 0
TX CHILDRENS | BE00034558 | 1001362 | VENTILATED CAGE RACK | TECNIPLAST USA INC | BOX110SSLYLM | 8246 | 2011-11-25 | 0
TX CHILDRENS | BE00034556 | 1001389 | VENTILATED CAGE RACK | TECNIPLAST USA INC | BOX110SSLYLM | 8246 | 2011-11-25 | 0
TX CHILDRENS | BE00036882 | 1001217 | VENTILATED CAGE RACK | TECNIPLAST USA INC | BOX110SS | 8246 | 2014-07-11 | 0
TX CHILDRENS | BE00034541 | 1001381 | VENTILATED CAGE RACK | TECNIPLAST USA INC | BOX110SSLYLM | 8246 | 2011-11-25 | 0
TX CHILDRENS | BE00034555 | 1001384 | VENTILATED CAGE RACK | TECNIPLAST USA INC | BOX110SSLYLM | 8246 | 2011-11-25 | 0
TX CHILDRENS | BE00034554 | 1001359 | VENTILATED CAGE RACK | TECNIPLAST USA INC | BOX110SSLYLM | 8246 | 2011-11-25 | 0
TX CHILDRENS | BE00034548 | 1001287 | VENTILATED CAGE RACK | TECNIPLAST USA INC | BOX110SSLYLM | 8246 | 2011-11-25 | 0
TX CHILDRENS | BE00034540 | 1001388 | VENTILATED CAGE RACK | TECNIPLAST USA INC | BOX110SSLYLM | 8246 | 2011-11-25 | 0
TX CHILDRENS | BE00034537 | 1001382 | VENTILATED CAGE RACK | TECNIPLAST USA INC | BOX110SSLYLM | 8246 | 2011-11-25 | 0
TX CHILDRENS | BE00034529 | 1001462 | VENTILATED CAGE RACK | TECNIPLAST USA INC | BOX110SSLYLM | 8246 | 2011-11-25 | 0
TX CHILDRENS | BE00034550 | 1001357 | VENTILATED CAGE RACK | TECNIPLAST USA INC | BOX110SSLYLM | 8246 | 2012-11-25 | 0
TX CHILDRENS | BE00034560 | 1001383 | VENTILATED CAGE RACK | TECNIPLAST USA INC | BOX110SSLYLM | 8246 | 2011-11-25 | 0
TX CHILDRENS | BE00034538 | 1001361 | VENTILATED CAGE RACK | TECNIPLAST USA INC | BOX110SSLYLM | 8246 | 2011-11-25 | 0
TX CHILDRENS | BE00034532 | 1001283 | VENTILATED CAGE RACK | TECNIPLAST USA INC | BOX110SS | 8246 | 2014-07-11 | 0
TX CHILDRENS | BE00034546 | 1001278 | VENTILATED CAGE RACK | TECNIPLAST USA INC | BOX110SSLYLM | 8246 | 2011-11-25 | 0
TX CHILDRENS | BE00034551 | 1001366 | VENTILATED CAGE RACK | TECNIPLAST USA INC | BOX110SSLYLM | 8246 | 2011-11-25 | 0
TX CHILDRENS | BE00034531 | 1001365 | VENTILATED CAGE RACK | TECNIPLAST USA INC | BOX110SS | 8246 | 2014-07-11 | 0
TX CHILDRENS | BE00034553 | 1001364 | VENTILATED CAGE RACK | TECNIPLAST USA INC | BOX110SSLYLM | 8246 | 2011-11-25 | 0
TX CHILDRENS | BE00034528 | 1001285 | VENTILATED CAGE RACK | TECNIPLAST USA INC | BOX110SSLYLM | 8246 | 2011-11-25 | 0
TX CHILDRENS | BE00036880 | 1001282 | VENTILATED CAGE RACK | TECNIPLAST USA INC | BOX110SS | 8246 | 2014-07-11 | 0
TX CHILDRENS | BE00034544 | 1001390 | VENTILATED CAGE RACK | TECNIPLAST USA INC | BOX110SSLYLM | 8246 | 2011-11-25 | 0
TX CHILDRENS | BE00034542 | 1001360 | VENTILATED CAGE RACK | TECNIPLAST USA INC | BOX110SSLYLM | 8246 | 2011-11-25 | 0
TX CHILDRENS | BE00034552 | 1001386 | VENTILATED CAGE RACK | TECNIPLAST USA INC | BOX110SSLYLM | 8246 | 2011-11-25 | 0
TX CHILDRENS | BE00034527 | 1001288 | VENTILATED CAGE RACK | TECNIPLAST USA INC | BOX110SSLYLM | 8246 | 2011-11-25 | 0
TX CHILDRENS | BE00034533 | 1001461 | VENTILATED CAGE RACK | TECNIPLAST USA INC | BOX110SS | 8246 | 2014-07-11 | 0
TX CHILDRENS | BE00034547 | 1001286 | VENTILATED CAGE RACK | TECNIPLAST USA INC | BOX110SSLYLM | 8246 | 2011-11-25 | 0
TX CHILDRENS | BE00034526 | 1001281 | VENTILATED CAGE RACK | TECNIPLAST USA INC | BOX110SS | 8246 | 2011-11-25 | 0
TX CHILDRENS | KN228110 | AR001890 | ORBITER | GETINGE USA SALES LLC | MODULIS | 8225.5 | 2009-06-25 | 0
TX CHILDRENS | KN226447 | AR010183 | ORBITER | GETINGE USA SALES LLC | MODULIS | 8225.5 | 2009-06-25 | 0
TX CHILDRENS | KN227829 | AR010226 | ORBITER | GETINGE USA SALES LLC | MODULIS | 8225.5 | 2009-06-25 | 0
TX CHILDRENS | KN226442 | AR010178 | ORBITER | GETINGE USA SALES LLC | MODULIS | 8225.5 | 2009-06-25 | 0
TX CHILDRENS | KN227825 | AR010228 | ORBITER | GETINGE USA SALES LLC | MODULIS | 8225.5 | 2009-06-25 | 0
TX CHILDRENS | KN228119 | AR001894 | ORBITER | GETINGE USA SALES LLC | MODULIS | 8225.5 | 2009-06-25 | 0
TX CHILDRENS | KN228113 | AR001892 | ORBITER | GETINGE USA SALES LLC | MODULIS | 8225.5 | 2009-06-25 | 0
TX CHILDRENS | BE00109477 | N171215477 | WARMER, BLANKET | BLICKMAN HEALTH INDUSTRIES INC | 7922TG | 8200 | 2020-11-10 | 0
TX CHILDRENS | BE00109476 | N180115483 | WARMER, BLANKET | BLICKMAN HEALTH INDUSTRIES INC | 7922TG | 8200 | 2019-02-21 | 0
TX CHILDRENS | BE00109772 | H171115313 | WARMER, BLANKET | BLICKMAN HEALTH INDUSTRIES INC | 7921TS | 8199.14 | 2019-03-22 | 0
TX CHILDRENS | BE00108096 | H171215448 | WARMER, BLANKET | BLICKMAN HEALTH INDUSTRIES INC | 7921TS | 8199.14 | 2019-03-22 | 0
TX CHILDRENS | BE00108097 | H171215447 | WARMER, BLANKET | BLICKMAN HEALTH INDUSTRIES INC | 7921TS | 8199.14 | 2019-03-22 | 0
TX CHILDRENS | BE00108095 | H171115314 | WARMER, BLANKET | BLICKMAN HEALTH INDUSTRIES INC | 7921TS | 8199.14 | 2019-03-22 | 0
TX CHILDRENS | BE00109770 | H180115519 | WARMER, BLANKET | BLICKMAN HEALTH INDUSTRIES INC | 7921TS | 8199.14 | 2019-03-22 | 0
TX CHILDRENS | BE00108094 | H171215449 | WARMER, BLANKET | BLICKMAN HEALTH INDUSTRIES INC | 7921TS | 8199.14 | 2019-03-22 | 0
TX CHILDRENS | BE00108099 | H180115522 | WARMER, BLANKET | BLICKMAN HEALTH INDUSTRIES INC | 7921TS | 8199.14 | 2019-03-22 | 0
TX CHILDRENS | BE00109771 | H180115521 | WARMER, BLANKET | BLICKMAN HEALTH INDUSTRIES INC | 7921TS | 8199.14 | 2019-03-22 | 0
TX CHILDRENS | BE00109773 | H180115520 | WARMER, BLANKET | BLICKMAN HEALTH INDUSTRIES INC | 7921TS | 8199.14 | 2019-03-22 | 0
TX CHILDRENS | BE00108098 | H180115543 | WARMER, BLANKET | BLICKMAN HEALTH INDUSTRIES INC | 7921TS | 8199.14 | 2019-03-22 | 0
TX CHILDRENS | BE00108093 | H171215446 | WARMER, BLANKET | BLICKMAN HEALTH INDUSTRIES INC | 7921TS | 8199.14 | 2019-03-22 | 0
TX CHILDRENS | BE00117026 | 2978021090041 | DNA THERMAL CYCLER | APPLIED BIOSYSTEMS | PROFLEX | 8194 | 2023-03-21 | 0
TX CHILDRENS | BE00013853 | 0414710149 | ORBITER | STERIS Corporation | ST DROP | 8187.68 | 2011-12-13 | 0
TX CHILDRENS | BE00014004 | 0414710148 | ORBITER | STERIS Corporation | ST DROP | 8187.68 | 2011-12-13 | 0
TX CHILDRENS | BE00013998 | 040201115 | ORBITER | STERIS Corporation | ST DROP | 8187.68 | 2011-12-13 | 0
TX CHILDRENS | BE00013857 | 040201114 | ORBITER | STERIS Corporation | ST DROP | 8187.68 | 2011-12-13 | 0
TX CHILDRENS | BE00089139 | CY200521608 | CENTRIFUGE | THERMO FISHER SCIENTIFIC ASHEVILLE LLC | CYTOSPIN 4 | 8180 | 2017-11-14 | 0
TX CHILDRENS | BE00089138 | CY200331608 | CENTRIFUGE | THERMO FISHER SCIENTIFIC ASHEVILLE LLC | CYTOSPIN 4 | 8180 | 2017-11-14 | 0
TX CHILDRENS | BE00089140 | CY200531608 | CENTRIFUGE | THERMO FISHER SCIENTIFIC ASHEVILLE LLC | CYTOSPIN 4 | 8180 | 2017-11-14 | 0
TX CHILDRENS | BE00129918 | H2511205 | LIGHT METER | DRAEGER MEDICAL INC | JM-105 | 8178.68 | 2030-03-31 | 0
TX CHILDRENS | BE00122507 | H2509189 | LIGHT METER | DRAEGER MEDICAL INC | JM-105 | 8178.68 | 2024-10-15 | 0
TX CHILDRENS | BE00036831 | 0002784 | CELL WASHING CENTRIFUGE | HELMER LABS INC | ULTRACW | 8178.06 | 2012-12-12 | 0
TX CHILDRENS | BE00110448 | 19063795 | TABLE, OBSTETRIC | BIODEX MEDICAL SYSTEMS INC | 058-720 | 8165 | 2020-10-01 | 0
TX CHILDRENS | KN225431 | 62568 | AUTOMATED SUPPLY DISPENSER - AUX | OMNICELL INC | OX224M | 8160 | 2010-05-28 | 0
TX CHILDRENS | KN225416 | 59223 | AUTOMATED SUPPLY DISPENSER - AUX | OMNICELL INC | OX224M | 8160 | 2010-05-28 | 0
TX CHILDRENS | BE00119649 | (21)107222220648 | SCALE, PATIENT | WELCH ALLYN INC | 6154 | 8155 | 2023-09-25 | 0
TX CHILDRENS | KN228441 | ALX07D13 | CENTRIFUGE, REFRIGERATED | BECKMAN COULTER INC - SERVICE AGREEMENT | ALLEGRA X-12R | 8151.89 | 2009-08-11 | 0
TX CHILDRENS | BE00065980 | ALT13L021 | CENTRIFUGE | BECKMAN COULTER INC - SERVICE AGREEMENT | ALLEGRA X-30 | 8149.36 | 2015-11-10 | 0
TX CHILDRENS | BE00103687 | F8AA18228C | WATER PURIFIER | EMD MILLIPORE CORPORATION | Q ADVANTAGE | 8144.73 | 2019-08-16 | 0
TX CHILDRENS | BE00103688 | F8AA18228D | WATER PURIFIER | EMD MILLIPORE CORPORATION | Q ADVANTAGE | 8144.73 | 2019-08-16 | 0
TX CHILDRENS | BE00109694 | F8BA28605E | WATER PURIFIER | EMD MILLIPORE CORPORATION | Q ADVANTAGE | 8144.73 | 2019-08-16 | 0
TX CHILDRENS | BE00109695 | F8BA28606D | WATER PURIFIER | EMD MILLIPORE CORPORATION | Q ADVANTAGE | 8144.73 | 2019-08-16 | 0
TX CHILDRENS | BE00109693 | F8BA28605C | WATER PURIFIER | EMD MILLIPORE CORPORATION | Q ADVANTAGE | 8144.73 | 2019-08-16 | 0
TX CHILDRENS | BE00059407 | 13100307 | TABLE, TILTING, EPS | BIODEX MEDICAL SYSTEMS INC | 058-700 | 8134 | 2014-10-28 | 0
TX CHILDRENS | BE00058726 | 13030265 | TABLE, TILTING, EPS | BIODEX MEDICAL SYSTEMS INC | 058-700 | 8134 | 2014-04-15 | 0
TX CHILDRENS | BE00059408 | 13100305 | TABLE, TILTING, EPS | BIODEX MEDICAL SYSTEMS INC | 058-700 | 8134 | 2014-10-28 | 0
TX CHILDRENS | BE00121579 | 7292256 | DISPLAY, VIDEO | OLYMPUS AMERICA INC | OEV-262H | 8133.33 | 2025-01-16 | 0
TX CHILDRENS | BE00012379 | GS11300 | TYMPANOMETER | LUCAS GRASON STADLER (GSI) | GSI TYMPSTAR | 8130 | 2012-04-10 | 0
TX CHILDRENS | BE00011160 | GS00157 | MIDDLE EAR ANALYZER | LUCAS GRASON STADLER (GSI) | TYMPSTAR V2 | 8130 | 2011-06-02 | 0
TX CHILDRENS | BE00107224 | SNE17520070HA | CARDIAC MONITOR W/ RATE ALARM | GE Medical Systems Information Tech Inc | B450 | 8126.68 | 2019-04-12 | 0
TX CHILDRENS | BE00107225 | SNE17520072HA | CARDIAC MONITOR W/ RATE ALARM | GE Medical Systems Information Tech Inc | B450 | 8126.68 | 2019-04-12 | 0
TX CHILDRENS | BE00107229 | SNE17520076HA | CARDIAC MONITOR W/ RATE ALARM | GE Medical Systems Information Tech Inc | B450 | 8126.68 | 2019-04-12 | 0
TX CHILDRENS | BE00109283 | SNE18010042HA | CARDIAC MONITOR W/ RATE ALARM | GE Medical Systems Information Tech Inc | B450 | 8126.68 | 2019-09-20 | 0
TX CHILDRENS | BE00107245 | SNE17520094HA | CARDIAC MONITOR W/ RATE ALARM | GE Medical Systems Information Tech Inc | B450 | 8126.68 | 2019-04-12 | 0
TX CHILDRENS | BE00107254 | SNE17520133HA | CARDIAC MONITOR W/ RATE ALARM | GE Medical Systems Information Tech Inc | B450 | 8126.68 | 2019-04-12 | 0
TX CHILDRENS | BE00107240 | SNE17520088HA | CARDIAC MONITOR W/ RATE ALARM | GE Medical Systems Information Tech Inc | B450 | 8126.68 | 2019-04-12 | 0
TX CHILDRENS | BE00107227 | SNE17520074HA | CARDIAC MONITOR W/ RATE ALARM | GE Medical Systems Information Tech Inc | B450 | 8126.68 | 2019-04-12 | 0
TX CHILDRENS | BE00107228 | SNE17520075HA | CARDIAC MONITOR W/ RATE ALARM | GE Medical Systems Information Tech Inc | B450 | 8126.68 | 2019-04-12 | 0
TX CHILDRENS | BE00107217 | SNE17500302HA | CARDIAC MONITOR W/ RATE ALARM | GE Medical Systems Information Tech Inc | B450 | 8126.68 | 2019-04-12 | 0
TX CHILDRENS | BE00109278 | SNE18010035HA | CARDIAC MONITOR W/ RATE ALARM | GE Medical Systems Information Tech Inc | B450 | 8126.68 | 2019-09-20 | 0
TX CHILDRENS | BE00107250 | SNE17520125HA | CARDIAC MONITOR W/ RATE ALARM | GE Medical Systems Information Tech Inc | B450 | 8126.68 | 2019-04-12 | 0
TX CHILDRENS | BE00107251 | SNE17520126HA | CARDIAC MONITOR W/ RATE ALARM | GE Medical Systems Information Tech Inc | B450 | 8126.68 | 2019-04-12 | 0
TX CHILDRENS | BE00107249 | SNE17520124HA | CARDIAC MONITOR W/ RATE ALARM | GE Medical Systems Information Tech Inc | B450 | 8126.68 | 2019-04-12 | 0
TX CHILDRENS | BE00107223 | SNE17520062HA | CARDIAC MONITOR W/ RATE ALARM | GE Medical Systems Information Tech Inc | B450 | 8126.68 | 2019-04-12 | 0
TX CHILDRENS | BE00109277 | SNE18010034HA | CARDIAC MONITOR W/ RATE ALARM | GE Medical Systems Information Tech Inc | B450 | 8126.68 | 2019-09-20 | 0
TX CHILDRENS | BE00109284 | SNE18010043HA | CARDIAC MONITOR W/ RATE ALARM | GE Medical Systems Information Tech Inc | B450 | 8126.68 | 2019-09-20 | 0
TX CHILDRENS | BE00107215 | SNE17500270HA | CARDIAC MONITOR W/ RATE ALARM | GE Medical Systems Information Tech Inc | B450 | 8126.68 | 2019-04-12 | 0
TX CHILDRENS | BE00107242 | SNE17520091HA | CARDIAC MONITOR W/ RATE ALARM | GE Medical Systems Information Tech Inc | B450 | 8126.68 | 2019-04-12 | 0
TX CHILDRENS | BE00107218 | SNE17500342HA | CARDIAC MONITOR W/ RATE ALARM | GE Medical Systems Information Tech Inc | B450 | 8126.68 | 2019-04-12 | 0
TX CHILDRENS | BE00109276 | SNE18010033HA | CARDIAC MONITOR W/ RATE ALARM | GE Medical Systems Information Tech Inc | B450 | 8126.68 | 2019-09-20 | 0
TX CHILDRENS | BE00107234 | SNE17520081HA | CARDIAC MONITOR W/ RATE ALARM | GE Medical Systems Information Tech Inc | B450 | 8126.68 | 2019-04-12 | 0
TX CHILDRENS | BE00107235 | SNE17520082HA | CARDIAC MONITOR W/ RATE ALARM | GE Medical Systems Information Tech Inc | B450 | 8126.68 | 2019-04-12 | 0
TX CHILDRENS | BE00107248 | SNE17520123HA | CARDIAC MONITOR W/ RATE ALARM | GE Medical Systems Information Tech Inc | B450 | 8126.68 | 2019-04-12 | 0
TX CHILDRENS | BE00107246 | SNE17520095HA | CARDIAC MONITOR W/ RATE ALARM | GE Medical Systems Information Tech Inc | B450 | 8126.68 | 2019-04-12 | 0
TX CHILDRENS | BE00107247 | SNE17520096HA | CARDIAC MONITOR W/ RATE ALARM | GE Medical Systems Information Tech Inc | B450 | 8126.68 | 2019-04-12 | 0
TX CHILDRENS | BE00107232 | SNE17520079HA | CARDIAC MONITOR W/ RATE ALARM | GE Medical Systems Information Tech Inc | B450 | 8126.68 | 2019-04-12 | 0
TX CHILDRENS | BE00107233 | SNE17520080HA | CARDIAC MONITOR W/ RATE ALARM | GE Medical Systems Information Tech Inc | B450 | 8126.68 | 2019-04-12 | 0
TX CHILDRENS | BE00107238 | SNE17520086HA | CARDIAC MONITOR W/ RATE ALARM | GE Medical Systems Information Tech Inc | B450 | 8126.68 | 2019-04-12 | 0
TX CHILDRENS | BE00109282 | SNE18010041HA | CARDIAC MONITOR W/ RATE ALARM | GE Medical Systems Information Tech Inc | B450 | 8126.68 | 2019-09-20 | 0
TX CHILDRENS | BE00107253 | SNE17520128HA | CARDIAC MONITOR W/ RATE ALARM | GE Medical Systems Information Tech Inc | B450 | 8126.68 | 2019-04-12 | 0
TX CHILDRENS | BE00107255 | SNE17520134HA | CARDIAC MONITOR W/ RATE ALARM | GE Medical Systems Information Tech Inc | B450 | 8126.68 | 2019-04-12 | 0
TX CHILDRENS | BE00109281 | SNE18010040HA | CARDIAC MONITOR W/ RATE ALARM | GE Medical Systems Information Tech Inc | B450 | 8126.68 | 2019-09-20 | 0
TX CHILDRENS | BE00107213 | SNE17500085HA | CARDIAC MONITOR W/ RATE ALARM | GE Medical Systems Information Tech Inc | B450 | 8126.68 | 2019-04-12 | 0
TX CHILDRENS | BE00107239 | SNE17520087HA | CARDIAC MONITOR W/ RATE ALARM | GE Medical Systems Information Tech Inc | B450 | 8126.68 | 2019-04-12 | 0
TX CHILDRENS | BE00113382 | SNE19292056SA | CARDIAC MONITOR W/ RATE ALARM | GE Medical Systems Information Tech Inc | B450 | 8126.68 | 2021-03-25 | 0
TX CHILDRENS | BE00109280 | SNE18010038HA | CARDIAC MONITOR W/ RATE ALARM | GE Medical Systems Information Tech Inc | B450 | 8126.68 | 2019-09-20 | 0
TX CHILDRENS | BE00111656 | SNE19162101SA | CARDIAC MONITOR W/ RATE ALARM | GE Medical Systems Information Tech Inc | B450 | 8126.68 | 2020-08-25 | 0
TX CHILDRENS | BE00107226 | SNE17520073HA | CARDIAC MONITOR W/ RATE ALARM | GE Medical Systems Information Tech Inc | B450 | 8126.68 | 2019-04-12 | 0
TX CHILDRENS | BE00111655 | SNE19162086SA | CARDIAC MONITOR W/ RATE ALARM | GE Medical Systems Information Tech Inc | B450 | 8126.68 | 2020-08-25 | 0
TX CHILDRENS | BE00111654 | SNE19152104SA | CARDIAC MONITOR W/ RATE ALARM | GE Medical Systems Information Tech Inc | B450 | 8126.68 | 2020-08-25 | 0
TX CHILDRENS | BE00109286 | SNE18010039HA | CARDIAC MONITOR W/ RATE ALARM | GE Medical Systems Information Tech Inc | B450 | 8126.68 | 2019-09-20 | 0
TX CHILDRENS | BE00107216 | SNE17500277HA | CARDIAC MONITOR W/ RATE ALARM | GE Medical Systems Information Tech Inc | B450 | 8126.68 | 2019-04-12 | 0
TX CHILDRENS | BE00107252 | SNE17520127HA | CARDIAC MONITOR W/ RATE ALARM | GE Medical Systems Information Tech Inc | B450 | 8126.68 | 2019-04-12 | 0
TX CHILDRENS | BE00107244 | SNE17520093HA | CARDIAC MONITOR W/ RATE ALARM | GE Medical Systems Information Tech Inc | B450 | 8126.68 | 2019-04-12 | 0
TX CHILDRENS | BE00107241 | SNE17520090HA | CARDIAC MONITOR W/ RATE ALARM | GE Medical Systems Information Tech Inc | B450 | 8126.68 | 2019-04-12 | 0
TX CHILDRENS | BE00107230 | SNE17520077HA | CARDIAC MONITOR W/ RATE ALARM | GE Medical Systems Information Tech Inc | B450 | 8126.68 | 2019-04-12 | 0
TX CHILDRENS | BE00107231 | SNE17520078HA | CARDIAC MONITOR W/ RATE ALARM | GE Medical Systems Information Tech Inc | B450 | 8126.68 | 2019-04-12 | 0
TX CHILDRENS | BE00107219 | SNE17510141HA | CARDIAC MONITOR W/ RATE ALARM | GE Medical Systems Information Tech Inc | B450 | 8126.68 | 2019-04-12 | 0
TX CHILDRENS | BE00107220 | SNE17520055HA | CARDIAC MONITOR W/ RATE ALARM | GE Medical Systems Information Tech Inc | B450 | 8126.68 | 2019-04-12 | 0
TX CHILDRENS | BE00113381 | SNE19292044SA | CARDIAC MONITOR W/ RATE ALARM | GE Medical Systems Information Tech Inc | B450 | 8126.68 | 2021-03-25 | 0
TX CHILDRENS | BE00107222 | SNE17520061HA | CARDIAC MONITOR W/ RATE ALARM | GE Medical Systems Information Tech Inc | B450 | 8126.68 | 2019-04-12 | 0
TX CHILDRENS | BE00107221 | SNE17520060HA | CARDIAC MONITOR W/ RATE ALARM | GE Medical Systems Information Tech Inc | B450 | 8126.68 | 2019-04-12 | 0
TX CHILDRENS | BE00109279 | SNE18010037HA | CARDIAC MONITOR W/ RATE ALARM | GE Medical Systems Information Tech Inc | B450 | 8126.68 | 2019-09-20 | 0
TX CHILDRENS | BE00107243 | SNE17520092HA | CARDIAC MONITOR W/ RATE ALARM | GE Medical Systems Information Tech Inc | B450 | 8126.68 | 2019-04-12 | 0
TX CHILDRENS | BE00107214 | SNE17500268HA | CARDIAC MONITOR W/ RATE ALARM | GE Medical Systems Information Tech Inc | B450 | 8126.68 | 2019-04-12 | 0
TX CHILDRENS | BE00109285 | SNE18010046HA | CARDIAC MONITOR W/ RATE ALARM | GE Medical Systems Information Tech Inc | B450 | 8126.68 | 2019-09-20 | 0
TX CHILDRENS | BE00107236 | SNE17520084HA | CARDIAC MONITOR W/ RATE ALARM | GE Medical Systems Information Tech Inc | B450 | 8126.68 | 2019-04-12 | 0
TX CHILDRENS | BE00107237 | SNE17520085HA | CARDIAC MONITOR W/ RATE ALARM | GE Medical Systems Information Tech Inc | B450 | 8126.68 | 2019-04-12 | 0
TX CHILDRENS | KN224887 | 203000488 | LUMINOMETER | TURNER BIOSYSTEMS INC. | 2030-102 | 8122.5 | 2007-02-20 | 0
TX CHILDRENS | BE00118833 | V2527048 | CHAIR, EXAM | RITTER MIDWEST DIV SYBRON CORP |  | 8111.8 | 2024-01-29 | 0
TX CHILDRENS | BE00118836 | V2527284 | CHAIR, EXAM | RITTER MIDWEST DIV SYBRON CORP |  | 8111.8 | 2024-01-29 | 0
TX CHILDRENS | BE00118835 | V2534705 | CHAIR, EXAM | RITTER MIDWEST DIV SYBRON CORP |  | 8111.8 | 2024-01-29 | 0
TX CHILDRENS | BE00118839 | V2527387 | CHAIR, EXAM | RITTER MIDWEST DIV SYBRON CORP |  | 8111.8 | 2024-01-29 | 0
TX CHILDRENS | BE00118840 | V2527326 | CHAIR, EXAM | RITTER MIDWEST DIV SYBRON CORP |  | 8111.8 | 2024-01-29 | 0
TX CHILDRENS | BE00118838 | V2527191 | CHAIR, EXAM | RITTER MIDWEST DIV SYBRON CORP |  | 8111.8 | 2024-01-29 | 0
TX CHILDRENS | BE00118837 | V2534728 | CHAIR, EXAM | RITTER MIDWEST DIV SYBRON CORP |  | 8111.8 | 2024-01-29 | 0
TX CHILDRENS | BE00108930 | 6QZTKH2 | EEG ACQUISITION STATION (PORTABLE) | DELL MARKETING LP | OPTIPLEX 5040 | 8104 | 2019-05-23 | 0
TX CHILDRENS | BE00104285 | DPS5LH2 | EEG ACQUISITION STATION (PORTABLE) | DELL MARKETING LP | OPTIPLEX 5040 | 8104 | 2019-05-23 | 0
TX CHILDRENS | BE00108928 | 6QJ1LH2 | EEG ACQUISITION STATION (PORTABLE) | DELL MARKETING LP | OPTIPLEX 5040 | 8104 | 2019-05-23 | 0
TX CHILDRENS | BE00108936 | 6QQTKH2 | EEG ACQUISITION STATION (PORTABLE) | DELL MARKETING LP | OPTIPLEX 5040 | 8104 | 2019-05-23 | 0
TX CHILDRENS | BE00118710 | 2LF9KQ3 | EEG ACQUISITION STATION (PORTABLE) | DELL MARKETING LP | OPTIPLEX XE3 | 8104 | 2019-05-23 | 0
TX CHILDRENS | BE00108934 | 6QH2LH2 | EEG ACQUISITION STATION (PORTABLE) | DELL MARKETING LP | OPTIPLEX 5040 | 8104 | 2019-05-23 | 0
TX CHILDRENS | BE00057394 | SUQ814421 | ORBITER | MAQUET MEDICAL SYSTEMS US SALES LLC | MODUTEC | 8100 | 2013-07-30 | 0
TX CHILDRENS | BE00100805 | SNE17210317HA | CARDIAC MONITOR W/ RATE ALARM | GE Medical Systems Information Tech Inc | B450 | 8096.47 | 2018-06-29 | 0
TX CHILDRENS | BE00012021 | 21006354 | EXERCISE EQUIP, POWERED | PATTERSON MEDICAL SUPPLY INC. USE 617981 | 1412E | 8095 | 2011-09-08 | 0
TX CHILDRENS | BE00082209 | XU738564-P | SURGICAL CAMERA & ACCESSORIES | KARL STORZ ENDOSCOPY-AMERICA INC | TC 200 | 8089.12 | 2017-04-20 | 0
TX CHILDRENS | BE00064083 | PU730302-P | SURGICAL CAMERA & ACCESSORIES | KARL STORZ ENDOSCOPY-AMERICA INC | TC 200 | 8089.12 | 2016-05-05 | 0
TX CHILDRENS | BE00082211 | XU738571-P | SURGICAL CAMERA & ACCESSORIES | KARL STORZ ENDOSCOPY-AMERICA INC | TC 200 | 8089.12 | 2017-04-20 | 0
TX CHILDRENS | BE00064064 | NU727230-P | SURGICAL CAMERA & ACCESSORIES | KARL STORZ ENDOSCOPY-AMERICA INC | TC 200 | 8089.12 | 2016-05-05 | 0
TX CHILDRENS | BE00082213 | XU738598-P | SURGICAL CAMERA & ACCESSORIES | KARL STORZ ENDOSCOPY-AMERICA INC | TC 200 | 8089.12 | 2017-04-20 | 0
TX CHILDRENS | BE00064098 | OU729001-P | SURGICAL CAMERA & ACCESSORIES | KARL STORZ ENDOSCOPY-AMERICA INC | TC 200 | 8089.12 | 2016-05-05 | 0
TX CHILDRENS | BE00064764 | RU731506-P | SURGICAL CAMERA & ACCESSORIES | KARL STORZ ENDOSCOPY-AMERICA INC | TC 200 | 8089.12 | 2016-07-28 | 0
TX CHILDRENS | BE00113575 | OR780947-P | SURGICAL CAMERA & ACCESSORIES | KARL STORZ ENDOSCOPY-AMERICA INC | TC 200 | 8089.12 | 2020-06-01 | 0
TX CHILDRENS | BE00064765 | PU731507-P | SURGICAL CAMERA & ACCESSORIES | KARL STORZ ENDOSCOPY-AMERICA INC | TC 200 | 8089.12 | 2016-07-28 | 0
TX CHILDRENS | BE00064763 | PU730297-P | SURGICAL CAMERA & ACCESSORIES | KARL STORZ ENDOSCOPY-AMERICA INC | TC 200 | 8089.12 | 2016-07-28 | 0
TX CHILDRENS | BE00113572 | OR780267-P | SURGICAL CAMERA & ACCESSORIES | KARL STORZ ENDOSCOPY-AMERICA INC | TC 200 | 8089.12 | 2020-05-29 | 0
TX CHILDRENS | BE00082208 | XU738552-P | SURGICAL CAMERA & ACCESSORIES | KARL STORZ ENDOSCOPY-AMERICA INC | TC 200 | 8089.12 | 2017-04-20 | 0
TX CHILDRENS | BE00064767 | PU731542-P | SURGICAL CAMERA & ACCESSORIES | KARL STORZ ENDOSCOPY-AMERICA INC | TC 200 | 8089.12 | 2016-07-28 | 0
TX CHILDRENS | BE00064766 | PU731512-P | SURGICAL CAMERA & ACCESSORIES | KARL STORZ ENDOSCOPY-AMERICA INC | TC 200 | 8089.12 | 2016-07-28 | 0
TX CHILDRENS | BE00082210 | XU738565-P | SURGICAL CAMERA & ACCESSORIES | KARL STORZ ENDOSCOPY-AMERICA INC | TC 200 | 8089.12 | 2017-04-20 | 0
TX CHILDRENS | BE00115369 | OR780934-P | SURGICAL CAMERA & ACCESSORIES | KARL STORZ ENDOSCOPY-AMERICA INC | TC 200 | 8089.12 | 2021-05-18 | 0
TX CHILDRENS | BE00082212 | XU738595-P | SURGICAL CAMERA & ACCESSORIES | KARL STORZ ENDOSCOPY-AMERICA INC | TC 200 | 8089.12 | 2017-04-20 | 0
TX CHILDRENS | BE00064050 | NU727220-P | SURGICAL CAMERA & ACCESSORIES | KARL STORZ ENDOSCOPY-AMERICA INC | TC 200 | 8089.12 | 2016-05-05 | 0
TX CHILDRENS | BE00064762 | PU730294-P | SURGICAL CAMERA & ACCESSORIES | KARL STORZ ENDOSCOPY-AMERICA INC | TC 200 | 8089.12 | 2016-07-28 | 0
TX CHILDRENS | BE00084772 | OT745471-P | SURGICAL CAMERA & ACCESSORIES | KARL STORZ ENDOSCOPY-AMERICA INC | TC 200 | 8089.12 | 2023-10-06 | 0
TX CHILDRENS | BE00036189 | 60943F11D0 | ANALYZER | HOLOGIC INC | TLiIQ | 8088 | 2012-10-26 | 0
TX CHILDRENS | BE00129138 | 62686K24D0 | ANALYZER | HOLOGIC INC | TLiIQ | 8088 | 2016-06-01 | 0
TX CHILDRENS | BE00085128 | 1513820493 | SURGICAL INSTRUMENT MOTOR ACCE | STRYKER CORP | 5400-750-000 | 8087.76 | 2017-08-04 | 0
TX CHILDRENS | KN224096 | SBG06067273GA | CARDIAC MONITOR W/ RATE ALARM | GE Medical Systems Information Tech Inc | DASH 4000 | 8082.5 | 2011-05-01 | 0
TX CHILDRENS | KN224093 | SBG06067245GA | CARDIAC MONITOR W/ RATE ALARM | GE Medical Systems Information Tech Inc | DASH 4000 | 8082.5 | 2011-05-01 | 0
TX CHILDRENS | KN224095 | SBG06067249GA | CARDIAC MONITOR W/ RATE ALARM | GE Medical Systems Information Tech Inc | DASH 4000 | 8082.5 | 2011-05-01 | 0
TX CHILDRENS | KN224091 | SBG06067241GA | CARDIAC MONITOR W/ RATE ALARM | GE Medical Systems Information Tech Inc | DASH 4000 | 8082.5 | 2011-05-01 | 0
TX CHILDRENS | KN224092 | SBG06067242GA | CARDIAC MONITOR W/ RATE ALARM | GE Medical Systems Information Tech Inc | DASH 4000 | 8082.5 | 2011-05-01 | 0
TX CHILDRENS | KN224094 | SBG06067248GA | CARDIAC MONITOR W/ RATE ALARM | GE Medical Systems Information Tech Inc | DASH 4000 | 8082.5 | 2011-05-01 | 0
TX CHILDRENS | BE00065272 | 21575.02.15G | INCUBATOR | PERCIVAL SCIENTIFIC INC | DR366NL | 8080 | 2016-09-08 | 0
TX CHILDRENS | BE00065271 | 21575.01.15G | INCUBATOR | PERCIVAL SCIENTIFIC INC | DR366NL | 8080 | 2016-09-08 | 0
TX CHILDRENS | BE00111257 | 386100029 | TEST EQUIPMENT,NON-PATIENT | Fluke Electronics Corporation | INCU II | 8079 | 2019-06-07 | 0
TX CHILDRENS | BE00118669 | 43060238 | CENTRIFUGE | THERMO FISHER SCIENTIFIC ASHEVILLE LLC | SORVALL X1 PRO-MD | 8076.53 | 2023-12-28 | 0
TX CHILDRENS | BE00118668 | 43060237 | CENTRIFUGE | THERMO FISHER SCIENTIFIC ASHEVILLE LLC | SORVALL X1 PRO-MD | 8076.53 | 2023-12-28 | 0
TX CHILDRENS | BE00118667 | 43060236 | CENTRIFUGE | THERMO FISHER SCIENTIFIC ASHEVILLE LLC | SORVALL X1 PRO-MD | 8076.53 | 2023-12-28 | 0
TX CHILDRENS | BE00102531 | 950219 | CAMERA | HAMAMATSU CORPORATION | C8484-03G02 | 8073.65 | 2018-10-01 | 0
TX CHILDRENS | BE00100424 | 15-261457 | DISPLAY, VIDEO | NATIONAL DISPLAY SYSTEMS (NDS) | SC-WU32-A1511 | 8072.4 | 2018-08-09 | 0
TX CHILDRENS | KN229020 | D185-791 | SURGICAL NERVE STIMULATOR /LOC | DIGITIMER NORTH AMERICA LLC | D185-MARK IIA | 8067.5 | 2007-09-25 | 0
TX CHILDRENS | BE00013846 | IPV1C1560 | VENTILATOR NONCONTINUOUS | PERCUSSION CORP | IPV-1C | 8051.55 | 2012-07-27 | 0
TX CHILDRENS | BE00064258 | IPV1C-2421 | VENTILATOR NONCONTINUOUS | PERCUSSION CORP | IPV-1C | 8051.55 | 2016-05-19 | 0
TX CHILDRENS | BE00013845 | IPV1C1508 | VENTILATOR NONCONTINUOUS | PERCUSSION CORP | IPV-1C | 8051.55 | 2012-07-27 | 0
TX CHILDRENS | BE00099972 | IPV1CM00490 | VENTILATOR NONCONTINUOUS | PERCUSSION CORP | IPV-1C | 8051.55 | 2018-06-27 | 0
TX CHILDRENS | BE00108279 | IPV1CM00656 | VENTILATOR NONCONTINUOUS | PERCUSSION CORP | IPV-1C | 8051.55 | 2019-05-14 | 0
TX CHILDRENS | BE00108280 | IPV1CM00657 | VENTILATOR NONCONTINUOUS | PERCUSSION CORP | IPV-1C | 8051.55 | 2019-05-14 | 0
TX CHILDRENS | BE00099977 | IPV1CM00498 | VENTILATOR NONCONTINUOUS | PERCUSSION CORP | IPV-1C | 8051.55 | 2018-06-27 | 0
TX CHILDRENS | BE00099974 | IPV1CM00493 | VENTILATOR NONCONTINUOUS | PERCUSSION CORP | IPV-1C | 8051.55 | 2018-06-27 | 0
TX CHILDRENS | BE00064256 | IPV1C-2418 | VENTILATOR NONCONTINUOUS | PERCUSSION CORP | IPV-1C | 8051.55 | 2016-05-19 | 0
TX CHILDRENS | BE00013848 | IPV1C1526 | VENTILATOR NONCONTINUOUS | PERCUSSION CORP | IPV-1C | 8051.55 | 2012-07-27 | 0
TX CHILDRENS | BE00099970 | IPV1CM00488 | VENTILATOR NONCONTINUOUS | PERCUSSION CORP | IPV-1C | 8051.55 | 2018-06-27 | 0
TX CHILDRENS | BE00108282 | IPV1CM00660 | VENTILATOR NONCONTINUOUS | PERCUSSION CORP | IPV-1C | 8051.55 | 2019-05-14 | 0
TX CHILDRENS | BE00099980 | IPV1CM00508 | VENTILATOR NONCONTINUOUS | PERCUSSION CORP | IPV-1C | 8051.55 | 2018-06-27 | 0
TX CHILDRENS | BE00108277 | IPV1CM00654 | VENTILATOR NONCONTINUOUS | PERCUSSION CORP | IPV-1C | 8051.55 | 2019-05-14 | 0
TX CHILDRENS | BE00108275 | IPV1CM00652 | VENTILATOR NONCONTINUOUS | PERCUSSION CORP | IPV-1C | 8051.55 | 2019-05-14 | 0
TX CHILDRENS | BE00108273 | IPV1CM00648 | VENTILATOR NONCONTINUOUS | PERCUSSION CORP | IPV-1C | 8051.55 | 2019-05-14 | 0
TX CHILDRENS | BE00099975 | IPV1CM00494 | VENTILATOR NONCONTINUOUS | PERCUSSION CORP | IPV-1C | 8051.55 | 2018-06-27 | 0
TX CHILDRENS | BE00064254 | IPV1C-2420 | VENTILATOR NONCONTINUOUS | PERCUSSION CORP | IPV-1C | 8051.55 | 2016-05-19 | 0
TX CHILDRENS | BE00108281 | IPV1CM00659 | VENTILATOR NONCONTINUOUS | PERCUSSION CORP | IPV-1C | 8051.55 | 2019-05-14 | 0
TX CHILDRENS | BE00099971 | IPV1CM00489 | VENTILATOR NONCONTINUOUS | PERCUSSION CORP | IPV-1C | 8051.55 | 2018-06-27 | 0
TX CHILDRENS | BE00099976 | IPV1CM00497 | VENTILATOR NONCONTINUOUS | PERCUSSION CORP | IPV-1C | 8051.55 | 2018-06-27 | 0
TX CHILDRENS | BE00099973 | IPV1CM00492 | VENTILATOR NONCONTINUOUS | PERCUSSION CORP | IPV-1C | 8051.55 | 2018-06-27 | 0
TX CHILDRENS | BE00099969 | IPV1CM00487 | VENTILATOR NONCONTINUOUS | PERCUSSION CORP | IPV-1C | 8051.55 | 2018-06-27 | 0
TX CHILDRENS | BE00108274 | IPV1CM00651 | VENTILATOR NONCONTINUOUS | PERCUSSION CORP | IPV-1C | 8051.55 | 2019-05-14 | 0
TX CHILDRENS | BE00064255 | IPV1C-2416 | VENTILATOR NONCONTINUOUS | PERCUSSION CORP | IPV-1C | 8051.55 | 2016-05-19 | 0
TX CHILDRENS | BE00064253 | IPV1C-2417 | VENTILATOR NONCONTINUOUS | PERCUSSION CORP | IPV-1C | 8051.55 | 2016-05-19 | 0
TX CHILDRENS | BE00064257 | IPV1C-2419 | VENTILATOR NONCONTINUOUS | PERCUSSION CORP | IPV-1C | 8051.55 | 2016-05-19 | 0
TX CHILDRENS | BE00013847 | IPV1C1559 | VENTILATOR NONCONTINUOUS | PERCUSSION CORP | IPV-1C | 8051.55 | 2012-07-27 | 0
TX CHILDRENS | BE00108278 | IPV1CM00655 | VENTILATOR NONCONTINUOUS | PERCUSSION CORP | IPV-1C | 8051.55 | 2019-05-14 | 0
TX CHILDRENS | BE00108276 | IPV1CM00653 | VENTILATOR NONCONTINUOUS | PERCUSSION CORP | IPV-1C | 8051.55 | 2019-05-14 | 0
TX CHILDRENS | BE00099978 | IPV1CM00499 | VENTILATOR NONCONTINUOUS | PERCUSSION CORP | IPV-1C | 8051.55 | 2018-06-27 | 0
TX CHILDRENS | BE00099979 | IPV1CM00500 | VENTILATOR NONCONTINUOUS | PERCUSSION CORP | IPV-1C | 8051.55 | 2018-06-27 | 0
TX CHILDRENS | BE00104074 | 20180160 | EXERCISE EQUIP, POWERED | Lode BV Medical Technology | LODE CORIVAL | 8046 | 2019-10-15 | 0
TX CHILDRENS | BE00129768 | 140872 | VENTILATOR NONCONTINUOUS | VENTEC LIFE SYSTEM | VOCSN V+PRO | 8025 | 2027-03-13 | 0
TX CHILDRENS | BE00130285 | 140947 | VENTILATOR NONCONTINUOUS | VENTEC LIFE SYSTEM | VOCSN V+PRO | 8025 | 2027-03-20 | 0
TX CHILDRENS | BE00128842 | 139830 | VENTILATOR NONCONTINUOUS | VENTEC LIFE SYSTEM | VOCSN V+PRO | 8025 | 2026-10-28 | 0
TX CHILDRENS | BE00128843 | 140873 | VENTILATOR NONCONTINUOUS | VENTEC LIFE SYSTEM | VOCSN V+PRO | 8025 | 2026-10-28 | 0
TX CHILDRENS | BE00129767 | 140875 | VENTILATOR NONCONTINUOUS | VENTEC LIFE SYSTEM | VOCSN V+PRO | 8025 | 2027-03-13 | 0
TX CHILDRENS | BE00102471 | 20K00MLX20779 | LIGHT SOURCE | LUXTEC CORP | MLX 300 | 8017.36 | 2022-03-31 | 0
TX CHILDRENS | BE00102470 | 20K00MLX20777 | LIGHT SOURCE | LUXTEC CORP | MLX 300 | 8017.36 | 2022-03-31 | 0
TX CHILDRENS | BE00102473 | 20K00MLX20776 | LIGHT SOURCE | LUXTEC CORP | MLX 300 | 8017.36 | 2022-03-31 | 0
TX CHILDRENS | BE00102472 | 20K00MLX20792 | LIGHT SOURCE | LUXTEC CORP | MLX 300 | 8017.36 | 2022-03-31 | 0
TX CHILDRENS | BE00116759 | F1MB55724D | WATER PURIFIER | EMD MILLIPORE CORPORATION | AFS 15E | 8016.9 | 2023-01-30 | 0
TX CHILDRENS | BE00034057 | CY76501108 | CENTRIFUGE | THERMO FISHER SCIENTIFIC ASHEVILLE LLC | CYTOSPIN 4 | 8003.1 | 2012-09-21 | 0
TX CHILDRENS | BE00012694 | CY68681008 | CENTRIFUGE | THERMO ELECTRON CORP | CYTOSPIN 4 | 8003.1 | 2012-04-08 | 0
TX CHILDRENS | BE00012696 | CY68721008 | CENTRIFUGE | THERMO ELECTRON CORP | CYTOSPIN 4 | 8003.1 | 2012-04-08 | 0
TX CHILDRENS | BE00012695 | CY68711008 | CENTRIFUGE | THERMO ELECTRON CORP | CYTOSPIN 4 | 8003.1 | 2012-04-08 | 0
TX CHILDRENS | BE00012697 | CY68691008 | CENTRIFUGE | THERMO ELECTRON CORP | CYTOSPIN 4 | 8003.1 | 2012-04-08 | 0
TX CHILDRENS | HTMUS-336279WP5 | 336279WP5 | PROBE, CURVED LINEAR - LINEAR | GE Precision Healthcare LLC | ML6-15-D | 8000 | 2024-08-16 | 0
TX CHILDRENS | KN196323 | 2755 | MICROTOME | MICROM (GMI INC.) | HM320 | 8000 | 1997-09-23 | 0
TX CHILDRENS | BE00063625 | 2208056R1420008 | UNINTERRUPTABLE POWER SUPPLY | POWERVAR INC | ABCDEF8000-22 | 8000 | 2016-02-05 | 0
TX CHILDRENS | KN226976 | LX10007225402 | ANALYZER | LUMINEX CORPORATION | LUMINEX | 8000 | 2008-11-05 | 0
TX CHILDRENS | BE00010943 | ARSL-0299 | ANESTHETIC VAPORIZER | DRAEGER MEDICAL INC | SEVO 2000 | 8000 | 2010-04-27 | 0
TX CHILDRENS | KN190956 | 1298TR | MICROSCOPE | CAMBRIDGE INSTRUMENT CORP. | Z30L | 8000 | 1994-07-27 | 0
TX CHILDRENS | BE00085247 | 297805833 | DNA THERMAL CYCLER | APPLIED BIOSYSTEMS | PROFLEX | 8000 | 2017-10-02 | 0
TX CHILDRENS | HTMUS-312698YP3 | 312698YP3 | PROBE, CURVED LINEAR - LINEAR | GE Precision Healthcare LLC | ML6-15-D | 8000 | 2023-03-09 | 0
TX CHILDRENS | HTMUS-281442YP4 | 281442YP4 | PROBE, CURVED LINEAR - LINEAR | GE Precision Healthcare LLC | ML6-15-D | 8000 | 2023-02-22 | 0
TX CHILDRENS | BE00130431 | IPV2CM01043 | VENTILATOR NONCONTINUOUS | PERCUSSION CORP | IPV-2C | 8000 | 2026-05-06 | 0
TX CHILDRENS | HTMUS-95453YP7 | 95453YP7 | PROBE, CURVED LINEAR - LINEAR | GE Precision Healthcare LLC | ML6-15-D | 8000 | 2024-08-16 | 0
TX CHILDRENS | HTMUS-165259KR3 | 165259KR3 | PROBE, 3D - 4D | GE Precision Healthcare LLC | RAB6-D | 8000 | -1 | 0
TX CHILDRENS | HTMUS-126216KR5 | 126219KR5 | PROBE, 3D - 4D | GE Precision Healthcare LLC | RAB6-D | 8000 | 2023-04-10 | 0
TX CHILDRENS | BE00130433 | IPV2CM01039 | VENTILATOR NONCONTINUOUS | PERCUSSION CORP | IPV-2C | 8000 | 2026-05-06 | 0
TX CHILDRENS | HTMUS-98729YP7 | 98729YP7 | PROBE, CURVED LINEAR - LINEAR | GE Precision Healthcare LLC | ML6-15-D | 8000 | 2023-03-09 | 0
TX CHILDRENS | HTMUS-707725WX8 | 707725WX8 | PROBE, 3D - 4D | GE Precision Healthcare LLC | RAB6-D | 8000 | 2023-04-17 | 0
TX CHILDRENS | KN199863 | 30259 | CONTROLLER, ELECTRICAL | WOHLER TECHNOLOGIES | AMP-1AP | 8000 | 1999-09-29 | 0
TX CHILDRENS | HTMUS-236820PD7 | 236820PD7 | PROBE, CURVED LINEAR - LINEAR | GE Precision Healthcare LLC | L2-9-D | 8000 | 2024-08-16 | 0
TX CHILDRENS | BE00010946 | ARUA-0919 | ANESTHETIC VAPORIZER | DRAEGER MEDICAL INC | SEVO 2000 | 8000 | 2010-04-27 | 0
TX CHILDRENS | HTMUS-336254WP8 | 336254WP8 | PROBE, CURVED LINEAR - LINEAR | GE Precision Healthcare LLC | ML6-15-D | 8000 | 2024-08-16 | 0
TX CHILDRENS | BE00113638 | H19004718 | IRRIGATION PUMP | MEDTRONIC NEURO | 1000-0068 | 8000 | 2021-06-16 | 0
TX CHILDRENS | HTMUS-281338YP4 | 281338YP4 | PROBE, CURVED LINEAR - LINEAR | GE Precision Healthcare LLC | ML6-15-D | 8000 | 2023-02-22 | 0
TX CHILDRENS | BE00119829 | 1244 | ANALYZER | MERIDIAN BIOSCIENCE CORP | VS07000R | 8000 | 2024-10-10 | 0
TX CHILDRENS | BE00060536 | 93201434 | CV BYPASS ACCESSORY EQUIPMENT | JOSTRA / MAQUET | HL-20 703693 | 8000 | 2014-11-04 | 0
TX CHILDRENS | KN7003363 | 2-0684-CE | LUMINOMETER | TURNER BIOSYSTEMS INC. | 2020-40 | 8000 | 2009-10-29 | 0
TX CHILDRENS | FA107357 | BCT01086 | VENTILATOR CONTINUOUS | VIASYS (SENSORMEDICS) | R16532-00 | 8000 | 2016-07-20 | 0
TX CHILDRENS | HTMUS-321586YP0 | 321586YP0 | PROBE, CURVED LINEAR - LINEAR | GE Precision Healthcare LLC | ML6-15-D | 8000 | 2023-04-25 | 0
TX CHILDRENS | HTMUS-955520WX2 | 955520WX2 | PROBE, 3D - 4D | GE Precision Healthcare LLC | RAB6-D | 8000 | 2023-02-15 | 0
TX CHILDRENS | HTMUS-321593YP6 | 321593YP6 | PROBE, CURVED LINEAR - LINEAR | GE Precision Healthcare LLC | ML6-15-D | 8000 | 2023-03-09 | 0
TX CHILDRENS | FA107358 | BCT01604 | VENTILATOR CONTINUOUS | VIASYS (SENSORMEDICS) | R16532-00 | 8000 | 2016-07-20 | 0
TX CHILDRENS | KN199867 | RC2931307SA | LASER DISC PLAYER | PIONEER STANDARD ELECTRONICS | CLV-V2800 | 8000 | 1999-09-30 | 0
TX CHILDRENS | KN199869 | IYDMAI2978423 | AUDIOMETER | AMX CORPORATION | NONE | 8000 | 1999-09-29 | 0
TX CHILDRENS | BE00130430 | IPV2CM01040 | VENTILATOR NONCONTINUOUS | PERCUSSION CORP | IPV-2C | 8000 | 2026-05-06 | 0
TX CHILDRENS | BE00130084 | IPV2CM01020 | VENTILATOR NONCONTINUOUS | PERCUSSION CORP | IPV-2C | 8000 | 2025-11-06 | 0
TX CHILDRENS | THI001992 | 21903-051 | VENTILATOR CONTINUOUS | AVANTE HEALTH SOLUTIONS (Formerly DRE Medical Group Inc) | BONAIR | 8000 | 2020-08-19 | 0
TX CHILDRENS | HTMUS-215481PD3 | 215481PD3 | PROBE, CURVED LINEAR - LINEAR | GE Precision Healthcare LLC | L2-9-D | 8000 | 2023-03-09 | 0
TX CHILDRENS | BE00100752 | ARXE-0423 | ANESTHETIC VAPORIZER | DRAEGER MEDICAL INC | SEVO 2000 | 8000 | 2018-06-12 | 0
TX CHILDRENS | BE00036958 | 6786090 | SMART ANESTHESIA MULTI-GAS MODULE | GE Medical Systems Information Tech Inc | E-CAiO | 8000 | 2013-02-14 | 0
TX CHILDRENS | HTMUS-997559WX0 | 997559WX0 | PROBE, 3D - 4D | GE Precision Healthcare LLC | RAB6-D | 8000 | 2023-04-10 | 0
TX CHILDRENS | BE00010944 | ARTD-0310 | ANESTHETIC VAPORIZER | DRAEGER MEDICAL INC | SEVO 2000 | 8000 | 2010-04-27 | 0
TX CHILDRENS | HTMUS-746178WX3 | 746178WX3 | PROBE, 3D - 4D | GE Precision Healthcare LLC | RAB6-D | 8000 | 2023-04-25 | 0
TX CHILDRENS | HTMUS-181793KR1 | 181793KR1 | PROBE, 3D - 4D | GE Precision Healthcare LLC | RAB6-D | 8000 | -1 | 0
TX CHILDRENS | HTMUS-327700WP1 | 327700WP1 | PROBE, CURVED LINEAR - LINEAR | GE Precision Healthcare LLC | ML6-15-D | 8000 | 2024-08-16 | 0
TX CHILDRENS | BE00082864 | ARUN-0114 | ANESTHETIC VAPORIZER | DRAEGER MEDICAL INC | SEVO 2000 | 8000 | 2017-06-11 | 0
TX CHILDRENS | HTMUS-176038PD8 | 176038PD8 | PROBE, CURVED LINEAR - LINEAR | GE Precision Healthcare LLC | L2-9-D | 8000 | 2023-02-22 | 0
TX CHILDRENS | HTMUS-176082PD6 | 176082PD6 | PROBE, CURVED LINEAR - LINEAR | GE Precision Healthcare LLC | L2-9-D | 8000 | 2023-02-22 | 0
TX CHILDRENS | BE00010935 | ARUM-0290 | ANESTHETIC VAPORIZER | DRAEGER MEDICAL INC | SEVO 2000 | 8000 | 2010-04-27 | 0
TX CHILDRENS | HTMUS-2335624WP3 | 335624WP3 | PROBE, CURVED LINEAR - LINEAR | GE Precision Healthcare LLC | ML6-15-D | 8000 | 2024-08-16 | 0
TX CHILDRENS | KN189601 | 63825 | VIDEO PRINTER, COLOR S-VHS | SONY CORPORATION-SVCE CENTER | VP-5000 | 8000 | 1992-02-10 | 0
TX CHILDRENS | BE00010955 | 768310 | MIDDLE EAR ANALYZER | INTERACOUSTICS | TITAN | 8000 | 2010-05-27 | 0
TX CHILDRENS | HTMUS-223624PD8 | 223624PD8 | PROBE, CURVED LINEAR - LINEAR | GE Precision Healthcare LLC | L2-9-D | 8000 | 2023-03-09 | 0
TX CHILDRENS | HTMUS-178374PD5 | 178374PD5 | PROBE, CURVED LINEAR - LINEAR | GE Precision Healthcare LLC | L2-9-D | 8000 | 2023-02-22 | 0
TX CHILDRENS | BE00117367 | 70066 | LASER - DIODE | STRATA SKIN SCIENCES INC | AL10000 | 8000 | 2022-06-08 | 0
TX CHILDRENS | BE00130825 | 240202300039 | VIDEO STAND | QOMO | e-BOX | 8000 | 2026-06-08 | 0
TX CHILDRENS | HTMUS-321570YP4 | 321570YP4 | PROBE, CURVED LINEAR - LINEAR | GE Precision Healthcare LLC | ML6-15-D | 8000 | 2024-08-16 | 0
TX CHILDRENS | HTMUS-318933WP9 | 318933WP9 | PROBE, CURVED LINEAR - LINEAR | GE Precision Healthcare LLC | ML6-15-D | 8000 | 2024-08-16 | 0
TX CHILDRENS | KN199850 | 183551 | FILM/SLIDE PROJECTOR OR VIEWER | ELMO | EV-500 | 8000 | 1999-09-29 | 0
TX CHILDRENS | HTMUS-995599WX8 | 995599WX8 | PROBE, 3D - 4D | GE Precision Healthcare LLC | RAB6-D | 8000 | 2023-02-24 | 0
TX CHILDRENS | HTMUS-218191PD5 | 218191PD5 | PROBE, CURVED LINEAR - LINEAR | GE Precision Healthcare LLC | L2-9-D | 8000 | 2023-03-09 | 0
TX CHILDRENS | HTMUS-230452PD2 | 230452PD2 | PROBE, CURVED LINEAR - LINEAR | GE Precision Healthcare LLC | L2-9-D | 8000 | 2024-08-16 | 0
TX CHILDRENS | BE00120731 | 4622592020395 | OPHTHALMOLOGY CAMERA & ACCESSORIES | VOLK OPTICAL | PICTOR PRESTIGE | 8000 | 2024-07-25 | 0
TX CHILDRENS | HTMUS-651022WX6 | 651022WX6 | PROBE, 3D - 4D | GE Precision Healthcare LLC | RAB6-D | 8000 | 2023-02-15 | 0
TX CHILDRENS | BE00035634 | ARTE-0665 | ANESTHETIC VAPORIZER | DRAEGER MEDICAL INC | SEVO 2000 | 8000 | 2013-11-18 | 0
TX CHILDRENS | HTMUS-201309YP2 | 201309YP2 | PROBE, CURVED LINEAR - LINEAR | GE Precision Healthcare LLC | ML6-15-D | 8000 | 2023-02-22 | 0
TX CHILDRENS | HTMUS-180091PD1 | 180091PD1 | PROBE, CURVED LINEAR - LINEAR | GE Precision Healthcare LLC | L2-9-D | 8000 | 2023-02-22 | 0
TX CHILDRENS | KN199870 | IYDMAI2978424 | DISTRIBUTION PANEL | AMX CORPORATION | NONE | 8000 | 1999-09-30 | 0
TX CHILDRENS | BE00130432 | IPV2CM01042 | VENTILATOR NONCONTINUOUS | PERCUSSION CORP | IPV-2C | 8000 | 2026-05-06 | 0
TX CHILDRENS | HTMUS-148869YP1 | 148869YP1 | PROBE, CURVED LINEAR - LINEAR | GE Precision Healthcare LLC | ML6-15-D | 8000 | 2023-02-22 | 0
TX CHILDRENS | BE00109563 | 93201156 | CV BYPASS ACCESSORY EQUIPMENT | JOSTRA / MAQUET | HL-20 703695 | 8000 | 2019-08-12 | 0
TX CHILDRENS | HTMUS-335493WP3 | 335493WP3 | PROBE, CURVED LINEAR - LINEAR | GE Precision Healthcare LLC | ML6-15-D | 8000 | 2024-08-16 | 0
TX CHILDRENS | HTMUS-746183WX3 | 746183WX3 | PROBE, 3D - 4D | GE Precision Healthcare LLC | RAB6-D | 8000 | 2023-04-25 | 0
TX CHILDRENS | BE00130434 | IPV2CM01041 | VENTILATOR NONCONTINUOUS | PERCUSSION CORP | IPV-2C | 8000 | 2026-05-06 | 0
TX CHILDRENS | BE00063713 | 2205292R1440003 | UNINTERRUPTABLE POWER SUPPLY | POWERVAR INC | ABCDEF8000-22 | 8000 | 2016-02-15 | 0
TX CHILDRENS | HTMUS-321689YP2 | 321689YP2 | PROBE, CURVED LINEAR - LINEAR | GE Precision Healthcare LLC | ML6-15-D | 8000 | 2023-03-09 | 0
TX CHILDRENS | BE00063730 | 2208056R1420009 | UNINTERRUPTABLE POWER SUPPLY | POWERVAR INC | ABCDEF8000-22 | 8000 | 2016-02-15 | 0
TX CHILDRENS | HTMUS-182890PD4 | 182890PD4 | PROBE, CURVED LINEAR - LINEAR | GE Precision Healthcare LLC | L2-9-D | 8000 | 2023-04-25 | 0
TX CHILDRENS | HTMUS-335627WP6 | 335627WP6 | PROBE, CURVED LINEAR - LINEAR | GE Precision Healthcare LLC | ML6-15-D | 8000 | 2024-08-16 | 0
TX CHILDRENS | KN219611 | 000687467 | PETRI-DISH FILLING SYSTEM | NEW BRUNSWICK SCIENTIFIC, CO. | MP-1000 | 8000 | 2005-02-21 | 0
TX CHILDRENS | BE00118468 | XA2U2700022 | MULTI MEDIA PROJECTOR | EPSON COMPUTERS | EB-PU1008W | 8000 | 2023-11-16 | 0
TX CHILDRENS | HTMUS-93814YP2 | 93814YP2 | PROBE, CURVED LINEAR - LINEAR | GE Precision Healthcare LLC | ML6-15-D | 8000 | 2023-04-25 | 0
TX CHILDRENS | KN199868 | IYDMA12978357 | DISTRIBUTION PANEL | AMX CORPORATION | NONE | 8000 | 1999-09-29 | 0
TX CHILDRENS | BE00120732 | 1323592020408 | OPHTHALMOLOGY CAMERA & ACCESSORIES | VOLK OPTICAL | PICTOR PRESTIGE | 8000 | 2024-07-25 | 0
TX CHILDRENS | HTMUS-628701WX5 | 628701WX5 | PROBE, 3D - 4D | GE Precision Healthcare LLC | RAB6-D | 8000 | 2023-04-10 | 0
TX CHILDRENS | HTMUS-136910KR7 | 136910KR7 | PROBE, 3D - 4D | GE Precision Healthcare LLC | RAB6-D | 8000 | 2023-02-15 | 0
TX CHILDRENS | HTMUS-300737WP4 | 300737WP4 | PROBE, CURVED LINEAR - LINEAR | GE Precision Healthcare LLC | ML6-15-D | 8000 | 2024-08-16 | 0
TX CHILDRENS | KN214374 | A101085 | TEST EQUIPMENT,NON-PATIENT | MICHIGAN INSTRUMENTS | 5601I | 8000 | 2003-09-04 | 0
TX CHILDRENS | HTMUS-429156WX3 | 429156WX3 | PROBE, 3D - 4D | GE Precision Healthcare LLC | RAB6-D | 8000 | 2023-04-25 | 0
TX CHILDRENS | HTMUS-713865WX4 | 713865WX4 | PROBE, 3D - 4D | GE Precision Healthcare LLC | RAB6-D | 8000 | 2023-04-17 | 0
TX CHILDRENS | BE00010937 | ARWJ-1328 | ANESTHETIC VAPORIZER | DRAEGER MEDICAL INC | SEVO 2000 | 8000 | 2010-04-27 | 0
TX CHILDRENS | KN153574 | 520476 | SLITLAMP BIOMICROSCOPE | KOWA OPTIMED INC. | SL-15 | 8000 | 2005-11-16 | 0
TX CHILDRENS | BE00010945 | ARWK-0261 | ANESTHETIC VAPORIZER | DRAEGER MEDICAL INC | SEVO 2000 | 8000 | 2010-04-27 | 0
TX CHILDRENS | BE00128648 | YM895046-P | SURGICAL CAMERA & ACCESSORIES | KARL STORZ ENDOSCOPY-AMERICA INC | TC 201 US | 8000 | 2027-08-15 | 0
TX CHILDRENS | BE00114738 | ARYJ-1215 | ANESTHETIC VAPORIZER | DRAEGER MEDICAL INC | SEVO 2000 | 8000 | 2022-03-16 | 0
TX CHILDRENS | KN217609 | PRECIS PR1208 | VIDEO SWITCHERS | RGB SPECTRUM | SUPERVIEW 1000 | 8000 | 2002-02-01 | 0
TX CHILDRENS | HTMUS-197916PD0 | 197916PD0 | PROBE, CURVED LINEAR - LINEAR | GE Precision Healthcare LLC | L2-9-D | 8000 | 2023-02-15 | 0
TX CHILDRENS | HTMUS-336257WP1 | 336257WP1 | PROBE, CURVED LINEAR - LINEAR | GE Precision Healthcare LLC | ML6-15-D | 8000 | 2024-08-16 | 0
TX CHILDRENS | BE00063624 | 2208056R1420006 | UNINTERRUPTABLE POWER SUPPLY | POWERVAR INC | ABCDEF8000-22 | 8000 | 2016-02-05 | 0
TX CHILDRENS | BE00101549 | 36930023 | TEST EQUIPMENT,NON-PATIENT | Fluke Electronics Corporation | INCU | 7999 | 2018-01-31 | 0
TX CHILDRENS | BE00120558 | 138619 | VENTILATOR NONCONTINUOUS | VENTEC LIFE SYSTEM | VOCSN V+PRO | 7995 | 2026-09-05 | 0
TX CHILDRENS | BE00104076 | 742BR1756 | IMAGER (FLUORESCENCE, CHEMILUMINESCENCE) | BIO RAD LABORATORIES INC | ZOE | 7995 | 2019-09-19 | 0
TX CHILDRENS | BE00120559 | 138608 | VENTILATOR NONCONTINUOUS | VENTEC LIFE SYSTEM | VOCSN V+PRO | 7995 | 2026-09-05 | 0
TX CHILDRENS | BE00120556 | 138565 | VENTILATOR NONCONTINUOUS | VENTEC LIFE SYSTEM | VOCSN V+PRO | 7995 | 2026-08-19 | 0
TX CHILDRENS | BE00120557 | 138593 | VENTILATOR NONCONTINUOUS | VENTEC LIFE SYSTEM | VOCSN V+PRO | 7995 | 2026-08-19 | 0
TX CHILDRENS | BE00120555 | 138586 | VENTILATOR NONCONTINUOUS | VENTEC LIFE SYSTEM | VOCSN V+PRO | 7995 | 2026-08-19 | 0
TX CHILDRENS | BE00115056 | B864 | SPECTROPHOTOMETER | THERMO FISHER SCIENTIFIC ASHEVILLE LLC | ND-1000 | 7985 | 2021-03-29 | 0
TX CHILDRENS | BE00126428 | 124191 | TABLE, INSTRUMENT (MOTORIZED) | BLICKMAN HEALTH INDUSTRIES INC | 7902SS-M | 7978.62 | 2025-01-30 | 0
TX CHILDRENS | BE00126432 | 116167 | TABLE, INSTRUMENT (MOTORIZED) | BLICKMAN HEALTH INDUSTRIES INC | 7902SS-M | 7978.62 | 2025-01-30 | 0
TX CHILDRENS | BE00103885 | 5805 HG370540 | CENTRIFUGE, REFRIGERATED | Eppendorf North America Inc | 5805F | 7970.96 | 2019-08-23 | 0
TX CHILDRENS | BE00065847 | 41839540 | INCUBATOR TRI - GAS | THERMO FISHER SCIENTIFIC ASHEVILLE LLC | HERACELL VIOS 160i | 7966.48 | 2016-10-25 | 0
TX CHILDRENS | BE00087194 | P1000/M-1968 | PIPETTE PULLER | SUTTER INSTRUMENT CO. | P-1000 | 7956 | 2018-06-07 | 0
TX CHILDRENS | BE00126983 | PS9P0122100806 | DENTAL 3D PRINTER | SPRINTRAY | PRO S | 7949 | 2023-12-27 | 0
TX CHILDRENS | KN231600 | 312126-1031 | INCUBATOR CO2 | THERMO FISHER SCIENTIFIC ASHEVILLE LLC | 3307 | 7948.5 | 2010-04-01 | 0
TX CHILDRENS | KN231597 | 311913-1026 | INCUBATOR CO2 | THERMO FISHER SCIENTIFIC ASHEVILLE LLC | 3307 | 7948.5 | 2010-04-01 | 0
TX CHILDRENS | KN231598 | 311913-1027 | INCUBATOR CO2 | THERMO FISHER SCIENTIFIC ASHEVILLE LLC | 3307 | 7948.5 | 2010-04-01 | 0
TX CHILDRENS | KN231599 | 312126-1029 | INCUBATOR CO2 | THERMO FISHER SCIENTIFIC ASHEVILLE LLC | 3307 | 7948.5 | 2010-04-01 | 0
TX CHILDRENS | BE00089133 | F6EA57816 A | WATER PURIFIER | EMD MILLIPORE CORPORATION | MILLI-Q DIRECT 8 | 7943.5 | 2017-11-14 | 0
TX CHILDRENS | BE00089134 | F6EA57816 B | WATER PURIFIER | EMD MILLIPORE CORPORATION | MILLI-Q DIRECT 8 | 7943.5 | 2017-11-14 | 0
TX CHILDRENS | BE00089135 | F6EA57816 D | WATER PURIFIER | EMD MILLIPORE CORPORATION | MILLI-Q DIRECT 8 | 7943.5 | 2017-11-14 | 0
TX CHILDRENS | BE00012552 | NONE | TABLE, EXAM | CARDINAL HEALTH 200 LLC | 230-001 | 7926.86 | 2011-01-27 | 0
TX CHILDRENS | BE00013052 | NONE | COLPOSCOPE | SONY CORPORATION-SVCE CENTER | VIDEO PATH | 7923.78 | 2011-12-05 | 0
TX CHILDRENS | BE00100804 | 300-02102 | LIGHT SOURCE | SUNOPTIC TECHNOLOGIES (CUDA) | XLS-300 | 7915 | 2018-06-20 | 0
TX CHILDRENS | KN219297 | 4488C 200375 | SLIDE STAINER, AUTOMATED | BAYER CORPORATION | 4488C | 7913.45 | 2005-10-14 | 0
TX CHILDRENS | BE00115934 | SNW21060020PAS | FETAL CARDIAC MONITOR | GE HEALTHCARE INC | 174 | 7913 | 2022-10-14 | 0
TX CHILDRENS | BE00115933 | SNW21150014PAS | FETAL CARDIAC MONITOR | GE HEALTHCARE INC | 174 | 7913 | 2022-10-14 | 0
TX CHILDRENS | KN214291 | 0107 | MICROSCOPE | OLYMPUS AMERICA INC | LMS-225R | 7902 | 2002-09-19 | 0
TX CHILDRENS | KN204980 | 17026 | AUTOMATED SUPPLY DISPENSER | OMNICELL INC | OMNICELL | 7896 | 2003-01-01 | 0
TX CHILDRENS | BE00123984 | 13055G-10-23 | SONIC DISMEMBRATOR | QSONICA | Q55 | 7890 | 2024-11-14 | 0
TX CHILDRENS | BE00059902 | 1086-1.1 | OTOACOUSTIC EMISSION DEVICE | GN HEARING CARE CORP | CAPELLA | 7871.99 | 2014-12-08 | 0
TX CHILDRENS | BE00059903 | 1076-1.1 | OTOACOUSTIC EMISSION DEVICE | GN HEARING CARE CORP | CAPELLA | 7871.99 | 2014-12-08 | 0
TX CHILDRENS | BE00056738 | 11B1883D5682 | LIGHT SOURCE | WELCH ALLYN INC | PROXENON 350 | 7870 | 2012-11-19 | 0
TX CHILDRENS | BE00056735 | 11C1883D6142 | LIGHT SOURCE | WELCH ALLYN INC | PROXENON 350 | 7870 | 2012-11-19 | 0
TX CHILDRENS | BE00056736 | 11B1883D5683 | LIGHT SOURCE | WELCH ALLYN INC | PROXENON 350 | 7870 | 2012-11-19 | 0
TX CHILDRENS | BE00056740 | 11C1883D6066 | LIGHT SOURCE | WELCH ALLYN INC | PROXENON 350 | 7870 | 2012-11-19 | 0
TX CHILDRENS | BE00056739 | 11C1883D6140 | LIGHT SOURCE | WELCH ALLYN INC | PROXENON 350 | 7870 | 2012-11-19 | 0
TX CHILDRENS | BE00056734 | 11B1883D5670 | LIGHT SOURCE | WELCH ALLYN INC | PROXENON 350 | 7870 | 2012-09-04 | 0
TX CHILDRENS | BE00056737 | 11C1883D6144 | LIGHT SOURCE | WELCH ALLYN INC | PROXENON 350 | 7870 | 2012-11-19 | 0
TX CHILDRENS | BE00086667 | SA316420318SA | LIM SUPERCARTRIDGE ECG BP TMP | GE Medical Systems Information Tech Inc | PDM | 7860 | 2017-12-05 | 0
TX CHILDRENS | BE00086666 | SA316420234SA | LIM SUPERCARTRIDGE ECG BP TMP | GE Medical Systems Information Tech Inc | PDM | 7860 | 2017-12-05 | 0
TX CHILDRENS | BE00086668 | SA316420371SA | LIM SUPERCARTRIDGE ECG BP TMP | GE Medical Systems Information Tech Inc | PDM | 7860 | 2017-12-05 | 0
TX CHILDRENS | BE00086671 | SA316420506SA | LIM SUPERCARTRIDGE ECG BP TMP | GE Medical Systems Information Tech Inc | PDM | 7860 | 2017-12-05 | 0
TX CHILDRENS | BE00086670 | SA316420496SA | LIM SUPERCARTRIDGE ECG BP TMP | GE Medical Systems Information Tech Inc | PDM | 7860 | 2017-12-05 | 0
TX CHILDRENS | BE00086669 | SA316420447SA | LIM SUPERCARTRIDGE ECG BP TMP | GE Medical Systems Information Tech Inc | PDM | 7860 | 2017-12-05 | 0
TX CHILDRENS | BE00114087 | 7080372 | DISPLAY, VIDEO | OLYMPUS AMERICA INC | OEV-262H | 7858.3 | 2021-10-31 | 0
TX CHILDRENS | BE00114086 | 7080328 | DISPLAY, VIDEO | OLYMPUS AMERICA INC | OEV-262H | 7858.3 | 2021-10-31 | 0
TX CHILDRENS | BE00124040 | 5989020 | SIMULATOR | Fluke Electronics Corporation | PROSIM 8 | 7845 | 2024-10-11 | 0
TX CHILDRENS | BE00124034 | 6006041 | SIMULATOR | Fluke Electronics Corporation | PROSIM 8 | 7845 | 2024-10-11 | 0
TX CHILDRENS | BE00059673 | 13062618 | TABLE, OBSTETRIC | BIODEX MEDICAL SYSTEMS INC | 058-720 | 7839 | 2014-07-31 | 0
TX CHILDRENS | BE00059674 | 13062617 | TABLE, OBSTETRIC | BIODEX MEDICAL SYSTEMS INC | 058-720 | 7839 | 2014-07-31 | 0
TX CHILDRENS | BE00060150 | 13072656 | TABLE, OBSTETRIC | BIODEX MEDICAL SYSTEMS INC | 058-720 | 7839 | 2014-06-02 | 0
TX CHILDRENS | KN210981 | J2DJ8410G | CARDIAC MONITOR W/ RATE ALARM | GE Medical Systems Information Tech Inc | DASH 4000 | 7837.5 | 2007-09-27 | 0
TX CHILDRENS | KN210978 | H2DJ8098G | CARDIAC MONITOR W/ RATE ALARM | GE Medical Systems Information Tech Inc | DASH 4000 | 7837.5 | 2007-09-27 | 0
TX CHILDRENS | KN210980 | J2DJ8307G | CARDIAC MONITOR W/ RATE ALARM | GE Medical Systems Information Tech Inc | DASH 4000 | 7837.5 | 2007-09-27 | 0
TX CHILDRENS | BE00114741 | 717725 | MICROSCOPE | NIKON INSTRUMENT INC | ECLIPSE Ci-L | 7823.52 | 2022-03-21 | 0
TX CHILDRENS | BE00114742 | 717586 | MICROSCOPE | NIKON INSTRUMENT INC | ECLIPSE Ci-L | 7823.52 | 2022-03-21 | 0
TX CHILDRENS | BE00089118 | F6KA02685C | WATER PURIFIER | EMD MILLIPORE CORPORATION | ELIX ESSENTIAL | 7817 | 2017-12-05 | 0
TX CHILDRENS | BE00118544 | SNV22200069PAS | FETAL CARDIAC MONITOR | GE HEALTHCARE INC | 172 | 7812.33 | 2023-11-27 | 0
TX CHILDRENS | BE00118543 | SNV22200029PAS | FETAL CARDIAC MONITOR | GE HEALTHCARE INC | 172 | 7812.33 | 2023-11-27 | 0
TX CHILDRENS | BE00012920 | IR65100071 | INFUSION PUMP MONITOR | IRADIMED CORPORATION | 3865 | 7812 | 2012-02-21 | 0
TX CHILDRENS | KN191023 | 2225 | HYPO/HYPERTHERMIA DEVICE | SARNS INC. | 11160 | 7800 | 2002-12-30 | 0
TX CHILDRENS | KN195287 | 1527 | POWER SUPPLY | VWR FUNDING INC | MBP300 | 7800 | 1997-08-26 | 0
TX CHILDRENS | KN195286 | 1412 | POWER SUPPLY | VWR FUNDING INC | MBP300 | 7800 | 1997-08-26 | 0
TX CHILDRENS | BE00063747 | 80614E-0-461 | MOUSE TOUCH SCREEN CHAMBER | LAFAYETTE INSTRUMENT ACQUISITION LLC | 80614 | 7790 | 2015-03-31 | 0
TX CHILDRENS | BE00063746 | 80614E-0-459 | MOUSE TOUCH SCREEN CHAMBER | LAFAYETTE INSTRUMENT ACQUISITION LLC | 80614 | 7790 | 2015-03-31 | 0
TX CHILDRENS | BE00063748 | 80614E-0-460 | MOUSE TOUCH SCREEN CHAMBER | LAFAYETTE INSTRUMENT ACQUISITION LLC | 80614 | 7790 | 2015-03-31 | 0
TX CHILDRENS | BE00063745 | 80614E-0-458 | MOUSE TOUCH SCREEN CHAMBER | LAFAYETTE INSTRUMENT ACQUISITION LLC | 80614 | 7790 | 2015-03-31 | 0
TX CHILDRENS | BE00104121 | 7870333 | DISPLAY, VIDEO | OLYMPUS AMERICA INC | OEV-262H | 7780.5 | 2019-10-03 | 0
TX CHILDRENS | BE00104123 | 7870330 | DISPLAY, VIDEO | OLYMPUS AMERICA INC | OEV-262H | 7780.5 | 2019-10-03 | 0
TX CHILDRENS | BE00101818 | 7651617 | DISPLAY, VIDEO | OLYMPUS AMERICA INC | OEV-262H | 7780.5 | 2019-08-08 | 0
TX CHILDRENS | BE00108228 | 181-3-07468 | HYPO/HYPERTHERMIA DEVICE | GENTHERM INC | 233 | 7771.97 | 2019-03-28 | 0
TX CHILDRENS | BE00108232 | 181-3-07466 | HYPO/HYPERTHERMIA DEVICE | GENTHERM INC | 233 | 7771.97 | 2019-03-28 | 0
TX CHILDRENS | BE00108238 | 181-3-07489 | HYPO/HYPERTHERMIA DEVICE | GENTHERM INC | 233 | 7771.97 | 2019-03-28 | 0
TX CHILDRENS | BE00108236 | 181-3-07472 | HYPO/HYPERTHERMIA DEVICE | GENTHERM INC | 233 | 7771.97 | 2019-03-28 | 0
TX CHILDRENS | BE00108240 | 181-3-07471 | HYPO/HYPERTHERMIA DEVICE | GENTHERM INC | 233 | 7771.97 | 2019-03-28 | 0
TX CHILDRENS | BE00108233 | 181-3-07469 | HYPO/HYPERTHERMIA DEVICE | GENTHERM INC | 233 | 7771.97 | 2019-03-28 | 0
TX CHILDRENS | BE00108229 | 181-3-07493 | HYPO/HYPERTHERMIA DEVICE | GENTHERM INC | 233 | 7771.97 | 2019-03-28 | 0
TX CHILDRENS | BE00108226 | 181-3-07470 | HYPO/HYPERTHERMIA DEVICE | GENTHERM INC | 233 | 7771.97 | 2019-03-28 | 0
TX CHILDRENS | BE00108239 | 181-3-08482 | HYPO/HYPERTHERMIA DEVICE | GENTHERM INC | 233 | 7771.97 | 2019-03-28 | 0
TX CHILDRENS | BE00108241 | 181-3-07465 | HYPO/HYPERTHERMIA DEVICE | GENTHERM INC | 233 | 7771.97 | 2019-03-28 | 0
TX CHILDRENS | BE00108230 | 181-3-07491 | HYPO/HYPERTHERMIA DEVICE | GENTHERM INC | 233 | 7771.97 | 2019-03-28 | 0
TX CHILDRENS | BE00108234 | 181-3-07467 | HYPO/HYPERTHERMIA DEVICE | GENTHERM INC | 233 | 7771.97 | 2019-03-28 | 0
TX CHILDRENS | BE00108615 | 174-3-07332 | HYPO/HYPERTHERMIA DEVICE | GENTHERM INC | 233 | 7771.97 | 2019-03-28 | 0
TX CHILDRENS | BE00108227 | 181-3-07453 | HYPO/HYPERTHERMIA DEVICE | GENTHERM INC | 233 | 7771.97 | 2019-03-28 | 0
TX CHILDRENS | BE00108231 | 181-3-07490 | HYPO/HYPERTHERMIA DEVICE | GENTHERM INC | 233 | 7771.97 | 2019-03-28 | 0
TX CHILDRENS | BE00108237 | 181-3-07492 | HYPO/HYPERTHERMIA DEVICE | GENTHERM INC | 233 | 7771.97 | 2019-03-28 | 0
TX CHILDRENS | BE00108235 | 181-3-07483 | HYPO/HYPERTHERMIA DEVICE | GENTHERM INC | 233 | 7771.97 | 2019-03-28 | 0
TX CHILDRENS | BE00108614 | 174-3-07333 | HYPO/HYPERTHERMIA DEVICE | GENTHERM INC | 233 | 7771.97 | 2019-03-28 | 0
TX CHILDRENS | BE00131603 | 25F343PRO-A00026 | DENTAL OPERATIVE UNIT | ADEC DENTAL | 343PRO | 7771 | 2035-08-03 | 0
TX CHILDRENS | BE00131601 | 25F343PRO-A00027 | DENTAL OPERATIVE UNIT | ADEC DENTAL | 343PRO | 7771 | 2035-08-03 | 0
TX CHILDRENS | BE00131602 | 25F343PRO-A00028 | DENTAL OPERATIVE UNIT | ADEC DENTAL | 343PRO | 7771 | 2035-08-03 | 0
TX CHILDRENS | BE00010304 | XI120-Q-3024 | MICROSCOPE ACCESSORIES | EXFO PHOTONIC SOLUTIONS DIV. | XI 120-Q | 7770 | 2011-05-26 | 0
TX CHILDRENS | BE00062396 | 14072863 | TABLE, OBSTETRIC | BIODEX MEDICAL SYSTEMS INC | 058-720 | 7770 | 2015-09-18 | 0
TX CHILDRENS | BE00056516 | 1012041-000 | WARMER, BLANKET | ENTHERMICS MEDICAL SYSTEMS | EC1540 | 7765 | 2012-12-04 | 0
TX CHILDRENS | BE00056517 | 1012040-000 | WARMER, BLANKET | ENTHERMICS MEDICAL SYSTEMS | EC1540 | 7765 | 2012-12-04 | 0
TX CHILDRENS | BE00056515 | 1012039-000 | WARMER, BLANKET | ENTHERMICS MEDICAL SYSTEMS | EC1540 | 7765 | 2012-07-10 | 0
TX CHILDRENS | BE00130220 | 3654548 | WARMER, BLANKET | GETINGE USA SALES LLC | GET1850BL | 7764.29 | 2026-05-05 | 0
TX CHILDRENS | BE00130219 | 3654546 | WARMER, BLANKET | GETINGE USA SALES LLC | GET1850BL | 7764.29 | 2026-05-05 | 0
TX CHILDRENS | BE00119695 | 3365709-1 | WARMER, BLANKET | GETINGE USA SALES LLC | GET1850BL | 7764 | 2024-12-18 | 0
TX CHILDRENS | KN224206 | SBG06108695GA | CARDIAC MONITOR W/ RATE ALARM | GE Medical Systems Information Tech Inc | DASH 4000 | 7763.8 | 2007-06-10 | 0
TX CHILDRENS | BE00061845 | V1625940 | TABLE, EXAM | RITTER MIDWEST DIV SYBRON CORP | 230-001 | 7753.9 | 2016-06-02 | 0
TX CHILDRENS | BE00064860 | V1646704 | TABLE, EXAM | RITTER MIDWEST DIV SYBRON CORP | 230-001 | 7753.9 | 2016-08-10 | 0
TX CHILDRENS | BE00064780 | V1646724 | TABLE, EXAM | RITTER MIDWEST DIV SYBRON CORP | 230-001 | 7753.9 | 2016-08-10 | 0
TX CHILDRENS | BE00085163 | 1617509123 | SURGICAL INSTRUMENT MOTOR ACCE | STRYKER CORP | 5400-050-000 | 7750 | 2017-08-09 | 0
TX CHILDRENS | BE00085161 | 1617213093 | SURGICAL INSTRUMENT MOTOR ACCE | STRYKER CORP | 5400-050-000 | 7750 | 2017-08-09 | 0
TX CHILDRENS | BE00117658 | 84985-07 | SPEECH ANALYSIS SYSTEM | PENTAX PRECISION INSTRUMENT CORP | 4500B | 7750 | 2023-08-15 | 0
TX CHILDRENS | BE00085162 | 1617213123 | SURGICAL INSTRUMENT MOTOR ACCE | STRYKER CORP | 5400-050-000 | 7750 | 2017-08-09 | 0
TX CHILDRENS | BE00082849 | 1111513063 | ELECTROSURG CUT & COAG DEVICE | ETHICON US LLC | GEN11 | 7745 | 2017-05-23 | 0
TX CHILDRENS | BE00101556 | BF101012 | FLOWMETER, GAS, CALIBRATED | Fluke Electronics Corporation | VT305 | 7745 | 2018-01-31 | 0
TX CHILDRENS | BE00082850 | 1111532033 | ELECTROSURG CUT & COAG DEVICE | ETHICON US LLC | GEN11 | 7745 | 2017-05-23 | 0
TX CHILDRENS | BE00057876 | IR65100278 | INFUSION PUMP MONITOR | IRADIMED CORPORATION | 3865 | 7728 | 2014-03-10 | 0
TX CHILDRENS | BE00089021 | BD2016070001 | EXERCISE EQUIP, POWERED | METRON MEDICAL PRODUCTS | 1412E | 7722.5 | 2018-04-25 | 0
TX CHILDRENS | BE00012566 | OH24403 | MICROSCOPE | OLYMPUS AMERICA INC | BX43TF | 7714 | 2012-04-06 | 0
TX CHILDRENS | BE00060190 | 3D45054 | MICROSCOPE | OLYMPUS AMERICA INC | BX43F | 7714 | 2014-06-11 | 0
TX CHILDRENS | BE00060193 | 3D45041 | MICROSCOPE | OLYMPUS AMERICA INC | BX43F | 7714 | 2014-06-11 | 0
TX CHILDRENS | BE00063467 | 7415056 | DISPLAY, VIDEO | OLYMPUS AMERICA INC | OEV-262H | 7695 | 2015-12-21 | 0
TX CHILDRENS | BE00115345 | BB24-AUC-51369 | HOMOGENIZER | NEXT ADVANCE, INC. | BULLET BLENDER GOLD | 7695 | 2022-07-01 | 0
TX CHILDRENS | BE00063473 | 7415054 | DISPLAY, VIDEO | OLYMPUS AMERICA INC | OEV-262H | 7695 | 2015-12-21 | 0
TX CHILDRENS | BE00034053 | 13B1X10041000004 | URINE SCREEN | SIEMENS MEDICAL SOLUTIONS USA INC | ADVANTUS | 7692.16 | 2012-09-14 | 0
TX CHILDRENS | BE00014995 | 41198603 | CENTRIFUGE | THERMO FISHER SCIENTIFIC ASHEVILLE LLC | LEGEND XT | 7689.51 | 2012-07-13 | 0
TX CHILDRENS | KN232393 | IPV1C-1189 | VENTILATOR NONCONTINUOUS | PERCUSSION CORP | IPV-1C | 7688 | 2010-01-28 | 0
TX CHILDRENS | KN232394 | IPV1C-1186 | VENTILATOR NONCONTINUOUS | PERCUSSION CORP | IPV-1C | 7688 | 2010-01-28 | 0
TX CHILDRENS | BE00114387 | 204-3-11729 | HYPO/HYPERTHERMIA DEVICE | GENTHERM INC | 233 | 7681.76 | 2021-11-25 | 0
TX CHILDRENS | BE00114392 | 204-3-11725 | HYPO/HYPERTHERMIA DEVICE | GENTHERM INC | 233 | 7681.76 | 2021-11-25 | 0
TX CHILDRENS | BE00114391 | 204-3-11724 | HYPO/HYPERTHERMIA DEVICE | GENTHERM INC | 233 | 7681.76 | 2021-11-25 | 0
TX CHILDRENS | BE00114390 | 204-3-11728 | HYPO/HYPERTHERMIA DEVICE | GENTHERM INC | 233 | 7681.76 | 2021-11-25 | 0
TX CHILDRENS | BE00114389 | 204-3-11726 | HYPO/HYPERTHERMIA DEVICE | GENTHERM INC | 233 | 7681.76 | 2021-11-25 | 0
TX CHILDRENS | BE00114388 | 204-3-11727 | HYPO/HYPERTHERMIA DEVICE | GENTHERM INC | 233 | 7681.76 | 2021-11-25 | 0
TX CHILDRENS | BE00104364 | 42309121 | CENTRIFUGE, REFRIGERATED | THERMO FISHER SCIENTIFIC ASHEVILLE LLC | LEGEND X1R | 7681.2 | 2018-08-31 | 0
TX CHILDRENS | BE00104350 | 42309122 | CENTRIFUGE, REFRIGERATED | THERMO FISHER SCIENTIFIC ASHEVILLE LLC | LEGEND X1R | 7681.2 | 2018-08-31 | 0
TX CHILDRENS | BE00117133 | MD6000 L0975 | NONFETAL ULTRASONIC MONITOR | LABORIE MEDICAL TECHNOLOGIES CORP | MD-6000 | 7673 | 2027-04-28 | 0
TX CHILDRENS | BE00035518 | 12 0980753336 | MICROSCOPE ACCESSORIES | LEJ (LEISTUNGSELEKTRONIK JENA GmbH) | HXP120C | 7673 | 2013-09-20 | 0
TX CHILDRENS | KN225659 | IPV1C-1227 | VENTILATOR NONCONTINUOUS | PERCUSSION CORP | IPV-1C | 7668 | 2010-05-25 | 0
TX CHILDRENS | KN225511 | IPV1C-1214 | VENTILATOR NONCONTINUOUS | PERCUSSION CORP | IPV-1C | 7668 | 2010-03-18 | 0
TX CHILDRENS | KN225660 | IPV1C-1271 | VENTILATOR NONCONTINUOUS | PERCUSSION CORP | IPV-1C | 7668 | 2010-05-25 | 0
TX CHILDRENS | KN225512 | IPV1C-1208 | VENTILATOR NONCONTINUOUS | PERCUSSION CORP | IPV-1C | 7668 | 2010-03-18 | 0
TX CHILDRENS | KN224277 | 6D14778 | MICROSCOPE | OLYMPUS AMERICA INC | BX45TF | 7658.92 | 2007-06-14 | 0
TX CHILDRENS | KN224279 | 6D14792 | MICROSCOPE | OLYMPUS AMERICA INC | BX45TF | 7658.92 | 2007-06-14 | 0
TX CHILDRENS | KN224283 | 6D14804 | MICROSCOPE | OLYMPUS AMERICA INC | BX45TF | 7658.92 | 2007-06-14 | 0
TX CHILDRENS | KN224278 | 6D14775 | MICROSCOPE | OLYMPUS AMERICA INC | BX45TF | 7658.92 | 2007-06-14 | 0
TX CHILDRENS | KN224282 | 6D14802 | MICROSCOPE | OLYMPUS AMERICA INC | BX45TF | 7658.92 | 2007-06-14 | 0
TX CHILDRENS | KN224280 | 6D14796 | MICROSCOPE | OLYMPUS AMERICA INC | BX45TF | 7658.92 | 2007-06-14 | 0
TX CHILDRENS | KN224284 | 6D14780 | MICROSCOPE | OLYMPUS AMERICA INC | BX45TF | 7658.92 | 2007-06-14 | 0
TX CHILDRENS | KN224276 | 6C21763 | MICROSCOPE | OLYMPUS AMERICA INC | BX45TF | 7658.92 | 2007-06-14 | 0
TX CHILDRENS | BE00060583 | 8076767 | WAVELENGTH DETECTOR | DIONEX CORPORATION | MWD-3000 | 7652.1 | 2014-12-29 | 2004.63
TX CHILDRENS | BE00060717 | 8071821 | WAVELENGTH DETECTOR | DIONEX CORPORATION | MWD-3000 | 7652.1 | 2015-03-03 | 2004.63
TX CHILDRENS | BE00060713 | 8071197 | WAVELENGTH DETECTOR | DIONEX CORPORATION | MWD-3000 | 7652.1 | 2015-03-03 | 2004.63
TX CHILDRENS | BE00060586 | 8071321 | WAVELENGTH DETECTOR | DIONEX CORPORATION | MWD-3000 | 7652.1 | 2014-12-29 | 2004.63
TX CHILDRENS | BE00116885 | 31758 | PROCESSOR, FILM | AFP IMAGING CORPORATION | MINI-MED 90 | 7642.67 | 2023-03-01 | 0
TX CHILDRENS | BE00116886 | 31759 | PROCESSOR, FILM | AFP IMAGING CORPORATION | MINI-MED 90 | 7642.67 | 2023-03-01 | 0
TX CHILDRENS | BE00083487 | 15M00MLX5996 | LIGHT SOURCE | LUXTEC CORP | MLX 300 | 7626.53 | 2017-09-05 | 0
TX CHILDRENS | BE00087981 | 16H00MLX7430 | LIGHT SOURCE | LUXTEC CORP | MLX 300 | 7626.53 | 2018-04-10 | 0
TX CHILDRENS | BE00083488 | 15M00MLX5997 | LIGHT SOURCE | LUXTEC CORP | MLX 300 | 7626.53 | 2017-09-05 | 0
TX CHILDRENS | BE00087980 | 16H00MLX7429 | LIGHT SOURCE | LUXTEC CORP | MLX 300 | 7626.53 | 2018-04-10 | 0
TX CHILDRENS | BE00087978 | 16H00MLX7419 | LIGHT SOURCE | LUXTEC CORP | MLX 300 | 7626.53 | 2018-04-10 | 0
TX CHILDRENS | BE00087893 | 16H00MLX7432 | LIGHT SOURCE | LUXTEC CORP | MLX 300 | 7626.53 | 2018-04-10 | 0
TX CHILDRENS | BE00087984 | 16H00MLX7436 | LIGHT SOURCE | LUXTEC CORP | MLX 300 | 7626.53 | 2018-04-10 | 0
TX CHILDRENS | BE00087982 | 16H00MLX7431 | LIGHT SOURCE | LUXTEC CORP | MLX 300 | 7626.53 | 2018-04-10 | 0
TX CHILDRENS | BE00087985 | 16H00MLX7439 | LIGHT SOURCE | LUXTEC CORP | MLX 300 | 7626.53 | 2018-04-10 | 0
TX CHILDRENS | BE00082792 | 15L00MLX5925 | LIGHT SOURCE | LUXTEC CORP | MLX 300 | 7626.5 | 2017-05-15 | 0
TX CHILDRENS | BE00082793 | 15L00MLX5926 | LIGHT SOURCE | LUXTEC CORP | MLX 300 | 7626.5 | 2017-05-15 | 0
TX CHILDRENS | BE00115495 | 51080552-0521 | CRYO EMBEDDING CONSOLE | SAKURA FINETEK USA INC | TEC 6 CM-A1 | 7625 | 2022-07-11 | 0
TX CHILDRENS | BE00083479 | SVP265L0163 | DISPLAY, VIDEO | STRYKER CORP | VISIONPRO SYNK | 7625 | 2018-09-05 | 0
TX CHILDRENS | BE00115496 | 51080551-0521 | TISSUE EMBEDDING CONSOLE | SAKURA FINETEK USA INC | TEC 6 EM-A1 | 7625 | 2022-07-11 | 0
TX CHILDRENS | BE00060579 | 76771 | SURGICAL INSTRUMENT MOTOR ACCE | MEDTRONIC XOMED INC | 1898001 | 7615.65 | 2014-12-26 | 0
TX CHILDRENS | BE00060580 | 76770 | SURGICAL INSTRUMENT MOTOR ACCE | MEDTRONIC XOMED INC | 1898001 | 7615.65 | 2014-12-26 | 0
TX CHILDRENS | BE00060578 | 76772 | SURGICAL INSTRUMENT MOTOR ACCE | MEDTRONIC XOMED INC | 1898001 | 7615.65 | 2014-12-26 | 0
TX CHILDRENS | BE00060593 | 76769 | SURGICAL INSTRUMENT MOTOR ACCE | MEDTRONIC XOMED INC | 1898001 | 7615.65 | 2014-12-26 | 0
TX CHILDRENS | BE00065468 | SJA15372159HA | CARDIAC MONITOR W/ RATE ALARM | GE Medical Systems Information Tech Inc | B450 | 7610.07 | 2016-09-21 | 0
TX CHILDRENS | BE00086515 | 171-3-06429 | HYPO/HYPERTHERMIA DEVICE | GENTHERM INC | 233 | 7600 | 2018-10-01 | 0
TX CHILDRENS | BE00086516 | 171-3-06430 | HYPO/HYPERTHERMIA DEVICE | GENTHERM INC | 233 | 7600 | 2018-10-01 | 0
TX CHILDRENS | BE00085303 | 15-041154 | COLPOSCOPE | LEISEGANG | OPTIK1 (1DL-LED) | 7600 | 2017-09-11 | 0
TX CHILDRENS | BE00035285 | 6809797 | SMART ANESTHESIA MULTI-GAS MODULE | GE Medical Systems Information Tech Inc | E-CAiO | 7600 | 2013-07-02 | 0
TX CHILDRENS | BE00059993 | SA313304385GA | LIM SUPERCARTRIDGE ECG BP TMP | GE Medical Systems Information Tech Inc | PDM | 7600 | 2012-04-14 | 0
TX CHILDRENS | BE00059995 | SA313304397GA | LIM SUPERCARTRIDGE ECG BP TMP | GE Medical Systems Information Tech Inc | PDM | 7600 | 2012-04-14 | 0
TX CHILDRENS | BE00086514 | 171-3-06428 | HYPO/HYPERTHERMIA DEVICE | GENTHERM INC | 233 | 7600 | 2018-10-01 | 0
TX CHILDRENS | BE00059898 | SA313303947GA | LIM SUPERCARTRIDGE ECG BP TMP | GE Medical Systems Information Tech Inc | PDM | 7600 | 2012-04-14 | 0
TX CHILDRENS | BE00059899 | SA313303990GA | LIM SUPERCARTRIDGE ECG BP TMP | GE Medical Systems Information Tech Inc | PDM | 7600 | 2012-04-14 | 0
TX CHILDRENS | BE00059996 | SA313304399GA | LIM SUPERCARTRIDGE ECG BP TMP | GE Medical Systems Information Tech Inc | PDM | 7600 | 2012-04-14 | 0
TX CHILDRENS | BE00059897 | SA313303932GA | LIM SUPERCARTRIDGE ECG BP TMP | GE Medical Systems Information Tech Inc | PDM | 7600 | 2012-04-14 | 0
TX CHILDRENS | KN180702 | CAHR 00399 | VENTILATOR CONTINUOUS | DATEX-OHMEDA INC | 7810 | 7600 | 1989-12-19 | 0
TX CHILDRENS | BE00060475 | SA313304373GA | LIM SUPERCARTRIDGE ECG BP TMP | GE Medical Systems Information Tech Inc | PDM | 7600 | 2012-04-14 | 0
TX CHILDRENS | BE00060465 | SA313304291GA | LIM SUPERCARTRIDGE ECG BP TMP | GE Medical Systems Information Tech Inc | PDM | 7600 | 2012-04-14 | 0
TX CHILDRENS | BE00059994 | SA313304395GA | LIM SUPERCARTRIDGE ECG BP TMP | GE Medical Systems Information Tech Inc | PDM | 7600 | 2012-04-14 | 0
TX CHILDRENS | BE00060466 | SA313304304GA | LIM SUPERCARTRIDGE ECG BP TMP | GE Medical Systems Information Tech Inc | PDM | 7600 | 2012-04-14 | 0
TX CHILDRENS | BE00060467 | SA313304283GA | LIM SUPERCARTRIDGE ECG BP TMP | GE Medical Systems Information Tech Inc | PDM | 7600 | 2012-04-14 | 0
TX CHILDRENS | BE00059900 | SA313304038GA | LIM SUPERCARTRIDGE ECG BP TMP | GE Medical Systems Information Tech Inc | PDM | 7600 | 2012-04-14 | 0
TX CHILDRENS | BE00014455 | 1002-053 | ANEROBIC INSTRUMENT | SPIRAL BIOTECH | ANOXOMAT AN2CTS | 7595.25 | 2012-03-09 | 0
TX CHILDRENS | BE00120465 | 701010 | MICROSCOPE | NIKON INSTRUMENT INC | ECLIPSE Ci-L PLUS | 7590.56 | 2023-06-07 | 0
TX CHILDRENS | BE00114179 | 20071084 | TABLE, TILTING, EPS | BIODEX MEDICAL SYSTEMS INC | 058-700 | 7582.5 | 2021-12-03 | 0
TX CHILDRENS | BE00114178 | 20071085 | TABLE, TILTING, EPS | BIODEX MEDICAL SYSTEMS INC | 058-700 | 7582.5 | 2021-12-03 | 0
TX CHILDRENS | BE00114177 | 20071086 | TABLE, TILTING, EPS | BIODEX MEDICAL SYSTEMS INC | 058-700 | 7582.5 | 2021-12-03 | 0
TX CHILDRENS | BE00114180 | 20071083 | TABLE, TILTING, EPS | BIODEX MEDICAL SYSTEMS INC | 058-700 | 7582.5 | 2021-12-03 | 0
TX CHILDRENS | KN215747 | 116101 | LIGHT SOURCE | LUXTEC CORP | 9300XSP | 7574 | 2002-12-04 | 0
TX CHILDRENS | KN215745 | 114001 | LIGHT SOURCE | LUXTEC CORP | 9300XSP | 7574 | 2002-12-04 | 0
TX CHILDRENS | KN215748 | 110101 | LIGHT SOURCE | LUXTEC CORP | 9300XSP | 7574 | 2002-12-04 | 0
TX CHILDRENS | BE00106331 | 350-00087 | LIGHT SOURCE | SUNOPTIC TECHNOLOGIES (CUDA) | TX350A | 7573.5 | 2019-02-18 | 0
TX CHILDRENS | BE00106332 | 350-00122 | LIGHT SOURCE | SUNOPTIC TECHNOLOGIES (CUDA) | TX350A | 7573.5 | 2019-02-18 | 0
TX CHILDRENS | BE00106333 | 350-00123 | LIGHT SOURCE | SUNOPTIC TECHNOLOGIES (CUDA) | TX350A | 7573.5 | 2019-02-18 | 0
TX CHILDRENS | BE00106334 | 350-00124 | LIGHT SOURCE | SUNOPTIC TECHNOLOGIES (CUDA) | TX350A | 7573.5 | 2019-02-18 | 0
TX CHILDRENS | BE00062480 | 2000069 | TREADMILL AND ACCESSORIES | SPORTS ART AMERICA | T652M | 7560.75 | 2015-10-16 | 0
TX CHILDRENS | BE00062473 | 2000068 | TREADMILL AND ACCESSORIES | SPORTS ART AMERICA | T652M | 7560.75 | 2015-10-16 | 0
TX CHILDRENS | KN226007 | SBL07149339GA | MAINFRAME, PATIENT MONITORING | GE Medical Systems Information Tech Inc | SOLAR 8000i | 7557 | 2010-06-11 | 0
TX CHILDRENS | KN226006 | SBL07149338GA | MAINFRAME, PATIENT MONITORING | GE Medical Systems Information Tech Inc | SOLAR 8000i | 7557 | 2010-06-11 | 0
TX CHILDRENS | KN226010 | SBL07149342GA | MAINFRAME, PATIENT MONITORING | GE Medical Systems Information Tech Inc | SOLAR 8000i | 7557 | 2010-06-11 | 0
TX CHILDRENS | KN226012 | SBL07159344GA | MAINFRAME, PATIENT MONITORING | GE Medical Systems Information Tech Inc | SOLAR 8000i | 7557 | 2010-06-11 | 0
TX CHILDRENS | KN226011 | SBL07159343GA | MAINFRAME, PATIENT MONITORING | GE Medical Systems Information Tech Inc | SOLAR 8000i | 7557 | 2010-06-11 | 0
TX CHILDRENS | KN226008 | SBL07149340GA | MAINFRAME, PATIENT MONITORING | GE Medical Systems Information Tech Inc | SOLAR 8000i | 7557 | 2010-06-11 | 0
TX CHILDRENS | KN226013 | SBL07159345GA | MAINFRAME, PATIENT MONITORING | GE Medical Systems Information Tech Inc | SOLAR 8000i | 7557 | 2010-06-11 | 0
TX CHILDRENS | KN226009 | SBL07149341GA | MAINFRAME, PATIENT MONITORING | GE Medical Systems Information Tech Inc | SOLAR 8000i | 7557 | 2010-06-11 | 0
TX CHILDRENS | FA43893 | 101701 | LIGHT SOURCE | LUXTEC CORP | 9300XSP | 7553 | 2003-02-21 | 0
TX CHILDRENS | KN230003 | 07-188-01-001 | ORBITER | GETINGE USA SALES LLC | ESMD230 | 7539.25 | 2008-03-20 | 0
TX CHILDRENS | KN230002 | 07-188-01-003 | ORBITER | GETINGE USA SALES LLC | ESMD230 | 7539.25 | 2008-03-20 | 0
TX CHILDRENS | BE00102294 | 103070906 | ORBITER | Trumpf Medical Systems Inc Do Not Use | VIDIAPORT 3000 | 7537.5 | 2020-04-08 | 0
TX CHILDRENS | BE00102295 | 103081140 | ORBITER | Trumpf Medical Systems Inc Do Not Use | VIDIAPORT 3000 | 7537.5 | 2020-04-08 | 0
TX CHILDRENS | BE00102300 | 103081130 | ORBITER | Trumpf Medical Systems Inc Do Not Use | VIDIAPORT 3000 | 7537.5 | 2020-04-08 | 0
TX CHILDRENS | BE00102298 | 103081136 | ORBITER | Trumpf Medical Systems Inc Do Not Use | VIDIAPORT 3000 | 7537.5 | 2020-04-08 | 0
TX CHILDRENS | BE00102303 | 103070908 | ORBITER | Trumpf Medical Systems Inc Do Not Use | VIDIAPORT 3000 | 7537.5 | 2020-04-08 | 0
TX CHILDRENS | BE00102302 | 103081138 | ORBITER | Trumpf Medical Systems Inc Do Not Use | VIDIAPORT 3000 | 7537.5 | 2020-04-08 | 0
TX CHILDRENS | BE00102292 | 103081137 | ORBITER | Trumpf Medical Systems Inc Do Not Use | VIDIAPORT 3000 | 7537.5 | 2020-04-08 | 0
TX CHILDRENS | BE00102299 | 103081131 | ORBITER | Trumpf Medical Systems Inc Do Not Use | VIDIAPORT 3000 | 7537.5 | 2020-04-08 | 0
TX CHILDRENS | BE00102291 | 103081133 | ORBITER | Trumpf Medical Systems Inc Do Not Use | VIDIAPORT 3000 | 7537.5 | 2020-04-08 | 0
TX CHILDRENS | BE00102297 | 103081135 | ORBITER | Trumpf Medical Systems Inc Do Not Use | VIDIAPORT 3000 | 7537.5 | 2020-04-08 | 0
TX CHILDRENS | BE00102293 | 103070907 | ORBITER | Trumpf Medical Systems Inc Do Not Use | VIDIAPORT 3000 | 7537.5 | 2020-04-08 | 0
TX CHILDRENS | BE00102296 | 103081139 | ORBITER | Trumpf Medical Systems Inc Do Not Use | VIDIAPORT 3000 | 7537.5 | 2020-04-08 | 0
TX CHILDRENS | BE00102301 | 103081132 | ORBITER | Trumpf Medical Systems Inc Do Not Use | VIDIAPORT 3000 | 7537.5 | 2020-04-08 | 0
TX CHILDRENS | BE00102304 | 103081134 | ORBITER | Trumpf Medical Systems Inc Do Not Use | VIDIAPORT 3000 | 7537.5 | 2020-04-08 | 0
TX CHILDRENS | BE00058627 | 5805B 0563788 | CENTRIFUGE, REFRIGERATED | Eppendorf North America Inc | 5804R | 7526.5 | 2014-04-07 | 0
TX CHILDRENS | BE00011461 | 6277 | WATER PURIFIER | GAMBRO INC. | WRO 300 | 7522.65 | 2011-09-01 | 0
TX CHILDRENS | BE00011462 | 6278 | WATER PURIFIER | GAMBRO INC. | WRO 300 | 7522.65 | 2011-09-01 | 0
TX CHILDRENS | BE00104294 | SNE18322005SA | CARDIAC MONITOR W/ RATE ALARM | GE Medical Systems Information Tech Inc | B450 | 7517.92 | 2019-12-11 | 0
TX CHILDRENS | KN230034 | V915140303 | MICROTOME | VIBRATOME | 3000 | 7502.5 | 2007-06-29 | 0
TX CHILDRENS | KN228514 | 41680 | OXIMETER | INTERNATIONAL TECHNIDYNE CORP. | 4000 | 7500 | 2009-08-26 | 0
TX CHILDRENS | BE00034451 | C11557 | ELECTROSURG CUT & COAG DEVICE | ARTHROCARE CORP | COBLATOR II | 7500 | 2012-10-27 | 0
TX CHILDRENS | BE00111961 | FFK0259 | ELECTROSURG CUT & COAG DEVICE | ARTHROCARE CORP | COBLATOR II | 7500 | 2020-10-03 | 0
TX CHILDRENS | BE00130819 | VT25450 | ANESTHESIA MONITOR | ASPECT MEDICAL SYSTEMS | BIS VISTA | 7500 | 2026-06-02 | 0
TX CHILDRENS | BE00128635 | CA0P000W9 | ELECTROSURG CUT & COAG DEVICE | ARTHROCARE CORP | COBLATOR II | 7500 | 2020-10-16 | 0
TX CHILDRENS | BE00120552 | VT57243 | ANESTHESIA MONITOR | ASPECT MEDICAL SYSTEMS | BIS VISTA | 7500 | 2013-02-07 | 0
TX CHILDRENS | BE00014240 | 0H22896 | MICROSCOPE | OLYMPUS AMERICA INC | BX43F | 7500 | 2011-03-21 | 0
TX CHILDRENS | BE00116649 | CA0N0000N9 | ELECTROSURG CUT & COAG DEVICE | ARTHROCARE CORP | COBLATOR II | 7500 | 2023-03-27 | 0
TX CHILDRENS | BE00116521 | FFK0946 | ELECTROSURG CUT & COAG DEVICE | ARTHROCARE CORP | COBLATOR II | 7500 | 2023-06-07 | 0
TX CHILDRENS | KN7000747 | 175320 | MICROSCOPE | NIKON INSTRUMENT INC | YS2T | 7500 | 1999-08-04 | 0
TX CHILDRENS | BE00036274 | 1D06418 | MICROSCOPE | OLYMPUS AMERICA INC | BX43F | 7500 | 2012-10-24 | 0
TX CHILDRENS | BE00130820 | VT23309 | ANESTHESIA MONITOR | ASPECT MEDICAL SYSTEMS | BIS VISTA | 7500 | 2026-06-02 | 0
TX CHILDRENS | BE00120227 | VT02900 | ANESTHESIA MONITOR | ASPECT MEDICAL SYSTEMS | BIS VISTA | 7500 | 2024-05-31 | 0
TX CHILDRENS | KN228513 | 41702 | OXIMETER | INTERNATIONAL TECHNIDYNE CORP. | 4000 | 7500 | 2009-08-26 | 0
TX CHILDRENS | KN182388 | K49AS | TEST EQUIPMENT,NON-PATIENT | TIMETER INSTRUMENT CORP. | RT200 | 7500 | 1989-12-11 | 0
TX CHILDRENS | KN228519 | 41682 | OXIMETER | INTERNATIONAL TECHNIDYNE CORP. | 4000 | 7500 | 2009-08-26 | 0
TX CHILDRENS | BE00115309 | VT14296 | ANESTHESIA MONITOR | ASPECT MEDICAL SYSTEMS | BIS VISTA | 7500 | 2013-02-07 | 0
TX CHILDRENS | BE00038728 | VT18178 | ANESTHESIA MONITOR | ASPECT MEDICAL SYSTEMS | BIS VISTA | 7500 | 2013-02-07 | 0
TX CHILDRENS | BE00127443 | FFK1014 | ELECTROSURG CUT & COAG DEVICE | ARTHROCARE CORP | COBLATOR II | 7500 | 2010-08-10 | 0
TX CHILDRENS | BE00063008 | C0109640 | HYBRIDIZER | AFFYMETRIX INC | HYBOVEN 645 | 7500 | 2015-11-18 | 0
TX CHILDRENS | KN7000727 | 9G280059-1-B | ELECTROPHORESIS PWR. SUPPLY | EC APPARATUS CORP | EC4000P | 7500 | 1999-08-04 | 0
TX CHILDRENS | BE00120252 | VT34419 | ANESTHESIA MONITOR | ASPECT MEDICAL SYSTEMS | BIS VISTA | 7500 | 2028-05-22 | 0
TX CHILDRENS | BE00035990 | H51185A1301 | TISSUE EMBEDDING CONSOLE | THERMO FISHER SCIENTIFIC ASHEVILLE LLC | HISTOSTAR AB1000101 | 7499 | 2007-02-07 | 0
TX CHILDRENS | BE00012680 | HB6763 | MICROSCOPE | NIKON INSTRUMENT INC | ECLIPSE 55i | 7498.55 | 2012-04-07 | 0
TX CHILDRENS | BE00014304 | HB6772 | MICROSCOPE | NIKON INSTRUMENT INC | ECLIPSE 55i | 7498.55 | 2012-03-20 | 0
TX CHILDRENS | BE00012702 | HB6765 | MICROSCOPE | NIKON INSTRUMENT INC | ECLIPSE 55i | 7498.55 | 2012-04-07 | 0
TX CHILDRENS | BE00012704 | HB6769 | MICROSCOPE | NIKON INSTRUMENT INC | ECLIPSE 55i | 7498.55 | 2012-04-07 | 0
TX CHILDRENS | BE00033022 | HB6758 | MICROSCOPE | NIKON INSTRUMENT INC | ECLIPSE 55i | 7498.55 | 2012-03-20 | 0
TX CHILDRENS | BE00012703 | HB6766 | MICROSCOPE | NIKON INSTRUMENT INC | ECLIPSE 55i | 7498.55 | 2012-04-07 | 0
TX CHILDRENS | KN210632 | J0DJ4424G | CARDIAC MONITOR W/ RATE ALARM | GE Medical Systems Information Tech Inc | DASH 3000 | 7495.5 | 2006-07-01 | 0
TX CHILDRENS | BE00111376 | DJH035073P | PACEMAKER, EXTERNAL | MEDTRONIC, INC. | 5392 | 7495 | 2020-06-03 | 0
TX CHILDRENS | BE00087463 | CT024685 | DNA THERMAL CYCLER | BIO RAD LABORATORIES INC | C1000 TOUCH | 7495 | 2018-04-19 | 2822
TX CHILDRENS | BE00109157 | DJH026869P | PACEMAKER, EXTERNAL | MEDTRONIC, INC. | 5392 | 7495 | 2019-06-13 | 0
TX CHILDRENS | BE00111384 | DJH035085P | PACEMAKER, EXTERNAL | MEDTRONIC, INC. | 5392 | 7495 | 2020-06-03 | 0
TX CHILDRENS | BE00111383 | DJH035084P | PACEMAKER, EXTERNAL | MEDTRONIC, INC. | 5392 | 7495 | 2020-06-03 | 0
TX CHILDRENS | BE00035515 | 12090112 | TREADMILL AND ACCESSORIES | BIODEX MEDICAL SYSTEMS INC | RTM-600 | 7495 | 2013-09-18 | 0
TX CHILDRENS | BE00111386 | DJH035087P | PACEMAKER, EXTERNAL | MEDTRONIC, INC. | 5392 | 7495 | 2020-06-03 | 0
TX CHILDRENS | BE00111375 | DJH035071P | PACEMAKER, EXTERNAL | MEDTRONIC, INC. | 5392 | 7495 | 2020-06-03 | 0
TX CHILDRENS | BE00111373 | DJH035063P | PACEMAKER, EXTERNAL | MEDTRONIC, INC. | 5392 | 7495 | 2020-06-03 | 0
TX CHILDRENS | BE00111390 | DJH035093P | PACEMAKER, EXTERNAL | MEDTRONIC, INC. | 5392 | 7495 | 2020-06-03 | 0
TX CHILDRENS | BE00111392 | DJH035095P | PACEMAKER, EXTERNAL | MEDTRONIC, INC. | 5392 | 7495 | 2020-06-03 | 0
TX CHILDRENS | BE00111379 | DJH035077P | PACEMAKER, EXTERNAL | MEDTRONIC, INC. | 5392 | 7495 | 2020-06-03 | 0
TX CHILDRENS | BE00064010 | DJH007941P | PACEMAKER, EXTERNAL | MEDTRONIC, INC. | 5392 | 7495 | 2016-04-21 | 0
TX CHILDRENS | BE00111385 | DJH035086P | PACEMAKER, EXTERNAL | MEDTRONIC, INC. | 5392 | 7495 | 2020-06-03 | 0
TX CHILDRENS | BE00111382 | DJH035082P | PACEMAKER, EXTERNAL | MEDTRONIC, INC. | 5392 | 7495 | 2020-06-03 | 0
TX CHILDRENS | BE00111388 | DJH035090P | PACEMAKER, EXTERNAL | MEDTRONIC, INC. | 5392 | 7495 | 2020-06-03 | 0
TX CHILDRENS | BE00111393 | DJH035096P | PACEMAKER, EXTERNAL | MEDTRONIC, INC. | 5392 | 7495 | 2020-06-03 | 0
TX CHILDRENS | BE00109159 | DJH026866P | PACEMAKER, EXTERNAL | MEDTRONIC, INC. | 5392 | 7495 | 2019-06-13 | 0
TX CHILDRENS | BE00111378 | DJH035076P | PACEMAKER, EXTERNAL | MEDTRONIC, INC. | 5392 | 7495 | 2020-06-03 | 0
TX CHILDRENS | BE00111374 | DJH035070P | PACEMAKER, EXTERNAL | MEDTRONIC, INC. | 5392 | 7495 | 2020-06-03 | 0
TX CHILDRENS | BE00111389 | DJH035091P | PACEMAKER, EXTERNAL | MEDTRONIC, INC. | 5392 | 7495 | 2020-06-03 | 0
TX CHILDRENS | BE00111391 | DJH035094P | PACEMAKER, EXTERNAL | MEDTRONIC, INC. | 5392 | 7495 | 2020-06-03 | 0
TX CHILDRENS | BE00111381 | DJH035081P | PACEMAKER, EXTERNAL | MEDTRONIC, INC. | 5392 | 7495 | 2020-06-03 | 0
TX CHILDRENS | BE00111387 | DJH035088P | PACEMAKER, EXTERNAL | MEDTRONIC, INC. | 5392 | 7495 | 2020-06-03 | 0
TX CHILDRENS | BE00109158 | DJH026867P | PACEMAKER, EXTERNAL | MEDTRONIC, INC. | 5392 | 7495 | 2019-06-13 | 0
TX CHILDRENS | BE00111377 | DJH035075P | PACEMAKER, EXTERNAL | MEDTRONIC, INC. | 5392 | 7495 | 2020-06-03 | 0
TX CHILDRENS | BE00103526 | 42148816 | CENTRIFUGE, REFRIGERATED | THERMO FISHER SCIENTIFIC ASHEVILLE LLC | SORVALL ST 16R | 7490 | 2018-08-31 | 0
TX CHILDRENS | BE00082911 | 5428FG622354 | CENTRIFUGE, REFRIGERATED | Eppendorf North America Inc | 5430R | 7488 | 2017-06-19 | 0
TX CHILDRENS | KN227996 | 015725 | PCR WORK STATION | Eppendorf North America Inc | 5345 | 7474.43 | 2008-04-13 | 0
TX CHILDRENS | BE00104211 | 2018000300483 | CHAIR, POWERED CLINICAL | STRYKER CORP | TRURIZE | 7462 | 2019-10-23 | 0
TX CHILDRENS | BE00104212 | 2018000300482 | CHAIR, POWERED CLINICAL | STRYKER CORP | TRURIZE | 7462 | 2019-10-23 | 0
TX CHILDRENS | BE00124321 | 754337 | WARMING/COOLING UNIT | R ROSS SHAFER ENTERPRISE LLC | COOLSHIRT SYSTEM | 7461.9 | 2024-10-26 | 0
TX CHILDRENS | BE00123876 | 754335 | WARMING/COOLING UNIT | R ROSS SHAFER ENTERPRISE LLC | COOLSHIRT SYSTEM | 7461.9 | 2024-10-26 | 0
TX CHILDRENS | BE00123875 | 754333 | WARMING/COOLING UNIT | R ROSS SHAFER ENTERPRISE LLC | COOLSHIRT SYSTEM | 7461.9 | 2024-10-26 | 0
TX CHILDRENS | BE00123390 | DJH055427P | PACEMAKER, EXTERNAL | MEDTRONIC, INC. | 5392 | 7460 | 2025-03-28 | 0
TX CHILDRENS | BE00123391 | DJH055430P | PACEMAKER, EXTERNAL | MEDTRONIC, INC. | 5392 | 7460 | 2025-03-28 | 0
TX CHILDRENS | BE00011740 | 42033593 | CENTRIFUGE | THERMO FISHER SCIENTIFIC ASHEVILLE LLC | LEGEND X1 | 7454.75 | 2017-12-18 | 0
TX CHILDRENS | BE00118763 | 110293 | SURGICAL CAMERA & ACCESSORIES | PANASONIC | GP-UH332C | 7450 | 2024-01-29 | 0
TX CHILDRENS | BE00118762 | 110285 | SURGICAL CAMERA & ACCESSORIES | PANASONIC | GP-UH332C | 7450 | 2024-01-29 | 0
TX CHILDRENS | BE00118761 | 080253 | SURGICAL CAMERA & ACCESSORIES | PANASONIC | GP-US932CA | 7450 | 2024-01-29 | 0
TX CHILDRENS | BE00082521 | G4593 | HEMATOLOGY ANALYZER | SYSMEX AMERICA INC | POCH-100i | 7450 | 2017-03-31 | 0
TX CHILDRENS | BE00121278 | 101208 | ULTRASOUND, COLOR FLOW | THE PROMETHEUS GROUP | GP-C01 | 7450 | 2024-10-09 | 0
TX CHILDRENS | BE00108064 | 17120786 | TABLE, TILTING, EPS | BIODEX MEDICAL SYSTEMS INC | 058-700 | 7448 | 2020-12-09 | 0
TX CHILDRENS | BE00086364 | 17020684 | TABLE, TILTING, EPS | BIODEX MEDICAL SYSTEMS INC | 058-700 | 7448 | 2018-03-15 | 0
TX CHILDRENS | BE00108062 | 17120791 | TABLE, TILTING, EPS | BIODEX MEDICAL SYSTEMS INC | 058-700 | 7448 | 2020-12-09 | 0
TX CHILDRENS | BE00108066 | 17120788 | TABLE, TILTING, EPS | BIODEX MEDICAL SYSTEMS INC | 058-700 | 7448 | 2020-12-09 | 0
TX CHILDRENS | BE00108063 | 17120785 | TABLE, TILTING, EPS | BIODEX MEDICAL SYSTEMS INC | 058-700 | 7448 | 2020-12-09 | 0
TX CHILDRENS | BE00108065 | 17120790 | TABLE, TILTING, EPS | BIODEX MEDICAL SYSTEMS INC | 058-700 | 7448 | 2020-12-09 | 0
TX CHILDRENS | BE00110371 | 18060857 | TABLE, TILTING, EPS | BIODEX MEDICAL SYSTEMS INC | 058-700 | 7448 | 2019-07-30 | 0
TX CHILDRENS | BE00110372 | 18060860 | TABLE, TILTING, EPS | BIODEX MEDICAL SYSTEMS INC | 058-700 | 7448 | 2019-07-30 | 0
TX CHILDRENS | KN223348 | JA105252206GA | CENTRAL STATION, MONITORING | GE Medical Systems Information Tech Inc | CIC | 7442 | 2010-09-12 | 0
TX CHILDRENS | KN223346 | JA105242169GA | CENTRAL STATION, MONITORING | GE Medical Systems Information Tech Inc | CIC | 7442 | 2010-09-12 | 0
TX CHILDRENS | KN223345 | JA105201996GA | CENTRAL STATION, MONITORING | GE Medical Systems Information Tech Inc | CIC | 7442 | 2010-09-12 | 0
TX CHILDRENS | BE00109406 | 60335-1-11 | TREADMILL AND ACCESSORIES | ADVANCED HEALTHSTYLES FITNESS EQUIPMENT INC | 95T DISCOVER | 7438 | 2019-08-16 | 0
TX CHILDRENS | BE00112950 | 114285 | SLIDE STAINER, AUTOMATED | SIEMENS MEDICAL SOLUTIONS USA INC | HEMATEK 3000 | 7436 | 2022-03-15 | 0
TX CHILDRENS | BE00014645 | IPV1C-1662 | VENTILATOR NONCONTINUOUS | PERCUSSION CORP | IPV-1C | 7425.76 | 2012-04-19 | 0
TX CHILDRENS | BE00014646 | IPV1C-1665 | VENTILATOR NONCONTINUOUS | PERCUSSION CORP | IPV-1C | 7425.76 | 2012-04-19 | 0
TX CHILDRENS | BE00010879 | IPV1C-1436 | VENTILATOR NONCONTINUOUS | PERCUSSION CORP | IPV-1C | 7416.54 | 2011-04-07 | 0
TX CHILDRENS | BE00011297 | IPV1C-1465 | VENTILATOR NONCONTINUOUS | PERCUSSION CORP | IPV-1C | 7416.54 | 2011-06-23 | 0
TX CHILDRENS | BE00010878 | IPV1C-1400 | VENTILATOR NONCONTINUOUS | PERCUSSION CORP | IPV-1C | 7416.54 | 2011-04-07 | 0
TX CHILDRENS | BE00011298 | IPV1C-1466 | VENTILATOR NONCONTINUOUS | PERCUSSION CORP | IPV-1C | 7416.54 | 2011-06-23 | 0
TX CHILDRENS | BE00034005 | 41197385 | CENTRIFUGE, REFRIGERATED | THERMO FISHER SCIENTIFIC ASHEVILLE LLC | LEGEND X1R | 7413.86 | 2016-08-15 | 0
TX CHILDRENS | BE00034006 | 41226858 | CENTRIFUGE, REFRIGERATED | THERMO FISHER SCIENTIFIC ASHEVILLE LLC | LEGEND X1R | 7413.86 | 2016-05-22 | 0
TX CHILDRENS | BE00012033 | FV-9596 | TREADMILL AND ACCESSORIES | FULL VISION INC. | TMX425CP | 7413.09 | 2011-04-01 | 0
TX CHILDRENS | BE00128770 | 2153537 | PLASMA THAWING DEVICE | HELMER LABS INC | DH8 | 7411.42 | 2025-09-19 | 0
TX CHILDRENS | KN205940 | 16212 | AUTOMATED MEDICATION DISPENSER | OMNICELL INC | OMNI RX REF | 7407.2 | 2001-12-15 | 0
TX CHILDRENS | KN205939 | 16213 | AUTOMATED MEDICATION DISPENSER | OMNICELL INC | OMNI RX REF | 7407.2 | 2001-12-15 | 0
TX CHILDRENS | BE00130195 | BFLD874 | COMPUTER & PERIPHERALS | DELL MARKETING LP | PRECISION 5860 | 7403.24 | 2026-03-31 | 0
TX CHILDRENS | BE00115691 | 9870-00301 | LIGHT SOURCE | BFW INC. | 9870 | 7400 | 2022-03-15 | 0
TX CHILDRENS | BE00034585 | 11080125 | TABLE, TILTING, EPS | BIODEX MEDICAL SYSTEMS INC | 058-700 | 7396 | 2012-12-12 | 0
TX CHILDRENS | BE00034586 | 11110149 | TABLE, TILTING, EPS | BIODEX MEDICAL SYSTEMS INC | 058-700 | 7396 | 2012-12-12 | 0
TX CHILDRENS | BE00010300 | IPV1C-1316 | VENTILATOR NONCONTINUOUS | PERCUSSION CORP | IPV-1C | 7391 | 2010-11-16 | 0
TX CHILDRENS | BE00010299 | IPV1C-1317 | VENTILATOR NONCONTINUOUS | PERCUSSION CORP | IPV-1C | 7391 | 2010-11-16 | 0
TX CHILDRENS | BE00126015 | V2589730 | CHAIR, EXAM | RITTER MIDWEST DIV SYBRON CORP | 626-001 | 7383.24 | 2025-02-23 | 0
TX CHILDRENS | BE00122962 | V2589716 | CHAIR, EXAM | RITTER MIDWEST DIV SYBRON CORP | 626-001 | 7383.24 | 2025-02-23 | 0
TX CHILDRENS | BE00109671 | L20435654635 | PUMP, HPLC | SHIMADZU SCIENTIFIC INSTRUMENT | LC-20ADXR | 7380.82 | 2020-01-10 | 1078.91
TX CHILDRENS | BE00109672 | L20435654636 | PUMP, HPLC | SHIMADZU SCIENTIFIC INSTRUMENT | LC-20ADXR | 7380.82 | 2020-01-10 | 1078.91
TX CHILDRENS | KN228347 | SE408426188GA | MAINFRAME, PATIENT MONITORING | GE Medical Systems Information Tech Inc | SOLAR 8000i | 7372.25 | 2012-01-02 | 0
TX CHILDRENS | KN228348 | SE408426189GA | MAINFRAME, PATIENT MONITORING | GE Medical Systems Information Tech Inc | SOLAR 8000i | 7372.25 | 2012-01-02 | 0
TX CHILDRENS | BE00063283 | 14092886 | TABLE, OBSTETRIC | BIODEX MEDICAL SYSTEMS INC | 058-720 | 7369.94 | 2015-10-11 | 0
TX CHILDRENS | BE00063284 | 14092888 | TABLE, OBSTETRIC | BIODEX MEDICAL SYSTEMS INC | 058-720 | 7369.94 | 2015-10-11 | 0
TX CHILDRENS | BE00109673 | L20135652210 | WAVELENGTH DETECTOR | SHIMADZU SCIENTIFIC INSTRUMENT | SPD-20A | 7366.06 | 2020-01-10 | 1078.91
TX CHILDRENS | BE00103854 | 17116041 | INCUBATOR CO2 | PANASONIC | MCO-170M-PA | 7364.04 | 2019-08-23 | 0
TX CHILDRENS | BE00103845 | 17106035 | INCUBATOR CO2 | PANASONIC | MCO-170M-PA | 7364.04 | 2019-08-23 | 0
TX CHILDRENS | BE00103862 | 17106034 | INCUBATOR CO2 | PANASONIC | MCO-170M-PA | 7364.04 | 2019-08-23 | 0
TX CHILDRENS | BE00111731 | 18071730-187417 | DOSE CALIBRATOR | BIODEX MEDICAL SYSTEMS INC | 086-330 | 7362.5 | 2019-08-28 | 0
TX CHILDRENS | BE00065230 | UU 6144 | LARYNGOSCOPE | KARL STORZ ENDOSCOPY-AMERICA INC | 8403 ZX | 7350 | 2016-09-22 | 0
TX CHILDRENS | BE00065228 | UU 6133 | LARYNGOSCOPE | KARL STORZ ENDOSCOPY-AMERICA INC | 8403 ZX | 7350 | 2016-09-22 | 0
TX CHILDRENS | BE00065234 | UU 6102 | LARYNGOSCOPE | KARL STORZ ENDOSCOPY-AMERICA INC | 8403 ZX | 7350 | 2016-09-22 | 0
TX CHILDRENS | BE00064874 | VU 6274 | LARYNGOSCOPE | KARL STORZ ENDOSCOPY-AMERICA INC | 8403 ZX | 7350 | 2016-02-23 | 0
TX CHILDRENS | BE00065229 | VU 6262 | LARYNGOSCOPE | KARL STORZ ENDOSCOPY-AMERICA INC | 8403 ZX | 7350 | 2016-09-22 | 0
TX CHILDRENS | BE00065231 | UU 6154 | LARYNGOSCOPE | KARL STORZ ENDOSCOPY-AMERICA INC | 8403 ZX | 7350 | 2016-09-22 | 0
TX CHILDRENS | BE00120565 | CT066737 | DNA THERMAL CYCLER | BIO RAD LABORATORIES INC | C1000 TOUCH | 7346.5 | 2024-07-09 | 0
TX CHILDRENS | BE00036356 | 223056 | PATIENT LIFT | LINAK | 38060000 | 7342.62 | 2012-01-21 | 0
TX CHILDRENS | KN228196 | GL1022A0805 | SLIDE STAINER, AUTOMATED | THERMO FISHER SCIENTIFIC ASHEVILLE LLC | GLX | 7332.95 | 2009-06-04 | 0
TX CHILDRENS | BE00085253 | 41958037 | CENTRIFUGE | THERMO FISHER SCIENTIFIC ASHEVILLE LLC | LEGEND XT | 7330.96 | 2017-10-02 | 0
TX CHILDRENS | BE00085214 | 41958038 | CENTRIFUGE | THERMO FISHER SCIENTIFIC ASHEVILLE LLC | LEGEND XT | 7330.96 | 2017-10-02 | 0
TX CHILDRENS | BE00102731 | 7H48506 | MICROSCOPE | OLYMPUS AMERICA INC | BX43F | 7325.48 | 2019-01-07 | 0
TX CHILDRENS | BE00120927 | 322773 | TRANSCUTANEOUS PO2 MONITOR | SENTEC INC | SDMS | 7325 | 2024-08-28 | 0
TX CHILDRENS | BE00120926 | 322772 | TRANSCUTANEOUS PO2 MONITOR | SENTEC INC | SDMS | 7325 | 2024-08-28 | 0
TX CHILDRENS | BE00119793 | 322590 | TRANSCUTANEOUS PO2 MONITOR | SENTEC INC | SDMS | 7325 | 2024-08-21 | 0
TX CHILDRENS | BE00120925 | 322768 | TRANSCUTANEOUS PO2 MONITOR | SENTEC INC | SDMS | 7325 | 2024-08-28 | 0
TX CHILDRENS | BE00119791 | 322588 | TRANSCUTANEOUS PO2 MONITOR | SENTEC INC | SDMS | 7325 | 2024-08-21 | 0
TX CHILDRENS | BE00119795 | 322763 | TRANSCUTANEOUS PO2 MONITOR | SENTEC INC | SDMS | 7325 | 2024-08-21 | 0
TX CHILDRENS | BE00119788 | 322767 | TRANSCUTANEOUS PO2 MONITOR | SENTEC INC | SDMS | 7325 | 2024-08-21 | 0
TX CHILDRENS | BE00119789 | 322766 | TRANSCUTANEOUS PO2 MONITOR | SENTEC INC | SDMS | 7325 | 2024-08-21 | 0
TX CHILDRENS | BE00120922 | 322591 | TRANSCUTANEOUS PO2 MONITOR | SENTEC INC | SDMS | 7325 | 2024-08-28 | 0
TX CHILDRENS | BE00120928 | 322771 | TRANSCUTANEOUS PO2 MONITOR | SENTEC INC | SDMS | 7325 | 2024-08-28 | 0
TX CHILDRENS | BE00119792 | 322589 | TRANSCUTANEOUS PO2 MONITOR | SENTEC INC | SDMS | 7325 | 2024-08-21 | 0
TX CHILDRENS | BE00120924 | 322769 | TRANSCUTANEOUS PO2 MONITOR | SENTEC INC | SDMS | 7325 | 2024-08-28 | 0
TX CHILDRENS | BE00120921 | 322577 | TRANSCUTANEOUS PO2 MONITOR | SENTEC INC | SDMS | 7325 | 2024-08-28 | 0
TX CHILDRENS | BE00119790 | 322765 | TRANSCUTANEOUS PO2 MONITOR | SENTEC INC | SDMS | 7325 | 2024-08-21 | 0
TX CHILDRENS | BE00119796 | 322764 | TRANSCUTANEOUS PO2 MONITOR | SENTEC INC | SDMS | 7325 | 2024-08-21 | 0
TX CHILDRENS | BE00119794 | 322762 | TRANSCUTANEOUS PO2 MONITOR | SENTEC INC | SDMS | 7325 | 2024-08-21 | 0
TX CHILDRENS | BE00120923 | 322770 | TRANSCUTANEOUS PO2 MONITOR | SENTEC INC | SDMS | 7325 | 2024-08-28 | 0
TX CHILDRENS | BE00035698 | 8322070 | ELECTROPORATION GENERATOR | BTX TECHNOLGIES INC. | ECM 830 | 7320.13 | 2013-12-20 | 0
TX CHILDRENS | BE00086744 | F6JA91486D | WATER PURIFIER | EMD MILLIPORE CORPORATION | Q ADVANTAGE | 7314.48 | 2017-12-06 | 0
TX CHILDRENS | BE00014308 | 0002491 | CELL WASHING CENTRIFUGE | HELMER LABS INC | ULTRACW | 7304.25 | 2012-03-20 | 0
TX CHILDRENS | BE00012739 | 2484 | CELL WASHING CENTRIFUGE | HELMER LABS INC | ULTRA CW | 7304 |  | 0
TX CHILDRENS | BE00128772 | 24081047 | COLPOSCOPE | LUTECH MEDICAL INC | LT-300HD | 7300 | 2025-09-23 | 0
TX CHILDRENS | BE00128771 | 23111024 | COLPOSCOPE | LUTECH MEDICAL INC | LT-300HD | 7300 | 2025-09-23 | 0
TX CHILDRENS | BE00129462 | 24063006 | COLPOSCOPE | LUTECH MEDICAL INC | LT-300HD | 7300 | 2025-07-24 | 0
TX CHILDRENS | KN200602 | G9762107 | MULTI MEDIA PROJECTOR | PROXIMA CORP | DP9250+ | 7300 | 1900-08-22 | 0
TX CHILDRENS | BE00035324 | 168250 | MICROSCOPE ACCESSORIES | TECHNICAL MAN CORP(TMC-AMETEK) | 14-38300-02 | 7300 | 2013-07-09 | 0
TX CHILDRENS | BE00102407 | SNE20272018SA | CARDIAC MONITOR W/ RATE ALARM | GE Medical Systems Information Tech Inc | B450 | 7295.24 | 2021-02-02 | 0
TX CHILDRENS | BE00102405 | SNE20272008SA | CARDIAC MONITOR W/ RATE ALARM | GE Medical Systems Information Tech Inc | B450 | 7295.24 | 2021-02-02 | 0
TX CHILDRENS | BE00102406 | SNE20272023SA | CARDIAC MONITOR W/ RATE ALARM | GE Medical Systems Information Tech Inc | B450 | 7295.24 | 2021-02-02 | 0
TX CHILDRENS | BE00102408 | SNE20272034SA | CARDIAC MONITOR W/ RATE ALARM | GE Medical Systems Information Tech Inc | B450 | 7295.24 | 2021-02-02 | 0
TX CHILDRENS | BE00087186 | ALF17C60 | CENTRIFUGE, REFRIGERATED | BECKMAN COULTER INC - SERVICE AGREEMENT | ALLEGRA X-14R | 7292.36 | 2018-06-14 | 0
TX CHILDRENS | BE00087185 | ALF17C61 | CENTRIFUGE, REFRIGERATED | BECKMAN COULTER INC - SERVICE AGREEMENT | ALLEGRA X-14R | 7292.36 | 2018-06-14 | 0
TX CHILDRENS | BE00013220 | FOJA51105E | WATER PURIFIER | EMD MILLIPORE CORPORATION | Q ADVANTAGE | 7281.64 | 2011-11-01 | 0
TX CHILDRENS | BE00013069 | FOJA51104A | WATER PURIFIER | EMD MILLIPORE CORPORATION | Q ADVANTAGE | 7281.64 | 2011-11-01 | 0
TX CHILDRENS | BE00013225 | FOJA49326C | WATER PURIFIER | EMD MILLIPORE CORPORATION | Q ADVANTAGE | 7281.64 | 2011-11-01 | 0
TX CHILDRENS | BE00013218 | FOJA51104D | WATER PURIFIER | EMD MILLIPORE CORPORATION | Q ADVANTAGE | 7281.64 | 2011-11-01 | 0
TX CHILDRENS | BE00013226 | FOJA53509E | WATER PURIFIER | EMD MILLIPORE CORPORATION | Q ADVANTAGE | 7281.64 | 2011-11-01 | 0
TX CHILDRENS | BE00013217 | FOJA51104E | WATER PURIFIER | EMD MILLIPORE CORPORATION | Q ADVANTAGE | 7281.64 | 2011-11-01 | 0
TX CHILDRENS | BE00013072 | FOJA49327A | WATER PURIFIER | EMD MILLIPORE CORPORATION | Q ADVANTAGE | 7281.64 | 2011-11-01 | 0
TX CHILDRENS | BE00013071 | FOJA49327B | WATER PURIFIER | EMD MILLIPORE CORPORATION | Q ADVANTAGE | 7281.64 | 2011-11-01 | 0
TX CHILDRENS | BE00013224 | FOJA49327C | WATER PURIFIER | EMD MILLIPORE CORPORATION | Q ADVANTAGE | 7281.64 | 2011-11-01 | 0
TX CHILDRENS | BE00013222 | FOJA51104C | WATER PURIFIER | EMD MILLIPORE CORPORATION | Q ADVANTAGE | 7281.64 | 2011-11-01 | 0
TX CHILDRENS | BE00013221 | FOJA51104B | WATER PURIFIER | EMD MILLIPORE CORPORATION | Q ADVANTAGE | 7281.64 | 2011-11-01 | 0
TX CHILDRENS | BE00013223 | FOJA49326A | WATER PURIFIER | EMD MILLIPORE CORPORATION | Q ADVANTAGE | 7281.64 | 2011-11-01 | 0
TX CHILDRENS | BE00013070 | FOJA49327E | WATER PURIFIER | EMD MILLIPORE CORPORATION | Q ADVANTAGE | 7281.64 | 2011-11-01 | 0
TX CHILDRENS | BE00066497 | F1CA50405C | WATER PURIFIER | EMD MILLIPORE CORPORATION | Q ADVANTAGE | 7272.95 | 2015-12-23 | 0
TX CHILDRENS | BE00100031 | 9300671 | PATIENT LIFT | Hill-Rom Company Inc | VIKING L | 7266.96 | 2018-11-07 | 0
TX CHILDRENS | BE00101902 | 9500348 | PATIENT LIFT | Hill-Rom Company Inc | VIKING L | 7266.96 | 2022-02-01 | 0
TX CHILDRENS | BE00100030 | 9300670 | PATIENT LIFT | Hill-Rom Company Inc | VIKING L | 7266.96 | 2018-11-07 | 0
TX CHILDRENS | KN226255 | 306060568 | CENTRIFUGE | JOUAN INC. | G4i | 7265 | 2008-07-26 | 0
TX CHILDRENS | BE00121534 | GL700-3596 | PATIENT LIFT | AMICO PATIENT CARE CORPORATION | GL700 | 7252.33 | 2024-09-05 | 0
TX CHILDRENS | BE00121535 | GL700-3620 | PATIENT LIFT | AMICO PATIENT CARE CORPORATION | GL700 | 7252.33 | 2024-09-05 | 0
TX CHILDRENS | BE00121536 | GL700-3618 | PATIENT LIFT | AMICO PATIENT CARE CORPORATION | GL700 | 7252.33 | 2024-09-05 | 0
TX CHILDRENS | BE00108647 | 0004668 | CELL WASHING CENTRIFUGE | HELMER LABS INC | ULTRACW | 7245.17 | 2019-07-31 | 0
TX CHILDRENS | BE00108648 | 0004667 | CELL WASHING CENTRIFUGE | HELMER LABS INC | ULTRACW | 7245.17 | 2019-07-31 | 0
TX CHILDRENS | BE00115030 | 850540007006 | SIMULATOR | Fluke Electronics Corporation | PROSIM 8 | 7235 | 2021-03-24 | 0
TX CHILDRENS | BE00014312 | 996939 | PLASMA THAWING DEVICE | HELMER LABS INC | DH8 | 7229.3 | 2016-05-04 | 0
TX CHILDRENS | BE00064332 | 938150066 | BIO/NEUROFEEDBACK RECORDER | STENS CORPORATION | NEXUS-10 MARK II | 7222.95 | 2016-06-24 | 0
TX CHILDRENS | BE00116717 | 3000-30067 | FLOWMETER, GAS CALIBRATED | LINDE GAS & EQUIPMENT | MXR 3000 | 7211 | 2022-01-27 | 0
TX CHILDRENS | KN228155 | CY5024-0802 | CENTRIFUGE | THERMO FISHER SCIENTIFIC ASHEVILLE LLC | CYTOSPIN 4 | 7210 | 2008-05-23 | 0
TX CHILDRENS | BE00117021 | 921B2330 | ELECTRO-KINETIC TRANSFECTION SYS | LONZA WALKERSVILLE INC | 4D-NUCLEOFECTOR CORE UNIT | 7200 | 2022-03-22 | 0
TX CHILDRENS | BE00033572 | UBC-07058 | VENTR BYPASS ASSIST DEVICE | THORATEC LABORATORIES CORPORATION | 102783 | 7200 | 2012-07-26 | 0
TX CHILDRENS | BE00036494 | 11010055 | TABLE, TILTING, EPS | BIODEX MEDICAL SYSTEMS INC | 058-710 | 7196 | 2012-10-24 | 0
TX CHILDRENS | BE00036503 | 11050086 | TABLE, TILTING, EPS | BIODEX MEDICAL SYSTEMS INC | 058-710 | 7196 | 2012-10-24 | 0
TX CHILDRENS | BE00033632 | 11080098 | TABLE, TILTING, EPS | BIODEX MEDICAL SYSTEMS INC | 058-710 | 7196 | 2012-09-21 | 0
TX CHILDRENS | BE00036495 | 11050082 | TABLE, TILTING, EPS | BIODEX MEDICAL SYSTEMS INC | 058-710 | 7196 | 2012-10-24 | 0
TX CHILDRENS | BE00033630 | 11080097 | TABLE, TILTING, EPS | BIODEX MEDICAL SYSTEMS INC | 058-710 | 7196 | 2012-09-21 | 0
TX CHILDRENS | BE00036502 | 11050087 | TABLE, TILTING, EPS | BIODEX MEDICAL SYSTEMS INC | 058-710 | 7196 | 2012-10-24 | 0
TX CHILDRENS | BE00036498 | 11050078 | TABLE, TILTING, EPS | BIODEX MEDICAL SYSTEMS INC | 058-710 | 7196 | 2012-10-24 | 0
TX CHILDRENS | BE00033049 | 11030069 | TABLE, TILTING, EPS | BIODEX MEDICAL SYSTEMS INC | 058-710 | 7196 | 2011-05-02 | 0
TX CHILDRENS | BE00033383 | 11090111 | TABLE, TILTING, EPS | BIODEX MEDICAL SYSTEMS INC | 058-710 | 7196 | 2013-01-10 | 0
TX CHILDRENS | BE00036493 | 11050088 | TABLE, TILTING, EPS | BIODEX MEDICAL SYSTEMS INC | 058-710 | 7196 | 2012-10-24 | 0
TX CHILDRENS | BE00033357 | 11090110 | TABLE, TILTING, EPS | BIODEX MEDICAL SYSTEMS INC | 058-710 | 7196 | 2013-01-10 | 0
TX CHILDRENS | BE00036504 | 11040075 | TABLE, TILTING, EPS | BIODEX MEDICAL SYSTEMS INC | 058-710 | 7196 | 2012-10-24 | 0
TX CHILDRENS | BE00036496 | 11050076 | TABLE, TILTING, EPS | BIODEX MEDICAL SYSTEMS INC | 058-710 | 7196 | 2012-10-24 | 0
TX CHILDRENS | BE00036501 | 11050083 | TABLE, TILTING, EPS | BIODEX MEDICAL SYSTEMS INC | 058-710 | 7196 | 2012-10-24 | 0
TX CHILDRENS | BE00036499 | 11050084 | TABLE, TILTING, EPS | BIODEX MEDICAL SYSTEMS INC | 058-710 | 7196 | 2012-10-24 | 0
TX CHILDRENS | BE00033050 | 11030068 | TABLE, TILTING, EPS | BIODEX MEDICAL SYSTEMS INC | 058-710 | 7196 | 2011-05-02 | 0
TX CHILDRENS | BE00033353 | 11090109 | TABLE, TILTING, EPS | BIODEX MEDICAL SYSTEMS INC | 058-710 | 7196 | 2013-01-10 | 0
TX CHILDRENS | BE00036497 | 11050081 | TABLE, TILTING, EPS | BIODEX MEDICAL SYSTEMS INC | 058-710 | 7196 | 2012-10-24 | 0
TX CHILDRENS | BE00036500 | 11050085 | TABLE, TILTING, EPS | BIODEX MEDICAL SYSTEMS INC | 058-710 | 7196 | 2012-10-24 | 0
TX CHILDRENS | BE00062527 | ALZ14L019 | CENTRIFUGE, REFRIGERATED | BECKMAN COULTER INC - SERVICE AGREEMENT | ALLEGRA X-30R | 7178.05 | 2016-01-29 | 0
TX CHILDRENS | BE00120357 | 43198280 | INCUBATOR CO2 | THERMO FISHER SCIENTIFIC ASHEVILLE LLC | HERACELL VIOS 160i | 7171.84 | 2026-02-12 | 0
TX CHILDRENS | BE00120358 | 43198281 | INCUBATOR CO2 | THERMO FISHER SCIENTIFIC ASHEVILLE LLC | HERACELL VIOS 160i | 7171.84 | 2026-02-12 | 0
TX CHILDRENS | BE00102411 | SPX20220041SA | LIM SUPERCARTRIDGE ECG BP TMP | GE Medical Systems Information Tech Inc | PDM | 7167 | 2021-02-02 | 0
TX CHILDRENS | BE00102412 | SPX20220140SA | LIM SUPERCARTRIDGE ECG BP TMP | GE Medical Systems Information Tech Inc | PDM | 7167 | 2021-02-02 | 0
TX CHILDRENS | BE00065287 | 152-3-04243 | HYPO/HYPERTHERMIA DEVICE | GENTHERM INC | 233 | 7158.9 | 2016-10-12 | 0
TX CHILDRENS | BE00065288 | 152-3-04244 | HYPO/HYPERTHERMIA DEVICE | GENTHERM INC | 233 | 7158.9 | 2016-10-12 | 0
TX CHILDRENS | BE00122076 | 2127678 | PLASMA THAWING DEVICE | HELMER LABS INC | DH8 | 7158.89 | 2024-12-27 | 0
TX CHILDRENS | BE00122075 | 2127677 | PLASMA THAWING DEVICE | HELMER LABS INC | DH8 | 7158.89 | 2024-12-27 | 0
TX CHILDRENS | BE00059965 | 2506050 | SIMULATOR | Fluke Electronics Corporation | PROSIM 6/8 | 7158 | 2014-09-10 | 0
TX CHILDRENS | BE00056977 | TY0672213 | LIGHT SOURCE | KARL STORZ ENDOSCOPY-AMERICA INC | 20133120-1 | 7152 | 2012-07-31 | 0
TX CHILDRENS | BE00056974 | TY0671507 | LIGHT SOURCE | KARL STORZ ENDOSCOPY-AMERICA INC | 20133120-1 | 7152 | 2012-07-31 | 0
TX CHILDRENS | BE00056975 | TY0672001 | LIGHT SOURCE | KARL STORZ ENDOSCOPY-AMERICA INC | 20133120-1 | 7152 | 2012-07-31 | 0
TX CHILDRENS | BE00056985 | ZY0676927 | LIGHT SOURCE | KARL STORZ ENDOSCOPY-AMERICA INC | 220133120 | 7152 | 2013-05-22 | 0
TX CHILDRENS | BE00116660 | IR65103433 | INFUSION PUMP MONITOR | IRADIMED CORPORATION | 3865 | 7150 | 2023-06-12 | 0
TX CHILDRENS | BE00116661 | IR65103437 | INFUSION PUMP MONITOR | IRADIMED CORPORATION | 3865 | 7150 | 2023-06-12 | 0
TX CHILDRENS | BE00124469 | IR65103931 | INFUSION PUMP MONITOR | IRADIMED CORPORATION | 3865 | 7150 | 2024-10-23 | 0
TX CHILDRENS | BE00124468 | IR65103960 | INFUSION PUMP MONITOR | IRADIMED CORPORATION | 3865 | 7150 | 2024-10-23 | 0
TX CHILDRENS | KN224368 | 6B26279 | CAMERA | OLYMPUS AMERICA INC | DP71 | 7148.5 | 2007-06-27 | 0
TX CHILDRENS | KN224370 | 6B19869 | CAMERA | OLYMPUS AMERICA INC | DP71 | 7148.5 | 2007-06-27 | 0
TX CHILDRENS | KN224373 | 6B26275 | CAMERA | OLYMPUS AMERICA INC | DP71 | 7148.5 | 2007-06-27 | 0
TX CHILDRENS | KN224367 | 6B21863 | CAMERA | OLYMPUS AMERICA INC | DP71 | 7148.5 | 2007-06-27 | 0
TX CHILDRENS | KN224366 | 6B20749 | CAMERA | OLYMPUS AMERICA INC | DP71 | 7148.5 | 2007-06-27 | 0
TX CHILDRENS | KN224369 | 6B26272 | CAMERA | OLYMPUS AMERICA INC | DP71 | 7148.5 | 2007-06-27 | 0
TX CHILDRENS | KN217642 | 6B20743 | CAMERA | OLYMPUS AMERICA INC | DP71 | 7148.5 | 2021-10-20 | 0
TX CHILDRENS | KN224374 | 6B26280 | CAMERA | OLYMPUS AMERICA INC | DP71 | 7148.5 | 2007-06-27 | 0
TX CHILDRENS | BE00116582 | X022676 | LIGHT SOURCE | KARL STORZ ENDOSCOPY-AMERICA INC | 20161420-1 | 7147.69 | 2023-01-13 | 0
TX CHILDRENS | BE00060800 | SA314169914GA | LIM SUPERCARTRIDGE ECG BP TMP | GE Medical Systems Information Tech Inc | PDM | 7144.31 | 2015-05-14 | 0
TX CHILDRENS | BE00060799 | SA314169899GA | LIM SUPERCARTRIDGE ECG BP TMP | GE Medical Systems Information Tech Inc | PDM | 7144.31 | 2015-05-14 | 0
TX CHILDRENS | BE00060798 | SA314160013GA | LIM SUPERCARTRIDGE ECG BP TMP | GE Medical Systems Information Tech Inc | PDM | 7144.31 | 2015-05-14 | 0
TX CHILDRENS | BE00058635 | 114352-9553 | INCUBATOR CO2 | FORMA SCIENTIFIC | 370 | 7141 | 2014-05-21 | 0
TX CHILDRENS | BE00058636 | 114352-9554 | INCUBATOR CO2 | FORMA SCIENTIFIC | 370 | 7141 | 2014-05-21 | 0
TX CHILDRENS | KN223866 | SBM05440466GA | MAINFRAME, PATIENT MONITORING | GE Medical Systems Information Tech Inc | SOLAR 8000i | 7133.95 | 2010-12-28 | 0
TX CHILDRENS | BE00065947 | 41839442 | CENTRIFUGE, REFRIGERATED | THERMO FISHER SCIENTIFIC ASHEVILLE LLC | SORVALL ST 16R | 7132.69 | 2016-10-25 | 0
TX CHILDRENS | HTMUS-374810YP0 | 374810YP0 | PROBE, PHASED ARRAY | GE Precision Healthcare LLC | M5SC-D | 7130 | 2023-03-17 | 0
TX CHILDRENS | HTMUS-370299YP0 | 370299YP0 | PROBE, PHASED ARRAY | GE Precision Healthcare LLC | M5SC-D | 7130 | 2023-03-27 | 0
TX CHILDRENS | HTMUS-473559YP3 | 473559YP3 | PROBE, PHASED ARRAY | GE Precision Healthcare LLC | M5SC-RS | 7130 | 2024-10-10 | 0
TX CHILDRENS | HTMUS-267769YP8 | 267769YP8 | PROBE, PHASED ARRAY | GE Precision Healthcare LLC | M5SC-D | 7130 | 2023-08-10 | 0
TX CHILDRENS | HTMUS-295630YP8 | 295630YP8 | PROBE, PHASED ARRAY | GE Precision Healthcare LLC | M5SC-D | 7130 | 2023-02-15 | 0
TX CHILDRENS | HTMUS-429562YP2 | 429562YP2 | PROBE, PHASED ARRAY | GE Precision Healthcare LLC | M5SC-D | 7130 | 2023-03-09 | 0
TX CHILDRENS | HTMUS-374808YP4 | 374808YP4 | PROBE, PHASED ARRAY | GE Precision Healthcare LLC | M5SC-D | 7130 | 2023-02-24 | 0
TX CHILDRENS | HTMUS-359293YP8 | 359293YP8 | PROBE, PHASED ARRAY | GE Precision Healthcare LLC | M5SC-D | 7130 | 2023-08-10 | 0
TX CHILDRENS | HTMUS-385836YP2 | 385836YP2 | PROBE, PHASED ARRAY | GE Precision Healthcare LLC | M5SC-D | 7130 | 2023-02-22 | 0
TX CHILDRENS | HTMUS-267766YP4 | 267766YP4 | PROBE, PHASED ARRAY | GE Precision Healthcare LLC | M5SC-D | 7130 | 2023-08-10 | 0
TX CHILDRENS | HTMUS-408445YP5 | 408445YP5 | PROBE, PHASED ARRAY | GE Precision Healthcare LLC | M5SC-D | 7130 | 2023-03-09 | 0
TX CHILDRENS | HTMUS-279059YP0 | 279059YP0 | PROBE, PHASED ARRAY | GE Precision Healthcare LLC | M5SC-D | 7130 | 2023-02-22 | 0
TX CHILDRENS | HTMUS-482768YP9 | 482768YP9 | PROBE, PHASED ARRAY | GE Precision Healthcare LLC | M5SC-D | 7130 | 2025-04-07 | 0
TX CHILDRENS | HTMUS-000004266 | 000004266 | PROBE, PHASED ARRAY | GE Precision Healthcare LLC | M5SC-D | 7130 | 2023-03-17 | 0
TX CHILDRENS | HTMUS-482766YP3 | 482766YP3 | PROBE, PHASED ARRAY | GE Precision Healthcare LLC | M5SC-D | 7130 | 2025-04-07 | 0
TX CHILDRENS | HTMUS-267759YP9 | 267759YP9 | PROBE, PHASED ARRAY | GE Precision Healthcare LLC | M5SC-D | 7130 | 2023-08-10 | 0
TX CHILDRENS | HTMUS-380615YP5 | 380615YP5 | PROBE, PHASED ARRAY | GE Precision Healthcare LLC | M5SC-D | 7130 | 2023-03-09 | 0
TX CHILDRENS | HTMUS-333864YP7 | 333864YP7 | PROBE, PHASED ARRAY | GE Precision Healthcare LLC | M5SC-D | 7130 | 2023-03-09 | 0
TX CHILDRENS | HTMUS-356950YP6 | 356950YP6 | PROBE, PHASED ARRAY | GE Precision Healthcare LLC | M5SC-D | 7130 | 2023-03-27 | 0
TX CHILDRENS | KN224944 | 160-00681 | CAPNOGRAPH | RESPIRONICS INC | 7600 | 7125 | 2007-03-12 | 0
TX CHILDRENS | BE00127264 | SNV23330024PAS | FETAL CARDIAC MONITOR | GE HEALTHCARE INC | 172 | 7124.13 | 2024-12-26 | 0
TX CHILDRENS | BE00126702 | DJH056931P | PACEMAKER, EXTERNAL | MEDTRONIC, INC. | 5392 | 7120 | 2024-11-12 | 0
TX CHILDRENS | BE00126706 | DJH056935P | PACEMAKER, EXTERNAL | MEDTRONIC, INC. | 5392 | 7120 | 2024-11-12 | 0
TX CHILDRENS | BE00126701 | DJH056930P | PACEMAKER, EXTERNAL | MEDTRONIC, INC. | 5392 | 7120 | 2024-11-12 | 0
TX CHILDRENS | BE00126705 | DJH056934P | PACEMAKER, EXTERNAL | MEDTRONIC, INC. | 5392 | 7120 | 2024-11-12 | 0
TX CHILDRENS | BE00126707 | DJH056936P | PACEMAKER, EXTERNAL | MEDTRONIC, INC. | 5392 | 7120 | 2024-11-12 | 0
TX CHILDRENS | BE00126703 | DJH056932P | PACEMAKER, EXTERNAL | MEDTRONIC, INC. | 5392 | 7120 | 2024-11-12 | 0
TX CHILDRENS | BE00125881 | DJH055769P | PACEMAKER, EXTERNAL | MEDTRONIC, INC. | 5392 | 7120 | 2024-11-14 | 0
TX CHILDRENS | BE00126704 | DJH056933P | PACEMAKER, EXTERNAL | MEDTRONIC, INC. | 5392 | 7120 | 2024-11-12 | 0
TX CHILDRENS | BE00125882 | DJH055770P | PACEMAKER, EXTERNAL | MEDTRONIC, INC. | 5392 | 7120 | 2024-11-14 | 0
TX CHILDRENS | BE00065457 | 2043-3322 | FLOWMETER, GAS CALIBRATED | LINDE GAS & EQUIPMENT | MXR 3000 | 7116.15 | 2016-09-20 | 0
TX CHILDRENS | BE00034745 | 6311206 | ELECTROPORATION GENERATOR | HARVARD BIOSCIENCE | ECM 630 | 7105.68 | 2013-01-17 | 0
TX CHILDRENS | BE00114645 | V2272636 | TABLE, EXAM | CARDINAL HEALTH 200 LLC | 230-002 | 7104.58 | 2022-01-13 | 0
TX CHILDRENS | BE00106915 | SA318040075SA | LIM SUPERCARTRIDGE ECG BP TMP | GE Medical Systems Information Tech Inc | PDM | 7102.72 | 2019-04-08 | 0
TX CHILDRENS | BE00106938 | SA318040209SA | LIM SUPERCARTRIDGE ECG BP TMP | GE Medical Systems Information Tech Inc | PDM | 7102.72 | 2019-04-08 | 0
TX CHILDRENS | BE00107276 | SA318040521SA | LIM SUPERCARTRIDGE ECG BP TMP | GE Medical Systems Information Tech Inc | PDM | 7102.72 | 2019-03-13 | 0
TX CHILDRENS | BE00107296 | SA318040633SA | LIM SUPERCARTRIDGE ECG BP TMP | GE Medical Systems Information Tech Inc | PDM | 7102.72 | 2019-03-13 | 0
TX CHILDRENS | BE00106939 | SA318040210SA | LIM SUPERCARTRIDGE ECG BP TMP | GE Medical Systems Information Tech Inc | PDM | 7102.72 | 2019-04-08 | 0
TX CHILDRENS | BE00107031 | SA318040316SA | LIM SUPERCARTRIDGE ECG BP TMP | GE Medical Systems Information Tech Inc | PDM | 7102.72 | 2019-04-08 | 0
TX CHILDRENS | BE00107050 | SA318040348SA | LIM SUPERCARTRIDGE ECG BP TMP | GE Medical Systems Information Tech Inc | PDM | 7102.72 | 2019-04-08 | 0
TX CHILDRENS | BE00107277 | SA318040522SA | LIM SUPERCARTRIDGE ECG BP TMP | GE Medical Systems Information Tech Inc | PDM | 7102.72 | 2019-03-13 | 0
TX CHILDRENS | BE00107017 | SA318040294SA | LIM SUPERCARTRIDGE ECG BP TMP | GE Medical Systems Information Tech Inc | PDM | 7102.72 | 2019-04-08 | 0
TX CHILDRENS | BE00109869 | SA318040511SA | LIM SUPERCARTRIDGE ECG BP TMP | GE Medical Systems Information Tech Inc | PDM | 7102.72 | 2019-09-16 | 0
TX CHILDRENS | BE00106951 | SA318040222SA | LIM SUPERCARTRIDGE ECG BP TMP | GE Medical Systems Information Tech Inc | PDM | 7102.72 | 2019-04-08 | 0
TX CHILDRENS | BE00107285 | SA318040618SA | LIM SUPERCARTRIDGE ECG BP TMP | GE Medical Systems Information Tech Inc | PDM | 7102.72 | 2019-03-13 | 0
TX CHILDRENS | BE00107000 | SA318040274SA | LIM SUPERCARTRIDGE ECG BP TMP | GE Medical Systems Information Tech Inc | PDM | 7102.72 | 2019-04-08 | 0
TX CHILDRENS | BE00109872 | SA318040520SA | LIM SUPERCARTRIDGE ECG BP TMP | GE Medical Systems Information Tech Inc | PDM | 7102.72 | 2019-09-16 | 0
TX CHILDRENS | BE00107289 | SA318040622SA | LIM SUPERCARTRIDGE ECG BP TMP | GE Medical Systems Information Tech Inc | PDM | 7102.72 | 2019-03-13 | 0
TX CHILDRENS | BE00106958 | SA318040232SA | LIM SUPERCARTRIDGE ECG BP TMP | GE Medical Systems Information Tech Inc | PDM | 7102.72 | 2019-04-08 | 0
TX CHILDRENS | BE00106982 | SA318040256SA | LIM SUPERCARTRIDGE ECG BP TMP | GE Medical Systems Information Tech Inc | PDM | 7102.72 | 2019-04-08 | 0
TX CHILDRENS | BE00106988 | SA318040262SA | LIM SUPERCARTRIDGE ECG BP TMP | GE Medical Systems Information Tech Inc | PDM | 7102.72 | 2019-04-08 | 0
TX CHILDRENS | BE00107036 | SA318040326SA | LIM SUPERCARTRIDGE ECG BP TMP | GE Medical Systems Information Tech Inc | PDM | 7102.72 | 2019-04-08 | 0
TX CHILDRENS | BE00107038 | SA318040329SA | LIM SUPERCARTRIDGE ECG BP TMP | GE Medical Systems Information Tech Inc | PDM | 7102.72 | 2019-04-08 | 0
TX CHILDRENS | BE00106968 | SA318040242SA | LIM SUPERCARTRIDGE ECG BP TMP | GE Medical Systems Information Tech Inc | PDM | 7102.72 | 2019-04-08 | 0
TX CHILDRENS | BE00109861 | SA318040471SA | LIM SUPERCARTRIDGE ECG BP TMP | GE Medical Systems Information Tech Inc | PDM | 7102.72 | 2019-09-16 | 0
TX CHILDRENS | BE00106923 | SA318040179SA | LIM SUPERCARTRIDGE ECG BP TMP | GE Medical Systems Information Tech Inc | PDM | 7102.72 | 2019-04-08 | 0
TX CHILDRENS | BE00107293 | SA318040626SA | LIM SUPERCARTRIDGE ECG BP TMP | GE Medical Systems Information Tech Inc | PDM | 7102.72 | 2019-03-13 | 0
TX CHILDRENS | BE00107291 | SA318040624SA | LIM SUPERCARTRIDGE ECG BP TMP | GE Medical Systems Information Tech Inc | PDM | 7102.72 | 2019-03-13 | 0
TX CHILDRENS | BE00107046 | SA318040342SA | LIM SUPERCARTRIDGE ECG BP TMP | GE Medical Systems Information Tech Inc | PDM | 7102.72 | 2019-04-08 | 0
TX CHILDRENS | BE00107292 | SA318040625SA | LIM SUPERCARTRIDGE ECG BP TMP | GE Medical Systems Information Tech Inc | PDM | 7102.72 | 2019-03-13 | 0
TX CHILDRENS | BE00106954 | SA318040226SA | LIM SUPERCARTRIDGE ECG BP TMP | GE Medical Systems Information Tech Inc | PDM | 7102.72 | 2019-04-08 | 0
TX CHILDRENS | BE00107003 | SA318040277SA | LIM SUPERCARTRIDGE ECG BP TMP | GE Medical Systems Information Tech Inc | PDM | 7102.72 | 2019-04-08 | 0
TX CHILDRENS | BE00106910 | SA318040016SA | LIM SUPERCARTRIDGE ECG BP TMP | GE Medical Systems Information Tech Inc | PDM | 7102.72 | 2019-04-08 | 0
TX CHILDRENS | BE00106932 | SA318040199SA | LIM SUPERCARTRIDGE ECG BP TMP | GE Medical Systems Information Tech Inc | PDM | 7102.72 | 2019-04-08 | 0
TX CHILDRENS | BE00107287 | SA318040620SA | LIM SUPERCARTRIDGE ECG BP TMP | GE Medical Systems Information Tech Inc | PDM | 7102.72 | 2019-03-13 | 0
TX CHILDRENS | BE00107043 | SA318040339SA | LIM SUPERCARTRIDGE ECG BP TMP | GE Medical Systems Information Tech Inc | PDM | 7102.72 | 2019-04-08 | 0
TX CHILDRENS | BE00106971 | SA318040245SA | LIM SUPERCARTRIDGE ECG BP TMP | GE Medical Systems Information Tech Inc | PDM | 7102.72 | 2019-04-08 | 0
TX CHILDRENS | BE00106996 | SA318040270SA | LIM SUPERCARTRIDGE ECG BP TMP | GE Medical Systems Information Tech Inc | PDM | 7102.72 | 2019-04-08 | 0
TX CHILDRENS | BE00107264 | SA318040493SA | LIM SUPERCARTRIDGE ECG BP TMP | GE Medical Systems Information Tech Inc | PDM | 7102.72 | 2019-03-13 | 0
TX CHILDRENS | BE00109865 | SA318040495SA | LIM SUPERCARTRIDGE ECG BP TMP | GE Medical Systems Information Tech Inc | PDM | 7102.72 | 2019-09-16 | 0
TX CHILDRENS | BE00107019 | SA318040297SA | LIM SUPERCARTRIDGE ECG BP TMP | GE Medical Systems Information Tech Inc | PDM | 7102.72 | 2019-04-08 | 0
TX CHILDRENS | BE00107260 | SA318040475SA | LIM SUPERCARTRIDGE ECG BP TMP | GE Medical Systems Information Tech Inc | PDM | 7102.72 | 2019-03-13 | 0
TX CHILDRENS | BE00106974 | SA318040248SA | LIM SUPERCARTRIDGE ECG BP TMP | GE Medical Systems Information Tech Inc | PDM | 7102.72 | 2019-04-08 | 0
TX CHILDRENS | BE00107265 | SA318040494SA | LIM SUPERCARTRIDGE ECG BP TMP | GE Medical Systems Information Tech Inc | PDM | 7102.72 | 2019-03-13 | 0
TX CHILDRENS | BE00109867 | SA318040502SA | LIM SUPERCARTRIDGE ECG BP TMP | GE Medical Systems Information Tech Inc | PDM | 7102.72 | 2019-09-16 | 0
TX CHILDRENS | BE00107281 | SA318040614SA | LIM SUPERCARTRIDGE ECG BP TMP | GE Medical Systems Information Tech Inc | PDM | 7102.72 | 2019-03-13 | 0
TX CHILDRENS | BE00106947 | SA318040218SA | LIM SUPERCARTRIDGE ECG BP TMP | GE Medical Systems Information Tech Inc | PDM | 7102.72 | 2019-04-08 | 0
TX CHILDRENS | BE00106986 | SA318040260SA | LIM SUPERCARTRIDGE ECG BP TMP | GE Medical Systems Information Tech Inc | PDM | 7102.72 | 2019-04-08 | 0
TX CHILDRENS | BE00106940 | SA318040211SA | LIM SUPERCARTRIDGE ECG BP TMP | GE Medical Systems Information Tech Inc | PDM | 7102.72 | 2019-04-08 | 0
TX CHILDRENS | BE00107274 | SA318040516SA | LIM SUPERCARTRIDGE ECG BP TMP | GE Medical Systems Information Tech Inc | PDM | 7102.72 | 2019-03-13 | 0
TX CHILDRENS | BE00107011 | SA318040286SA | LIM SUPERCARTRIDGE ECG BP TMP | GE Medical Systems Information Tech Inc | PDM | 7102.72 | 2019-04-08 | 0
TX CHILDRENS | BE00107273 | SA318040514SA | LIM SUPERCARTRIDGE ECG BP TMP | GE Medical Systems Information Tech Inc | PDM | 7102.72 | 2019-03-13 | 0
TX CHILDRENS | BE00107008 | SA318040283SA | LIM SUPERCARTRIDGE ECG BP TMP | GE Medical Systems Information Tech Inc | PDM | 7102.72 | 2019-04-08 | 0
TX CHILDRENS | BE00107009 | SA318040284SA | LIM SUPERCARTRIDGE ECG BP TMP | GE Medical Systems Information Tech Inc | PDM | 7102.72 | 2019-04-08 | 0
TX CHILDRENS | BE00106969 | SA318040243SA | LIM SUPERCARTRIDGE ECG BP TMP | GE Medical Systems Information Tech Inc | PDM | 7102.72 | 2019-04-08 | 0
TX CHILDRENS | BE00109862 | SA318040472SA | LIM SUPERCARTRIDGE ECG BP TMP | GE Medical Systems Information Tech Inc | PDM | 7102.72 | 2019-09-16 | 0
TX CHILDRENS | BE00106922 | SA318040178SA | LIM SUPERCARTRIDGE ECG BP TMP | GE Medical Systems Information Tech Inc | PDM | 7102.72 | 2019-04-08 | 0
TX CHILDRENS | BE00106921 | SA318040176SA | LIM SUPERCARTRIDGE ECG BP TMP | GE Medical Systems Information Tech Inc | PDM | 7102.72 | 2019-04-08 | 0
TX CHILDRENS | BE00107257 | SA318040307SA | LIM SUPERCARTRIDGE ECG BP TMP | GE Medical Systems Information Tech Inc | PDM | 7102.72 | 2019-03-13 | 0
TX CHILDRENS | BE00106989 | SA318040263SA | LIM SUPERCARTRIDGE ECG BP TMP | GE Medical Systems Information Tech Inc | PDM | 7102.72 | 2019-04-08 | 0
TX CHILDRENS | BE00107259 | SA318040473SA | LIM SUPERCARTRIDGE ECG BP TMP | GE Medical Systems Information Tech Inc | PDM | 7102.72 | 2019-03-13 | 0
TX CHILDRENS | BE00107013 | SA318040289SA | LIM SUPERCARTRIDGE ECG BP TMP | GE Medical Systems Information Tech Inc | PDM | 7102.72 | 2019-04-08 | 0
TX CHILDRENS | BE00106994 | SA318040268SA | LIM SUPERCARTRIDGE ECG BP TMP | GE Medical Systems Information Tech Inc | PDM | 7102.72 | 2019-04-08 | 0
TX CHILDRENS | BE00106970 | SA318040244SA | LIM SUPERCARTRIDGE ECG BP TMP | GE Medical Systems Information Tech Inc | PDM | 7102.72 | 2019-04-08 | 0
TX CHILDRENS | BE00106930 | SA318040197SA | LIM SUPERCARTRIDGE ECG BP TMP | GE Medical Systems Information Tech Inc | PDM | 7102.72 | 2019-04-08 | 0
TX CHILDRENS | BE00109870 | SA318040512SA | LIM SUPERCARTRIDGE ECG BP TMP | GE Medical Systems Information Tech Inc | PDM | 7102.72 | 2019-09-16 | 0
TX CHILDRENS | BE00107263 | SA318040485SA | LIM SUPERCARTRIDGE ECG BP TMP | GE Medical Systems Information Tech Inc | PDM | 7102.72 | 2019-03-13 | 0
TX CHILDRENS | BE00107284 | SA318040617SA | LIM SUPERCARTRIDGE ECG BP TMP | GE Medical Systems Information Tech Inc | PDM | 7102.72 | 2019-03-13 | 0
TX CHILDRENS | BE00106997 | SA318040271SA | LIM SUPERCARTRIDGE ECG BP TMP | GE Medical Systems Information Tech Inc | PDM | 7102.72 | 2019-04-08 | 0
TX CHILDRENS | BE00106929 | SA318040192SA | LIM SUPERCARTRIDGE ECG BP TMP | GE Medical Systems Information Tech Inc | PDM | 7102.72 | 2019-04-08 | 0
TX CHILDRENS | BE00107286 | SA318040619SA | LIM SUPERCARTRIDGE ECG BP TMP | GE Medical Systems Information Tech Inc | PDM | 7102.72 | 2019-03-13 | 0
TX CHILDRENS | BE00107025 | SA318040305SA | LIM SUPERCARTRIDGE ECG BP TMP | GE Medical Systems Information Tech Inc | PDM | 7102.72 | 2019-04-08 | 0
TX CHILDRENS | BE00106933 | SA318040202SA | LIM SUPERCARTRIDGE ECG BP TMP | GE Medical Systems Information Tech Inc | PDM | 7102.72 | 2019-04-08 | 0
TX CHILDRENS | BE00106955 | SA318040228SA | LIM SUPERCARTRIDGE ECG BP TMP | GE Medical Systems Information Tech Inc | PDM | 7102.72 | 2019-04-08 | 0
TX CHILDRENS | BE00107275 | SA318040519SA | LIM SUPERCARTRIDGE ECG BP TMP | GE Medical Systems Information Tech Inc | PDM | 7102.72 | 2019-03-13 | 0
TX CHILDRENS | BE00107033 | SA318040320SA | LIM SUPERCARTRIDGE ECG BP TMP | GE Medical Systems Information Tech Inc | PDM | 7102.72 | 2019-04-08 | 0
TX CHILDRENS | BE00106942 | SA318040213SA | LIM SUPERCARTRIDGE ECG BP TMP | GE Medical Systems Information Tech Inc | PDM | 7102.72 | 2019-04-08 | 0
TX CHILDRENS | BE00106919 | SA318040171SA | LIM SUPERCARTRIDGE ECG BP TMP | GE Medical Systems Information Tech Inc | PDM | 7102.72 | 2019-04-08 | 0
TX CHILDRENS | BE00106983 | SA318040257SA | LIM SUPERCARTRIDGE ECG BP TMP | GE Medical Systems Information Tech Inc | PDM | 7102.72 | 2019-04-08 | 0
TX CHILDRENS | BE00107290 | SA318040623SA | LIM SUPERCARTRIDGE ECG BP TMP | GE Medical Systems Information Tech Inc | PDM | 7102.72 | 2019-03-13 | 0
TX CHILDRENS | BE00107269 | SA318040504SA | LIM SUPERCARTRIDGE ECG BP TMP | GE Medical Systems Information Tech Inc | PDM | 7102.72 | 2019-03-13 | 0
TX CHILDRENS | BE00106959 | SA318040233SA | LIM SUPERCARTRIDGE ECG BP TMP | GE Medical Systems Information Tech Inc | PDM | 7102.72 | 2019-04-08 | 0
TX CHILDRENS | BE00107001 | SA318040275SA | LIM SUPERCARTRIDGE ECG BP TMP | GE Medical Systems Information Tech Inc | PDM | 7102.72 | 2019-04-08 | 0
TX CHILDRENS | BE00107047 | SA318040343SA | LIM SUPERCARTRIDGE ECG BP TMP | GE Medical Systems Information Tech Inc | PDM | 7102.72 | 2019-04-08 | 0
TX CHILDRENS | BE00106912 | SA318040040SA | LIM SUPERCARTRIDGE ECG BP TMP | GE Medical Systems Information Tech Inc | PDM | 7102.72 | 2019-04-08 | 0
TX CHILDRENS | BE00107044 | SA318040340SA | LIM SUPERCARTRIDGE ECG BP TMP | GE Medical Systems Information Tech Inc | PDM | 7102.72 | 2019-04-08 | 0
TX CHILDRENS | BE00106925 | SA318040182SA | LIM SUPERCARTRIDGE ECG BP TMP | GE Medical Systems Information Tech Inc | PDM | 7102.72 | 2019-04-08 | 0
TX CHILDRENS | BE00107258 | SA318040354SA | LIM SUPERCARTRIDGE ECG BP TMP | GE Medical Systems Information Tech Inc | PDM | 7102.72 | 2019-03-13 | 0
TX CHILDRENS | BE00107037 | SA318040327SA | LIM SUPERCARTRIDGE ECG BP TMP | GE Medical Systems Information Tech Inc | PDM | 7102.72 | 2019-04-08 | 0
TX CHILDRENS | BE00106944 | SA318040215SA | LIM SUPERCARTRIDGE ECG BP TMP | GE Medical Systems Information Tech Inc | PDM | 7102.72 | 2019-04-08 | 0
TX CHILDRENS | BE00107280 | SA318040613SA | LIM SUPERCARTRIDGE ECG BP TMP | GE Medical Systems Information Tech Inc | PDM | 7102.72 | 2019-03-13 | 0
TX CHILDRENS | BE00106975 | SA318040249SA | LIM SUPERCARTRIDGE ECG BP TMP | GE Medical Systems Information Tech Inc | PDM | 7102.72 | 2019-04-08 | 0
TX CHILDRENS | BE00106998 | SA318040272SA | LIM SUPERCARTRIDGE ECG BP TMP | GE Medical Systems Information Tech Inc | PDM | 7102.72 | 2019-04-08 | 0
TX CHILDRENS | BE00107020 | SA318040299SA | LIM SUPERCARTRIDGE ECG BP TMP | GE Medical Systems Information Tech Inc | PDM | 7102.72 | 2019-04-08 | 0
TX CHILDRENS | BE00106927 | SA318040186SA | LIM SUPERCARTRIDGE ECG BP TMP | GE Medical Systems Information Tech Inc | PDM | 7102.72 | 2019-04-08 | 0
TX CHILDRENS | BE00106926 | SA318040185SA | LIM SUPERCARTRIDGE ECG BP TMP | GE Medical Systems Information Tech Inc | PDM | 7102.72 | 2020-04-17 | 0
TX CHILDRENS | BE00107039 | SA318040332SA | LIM SUPERCARTRIDGE ECG BP TMP | GE Medical Systems Information Tech Inc | PDM | 7102.72 | 2019-04-08 | 0
TX CHILDRENS | BE00107283 | SA318040616SA | LIM SUPERCARTRIDGE ECG BP TMP | GE Medical Systems Information Tech Inc | PDM | 7102.72 | 2019-03-13 | 0
TX CHILDRENS | BE00107279 | SA318040524SA | LIM SUPERCARTRIDGE ECG BP TMP | GE Medical Systems Information Tech Inc | PDM | 7102.72 | 2019-03-13 | 0
TX CHILDRENS | BE00106993 | SA318040267SA | LIM SUPERCARTRIDGE ECG BP TMP | GE Medical Systems Information Tech Inc | PDM | 7102.72 | 2019-04-08 | 0
TX CHILDRENS | BE00106920 | SA318040174SA | LIM SUPERCARTRIDGE ECG BP TMP | GE Medical Systems Information Tech Inc | PDM | 7102.72 | 2019-04-08 | 0
TX CHILDRENS | BE00106945 | SA318040216SA | LIM SUPERCARTRIDGE ECG BP TMP | GE Medical Systems Information Tech Inc | PDM | 7102.72 | 2019-04-08 | 0
TX CHILDRENS | BE00106981 | SA318040255SA | LIM SUPERCARTRIDGE ECG BP TMP | GE Medical Systems Information Tech Inc | PDM | 7102.72 | 2019-04-08 | 0
TX CHILDRENS | BE00106909 | SA318030082SA | LIM SUPERCARTRIDGE ECG BP TMP | GE Medical Systems Information Tech Inc | PDM | 7102.72 | 2019-04-08 | 0
TX CHILDRENS | BE00107002 | SA318040276SA | LIM SUPERCARTRIDGE ECG BP TMP | GE Medical Systems Information Tech Inc | PDM | 7102.72 | 2019-04-08 | 0
TX CHILDRENS | BE00106972 | SA318040246SA | LIM SUPERCARTRIDGE ECG BP TMP | GE Medical Systems Information Tech Inc | PDM | 7102.72 | 2019-04-08 | 0
TX CHILDRENS | BE00106956 | SA318040230SA | LIM SUPERCARTRIDGE ECG BP TMP | GE Medical Systems Information Tech Inc | PDM | 7102.72 | 2019-04-08 | 0
TX CHILDRENS | BE00107004 | SA318040278SA | LIM SUPERCARTRIDGE ECG BP TMP | GE Medical Systems Information Tech Inc | PDM | 7102.72 | 2019-04-08 | 0
TX CHILDRENS | BE00106977 | SA318040251SA | LIM SUPERCARTRIDGE ECG BP TMP | GE Medical Systems Information Tech Inc | PDM | 7102.72 | 2019-04-08 | 0
TX CHILDRENS | BE00106914 | SA318040057SA | LIM SUPERCARTRIDGE ECG BP TMP | GE Medical Systems Information Tech Inc | PDM | 7102.72 | 2019-04-08 | 0
TX CHILDRENS | BE00106934 | SA318040203SA | LIM SUPERCARTRIDGE ECG BP TMP | GE Medical Systems Information Tech Inc | PDM | 7102.72 | 2019-04-08 | 0
TX CHILDRENS | BE00107029 | SA318040310SA | LIM SUPERCARTRIDGE ECG BP TMP | GE Medical Systems Information Tech Inc | PDM | 7102.72 | 2019-04-08 | 0
TX CHILDRENS | BE00107034 | SA318040321SA | LIM SUPERCARTRIDGE ECG BP TMP | GE Medical Systems Information Tech Inc | PDM | 7102.72 | 2019-04-08 | 0
TX CHILDRENS | BE00107272 | SA318040510SA | LIM SUPERCARTRIDGE ECG BP TMP | GE Medical Systems Information Tech Inc | PDM | 7102.72 | 2019-03-13 | 0
TX CHILDRENS | BE00107282 | SA318040615SA | LIM SUPERCARTRIDGE ECG BP TMP | GE Medical Systems Information Tech Inc | PDM | 7102.72 | 2019-03-13 | 0
TX CHILDRENS | BE00106960 | SA318040234SA | LIM SUPERCARTRIDGE ECG BP TMP | GE Medical Systems Information Tech Inc | PDM | 7102.72 | 2019-04-08 | 0
TX CHILDRENS | BE00107051 | SA318040349SA | LIM SUPERCARTRIDGE ECG BP TMP | GE Medical Systems Information Tech Inc | PDM | 7102.72 | 2019-04-08 | 0
TX CHILDRENS | BE00106984 | SA318040258SA | LIM SUPERCARTRIDGE ECG BP TMP | GE Medical Systems Information Tech Inc | PDM | 7102.72 | 2019-04-08 | 0
TX CHILDRENS | BE00106918 | SA318040168SA | LIM SUPERCARTRIDGE ECG BP TMP | GE Medical Systems Information Tech Inc | PDM | 7102.72 | 2019-04-08 | 0
TX CHILDRENS | BE00106949 | SA318040220SA | LIM SUPERCARTRIDGE ECG BP TMP | GE Medical Systems Information Tech Inc | PDM | 7102.72 | 2019-04-08 | 0
TX CHILDRENS | BE00109868 | SA318040506SA | LIM SUPERCARTRIDGE ECG BP TMP | GE Medical Systems Information Tech Inc | PDM | 7102.72 | 2019-09-16 | 0
TX CHILDRENS | BE00106931 | SA318040198SA | LIM SUPERCARTRIDGE ECG BP TMP | GE Medical Systems Information Tech Inc | PDM | 7102.72 | 2019-04-08 | 0
TX CHILDRENS | BE00107262 | SA318040481SA | LIM SUPERCARTRIDGE ECG BP TMP | GE Medical Systems Information Tech Inc | PDM | 7102.72 | 2019-03-13 | 0
TX CHILDRENS | BE00106976 | SA318040250SA | LIM SUPERCARTRIDGE ECG BP TMP | GE Medical Systems Information Tech Inc | PDM | 7102.72 | 2019-04-08 | 0
TX CHILDRENS | BE00106952 | SA318040223SA | LIM SUPERCARTRIDGE ECG BP TMP | GE Medical Systems Information Tech Inc | PDM | 7102.72 | 2019-04-08 | 0
TX CHILDRENS | BE00107021 | SA318040300SA | LIM SUPERCARTRIDGE ECG BP TMP | GE Medical Systems Information Tech Inc | PDM | 7102.72 | 2019-04-08 | 0
TX CHILDRENS | BE00106941 | SA318040212SA | LIM SUPERCARTRIDGE ECG BP TMP | GE Medical Systems Information Tech Inc | PDM | 7102.72 | 2019-04-08 | 0
TX CHILDRENS | BE00106917 | SA318040167SA | LIM SUPERCARTRIDGE ECG BP TMP | GE Medical Systems Information Tech Inc | PDM | 7102.72 | 2019-04-08 | 0
TX CHILDRENS | BE00107010 | SA318040285SA | LIM SUPERCARTRIDGE ECG BP TMP | GE Medical Systems Information Tech Inc | PDM | 7102.72 | 2019-04-08 | 0
TX CHILDRENS | BE00106987 | SA318040261SA | LIM SUPERCARTRIDGE ECG BP TMP | GE Medical Systems Information Tech Inc | PDM | 7102.72 | 2019-04-08 | 0
TX CHILDRENS | BE00107297 | SA318040646SA | LIM SUPERCARTRIDGE ECG BP TMP | GE Medical Systems Information Tech Inc | PDM | 7102.72 | 2019-03-13 | 0
TX CHILDRENS | BE00106962 | SA318040236SA | LIM SUPERCARTRIDGE ECG BP TMP | GE Medical Systems Information Tech Inc | PDM | 7102.72 | 2019-04-08 | 0
TX CHILDRENS | BE00107012 | SA318040288SA | LIM SUPERCARTRIDGE ECG BP TMP | GE Medical Systems Information Tech Inc | PDM | 7102.72 | 2019-04-08 | 0
TX CHILDRENS | BE00106964 | SA318040238SA | LIM SUPERCARTRIDGE ECG BP TMP | GE Medical Systems Information Tech Inc | PDM | 7102.72 | 2019-04-08 | 0
TX CHILDRENS | BE00107295 | SA318040632SA | LIM SUPERCARTRIDGE ECG BP TMP | GE Medical Systems Information Tech Inc | PDM | 7102.72 | 2019-03-13 | 0
TX CHILDRENS | BE00106991 | SA318040265SA | LIM SUPERCARTRIDGE ECG BP TMP | GE Medical Systems Information Tech Inc | PDM | 7102.72 | 2019-04-08 | 0
TX CHILDRENS | BE00107041 | SA318040337SA | LIM SUPERCARTRIDGE ECG BP TMP | GE Medical Systems Information Tech Inc | PDM | 7102.72 | 2019-04-08 | 0
TX CHILDRENS | BE00107256 | SA318020293SA | LIM SUPERCARTRIDGE ECG BP TMP | GE Medical Systems Information Tech Inc | PDM | 7102.72 | 2019-03-13 | 0
TX CHILDRENS | BE00107024 | SA318040304SA | LIM SUPERCARTRIDGE ECG BP TMP | GE Medical Systems Information Tech Inc | PDM | 7102.72 | 2019-04-08 | 0
TX CHILDRENS | BE00107023 | SA318040302SA | LIM SUPERCARTRIDGE ECG BP TMP | GE Medical Systems Information Tech Inc | PDM | 7102.72 | 2019-04-08 | 0
TX CHILDRENS | BE00106995 | SA318040269SA | LIM SUPERCARTRIDGE ECG BP TMP | GE Medical Systems Information Tech Inc | PDM | 7102.72 | 2019-04-08 | 0
TX CHILDRENS | BE00106948 | SA318040219SA | LIM SUPERCARTRIDGE ECG BP TMP | GE Medical Systems Information Tech Inc | PDM | 7102.72 | 2019-04-08 | 0
TX CHILDRENS | BE00106943 | SA318040214SA | LIM SUPERCARTRIDGE ECG BP TMP | GE Medical Systems Information Tech Inc | PDM | 7102.72 | 2019-04-08 | 0
TX CHILDRENS | BE00106990 | SA318040264SA | LIM SUPERCARTRIDGE ECG BP TMP | GE Medical Systems Information Tech Inc | PDM | 7102.72 | 2019-04-08 | 0
TX CHILDRENS | BE00107006 | SA318040280SA | LIM SUPERCARTRIDGE ECG BP TMP | GE Medical Systems Information Tech Inc | PDM | 7102.72 | 2019-04-08 | 0
TX CHILDRENS | BE00106979 | SA318040253SA | LIM SUPERCARTRIDGE ECG BP TMP | GE Medical Systems Information Tech Inc | PDM | 7102.72 | 2019-04-08 | 0
TX CHILDRENS | BE00106913 | SA318040049SA | LIM SUPERCARTRIDGE ECG BP TMP | GE Medical Systems Information Tech Inc | PDM | 7102.72 | 2019-04-08 | 0
TX CHILDRENS | BE00107045 | SA318040341SA | LIM SUPERCARTRIDGE ECG BP TMP | GE Medical Systems Information Tech Inc | PDM | 7102.72 | 2019-04-08 | 0
TX CHILDRENS | BE00107028 | SA318040309SA | LIM SUPERCARTRIDGE ECG BP TMP | GE Medical Systems Information Tech Inc | PDM | 7102.72 | 2019-04-08 | 0
TX CHILDRENS | BE00106911 | SA318040017SA | LIM SUPERCARTRIDGE ECG BP TMP | GE Medical Systems Information Tech Inc | PDM | 7102.72 | 2019-04-08 | 0
TX CHILDRENS | BE00107268 | SA318040503SA | LIM SUPERCARTRIDGE ECG BP TMP | GE Medical Systems Information Tech Inc | PDM | 7102.72 | 2019-03-13 | 0
TX CHILDRENS | BE00107271 | SA318040509SA | LIM SUPERCARTRIDGE ECG BP TMP | GE Medical Systems Information Tech Inc | PDM | 7102.72 | 2019-03-13 | 0
TX CHILDRENS | BE00107027 | SA318040308SA | LIM SUPERCARTRIDGE ECG BP TMP | GE Medical Systems Information Tech Inc | PDM | 7102.72 | 2019-04-08 | 0
TX CHILDRENS | BE00106936 | SA318040206SA | LIM SUPERCARTRIDGE ECG BP TMP | GE Medical Systems Information Tech Inc | PDM | 7102.72 | 2019-04-08 | 0
TX CHILDRENS | BE00107266 | SA318040498SA | LIM SUPERCARTRIDGE ECG BP TMP | GE Medical Systems Information Tech Inc | PDM | 7102.72 | 2019-03-13 | 0
TX CHILDRENS | BE00107026 | SA318040306SA | LIM SUPERCARTRIDGE ECG BP TMP | GE Medical Systems Information Tech Inc | PDM | 7102.72 | 2019-04-08 | 0
TX CHILDRENS | BE00106961 | SA318040235SA | LIM SUPERCARTRIDGE ECG BP TMP | GE Medical Systems Information Tech Inc | PDM | 7102.72 | 2019-04-08 | 0
TX CHILDRENS | BE00107052 | SA318040359SA | LIM SUPERCARTRIDGE ECG BP TMP | GE Medical Systems Information Tech Inc | PDM | 7102.72 | 2019-04-08 | 0
TX CHILDRENS | BE00106985 | SA318040259SA | LIM SUPERCARTRIDGE ECG BP TMP | GE Medical Systems Information Tech Inc | PDM | 7102.72 | 2019-04-08 | 0
TX CHILDRENS | BE00107298 | SA318040650SA | LIM SUPERCARTRIDGE ECG BP TMP | GE Medical Systems Information Tech Inc | PDM | 7102.72 | 2019-03-13 | 0
TX CHILDRENS | BE00106916 | SA318040158SA | LIM SUPERCARTRIDGE ECG BP TMP | GE Medical Systems Information Tech Inc | PDM | 7102.72 | 2019-04-08 | 0
TX CHILDRENS | BE00107030 | SA318040314SA | LIM SUPERCARTRIDGE ECG BP TMP | GE Medical Systems Information Tech Inc | PDM | 7102.72 | 2019-04-08 | 0
TX CHILDRENS | BE00106963 | SA318040237SA | LIM SUPERCARTRIDGE ECG BP TMP | GE Medical Systems Information Tech Inc | PDM | 7102.72 | 2019-04-08 | 0
TX CHILDRENS | BE00109864 | SA318040486SA | LIM SUPERCARTRIDGE ECG BP TMP | GE Medical Systems Information Tech Inc | PDM | 7102.72 | 2019-09-16 | 0
TX CHILDRENS | BE00107014 | SA318040290SA | LIM SUPERCARTRIDGE ECG BP TMP | GE Medical Systems Information Tech Inc | PDM | 7102.72 | 2019-04-08 | 0
TX CHILDRENS | BE00107018 | SA318040295SA | LIM SUPERCARTRIDGE ECG BP TMP | GE Medical Systems Information Tech Inc | PDM | 7102.72 | 2019-04-08 | 0
TX CHILDRENS | BE00106967 | SA318040241SA | LIM SUPERCARTRIDGE ECG BP TMP | GE Medical Systems Information Tech Inc | PDM | 7102.72 | 2019-04-08 | 0
TX CHILDRENS | BE00106992 | SA318040266SA | LIM SUPERCARTRIDGE ECG BP TMP | GE Medical Systems Information Tech Inc | PDM | 7102.72 | 2019-04-08 | 0
TX CHILDRENS | BE00106966 | SA318040240SA | LIM SUPERCARTRIDGE ECG BP TMP | GE Medical Systems Information Tech Inc | PDM | 7102.72 | 2019-04-08 | 0
TX CHILDRENS | BE00107035 | SA318040325SA | LIM SUPERCARTRIDGE ECG BP TMP | GE Medical Systems Information Tech Inc | PDM | 7102.72 | 2019-04-08 | 0
TX CHILDRENS | BE00107278 | SA318040523SA | LIM SUPERCARTRIDGE ECG BP TMP | GE Medical Systems Information Tech Inc | PDM | 7102.72 | 2019-03-13 | 0
TX CHILDRENS | BE00106953 | SA318040224SA | LIM SUPERCARTRIDGE ECG BP TMP | GE Medical Systems Information Tech Inc | PDM | 7102.72 | 2019-04-08 | 0
TX CHILDRENS | BE00106937 | SA318040208SA | LIM SUPERCARTRIDGE ECG BP TMP | GE Medical Systems Information Tech Inc | PDM | 7102.72 | 2019-04-08 | 0
TX CHILDRENS | BE00106946 | SA318040217SA | LIM SUPERCARTRIDGE ECG BP TMP | GE Medical Systems Information Tech Inc | PDM | 7102.72 | 2019-04-08 | 0
TX CHILDRENS | BE00106950 | SA318040221SA | LIM SUPERCARTRIDGE ECG BP TMP | GE Medical Systems Information Tech Inc | PDM | 7102.72 | 2019-04-08 | 0
TX CHILDRENS | BE00106965 | SA318040239SA | LIM SUPERCARTRIDGE ECG BP TMP | GE Medical Systems Information Tech Inc | PDM | 7102.72 | 2019-04-08 | 0
TX CHILDRENS | BE00107016 | SA318040293SA | LIM SUPERCARTRIDGE ECG BP TMP | GE Medical Systems Information Tech Inc | PDM | 7102.72 | 2019-04-08 | 0
TX CHILDRENS | BE00109863 | SA318040484SA | LIM SUPERCARTRIDGE ECG BP TMP | GE Medical Systems Information Tech Inc | PDM | 7102.72 | 2019-09-16 | 0
TX CHILDRENS | BE00107015 | SA318040292SA | LIM SUPERCARTRIDGE ECG BP TMP | GE Medical Systems Information Tech Inc | PDM | 7102.72 | 2019-04-08 | 0
TX CHILDRENS | BE00106924 | SA318040181SA | LIM SUPERCARTRIDGE ECG BP TMP | GE Medical Systems Information Tech Inc | PDM | 7102.72 | 2019-04-08 | 0
TX CHILDRENS | BE00107040 | SA318040336SA | LIM SUPERCARTRIDGE ECG BP TMP | GE Medical Systems Information Tech Inc | PDM | 7102.72 | 2019-04-08 | 0
TX CHILDRENS | BE00107042 | SA318040338SA | LIM SUPERCARTRIDGE ECG BP TMP | GE Medical Systems Information Tech Inc | PDM | 7102.72 | 2019-04-08 | 0
TX CHILDRENS | BE00107288 | SA318040621SA | LIM SUPERCARTRIDGE ECG BP TMP | GE Medical Systems Information Tech Inc | PDM | 7102.72 | 2019-03-13 | 0
TX CHILDRENS | BE00107261 | SA318040479SA | LIM SUPERCARTRIDGE ECG BP TMP | GE Medical Systems Information Tech Inc | PDM | 7102.72 | 2019-03-13 | 0
TX CHILDRENS | BE00107022 | SA318040301SA | LIM SUPERCARTRIDGE ECG BP TMP | GE Medical Systems Information Tech Inc | PDM | 7102.72 | 2019-04-08 | 0
TX CHILDRENS | BE00106973 | SA318040247SA | LIM SUPERCARTRIDGE ECG BP TMP | GE Medical Systems Information Tech Inc | PDM | 7102.72 | 2019-04-08 | 0
TX CHILDRENS | BE00109866 | SA318040496SA | LIM SUPERCARTRIDGE ECG BP TMP | GE Medical Systems Information Tech Inc | PDM | 7102.72 | 2019-09-16 | 0
TX CHILDRENS | BE00106999 | SA318040273SA | LIM SUPERCARTRIDGE ECG BP TMP | GE Medical Systems Information Tech Inc | PDM | 7102.72 | 2019-04-08 | 0
TX CHILDRENS | BE00106928 | SA318040188SA | LIM SUPERCARTRIDGE ECG BP TMP | GE Medical Systems Information Tech Inc | PDM | 7102.72 | 2019-04-08 | 0
TX CHILDRENS | BE00106935 | SA318040205SA | LIM SUPERCARTRIDGE ECG BP TMP | GE Medical Systems Information Tech Inc | PDM | 7102.72 | 2019-04-08 | 0
TX CHILDRENS | BE00107005 | SA318040279SA | LIM SUPERCARTRIDGE ECG BP TMP | GE Medical Systems Information Tech Inc | PDM | 7102.72 | 2019-04-08 | 0
TX CHILDRENS | BE00109871 | SA318040513SA | LIM SUPERCARTRIDGE ECG BP TMP | GE Medical Systems Information Tech Inc | PDM | 7102.72 | 2019-09-16 | 0
TX CHILDRENS | BE00106980 | SA318040254SA | LIM SUPERCARTRIDGE ECG BP TMP | GE Medical Systems Information Tech Inc | PDM | 7102.72 | 2019-04-08 | 0
TX CHILDRENS | BE00106957 | SA318040231SA | LIM SUPERCARTRIDGE ECG BP TMP | GE Medical Systems Information Tech Inc | PDM | 7102.72 | 2019-04-08 | 0
TX CHILDRENS | BE00107049 | SA318040346SA | LIM SUPERCARTRIDGE ECG BP TMP | GE Medical Systems Information Tech Inc | PDM | 7102.72 | 2019-04-08 | 0
TX CHILDRENS | BE00107267 | SA318040501SA | LIM SUPERCARTRIDGE ECG BP TMP | GE Medical Systems Information Tech Inc | PDM | 7102.72 | 2019-03-13 | 0
TX CHILDRENS | BE00107270 | SA318040507SA | LIM SUPERCARTRIDGE ECG BP TMP | GE Medical Systems Information Tech Inc | PDM | 7102.72 | 2019-03-13 | 0
TX CHILDRENS | BE00107294 | SA318040631SA | LIM SUPERCARTRIDGE ECG BP TMP | GE Medical Systems Information Tech Inc | PDM | 7102.72 | 2019-03-13 | 0
TX CHILDRENS | BE00107048 | SA318040345SA | LIM SUPERCARTRIDGE ECG BP TMP | GE Medical Systems Information Tech Inc | PDM | 7102.72 | 2019-04-08 | 0
TX CHILDRENS | BE00106978 | SA318040252SA | LIM SUPERCARTRIDGE ECG BP TMP | GE Medical Systems Information Tech Inc | PDM | 7102.72 | 2019-04-08 | 0
TX CHILDRENS | BE00107007 | SA318040282SA | LIM SUPERCARTRIDGE ECG BP TMP | GE Medical Systems Information Tech Inc | PDM | 7102.72 | 2019-04-08 | 0
TX CHILDRENS | KN219836 | 811649 | MICROSCOPE | NIKON INSTRUMENT INC | ECLIPSE 50i | 7100 | 2006-04-03 | 0
TX CHILDRENS | BE00128070 | 433736617 | CENTRIFUGE, REFRIGERATED | THERMO FISHER SCIENTIFIC ASHEVILLE LLC | SORVALL ST 8R | 7096 | 2026-02-25 | 0
TX CHILDRENS | BE00121522 | 03551726 | LIGHT, EXAM, AC-POWERED | STRYKER CORP | F 300 | 7085.78 | 2025-01-31 | 0
TX CHILDRENS | BE00121521 | 03549721 | LIGHT, EXAM, AC-POWERED | STRYKER CORP | F 300 | 7085.78 | 2025-01-31 | 0
TX CHILDRENS | BE00121531 | 03552016 | LIGHT, EXAM, AC-POWERED | STRYKER CORP | F 300 | 7085.78 | 2025-01-31 | 0
TX CHILDRENS | BE00121515 | 03546092 | LIGHT, EXAM, AC-POWERED | STRYKER CORP | F 300 | 7085.78 | 2025-01-31 | 0
TX CHILDRENS | BE00121525 | 03554068 | LIGHT, EXAM, AC-POWERED | STRYKER CORP | F 300 | 7085.78 | 2025-01-31 | 0
TX CHILDRENS | BE00121526 | 03554012 | LIGHT, EXAM, AC-POWERED | STRYKER CORP | F 300 | 7085.78 | 2025-01-31 | 0
TX CHILDRENS | BE00121523 | 03546219 | LIGHT, EXAM, AC-POWERED | STRYKER CORP | F 300 | 7085.78 | 2025-01-31 | 0
TX CHILDRENS | BE00121516 | 03546281 | LIGHT, EXAM, AC-POWERED | STRYKER CORP | F 300 | 7085.78 | 2025-01-31 | 0
TX CHILDRENS | BE00121513 | 03553555 | LIGHT, EXAM, AC-POWERED | STRYKER CORP | F 300 | 7085.78 | 2025-01-31 | 0
TX CHILDRENS | BE00121520 | 03647346 | LIGHT, EXAM, AC-POWERED | STRYKER CORP | F 300 | 7085.78 | 2025-01-31 | 0
TX CHILDRENS | BE00121533 | 03549576 | LIGHT, EXAM, AC-POWERED | STRYKER CORP | F 300 | 7085.78 | 2025-01-31 | 0
TX CHILDRENS | BE00121514 | 03545982 | LIGHT, EXAM, AC-POWERED | STRYKER CORP | F 300 | 7085.78 | 2025-01-31 | 0
TX CHILDRENS | BE00121528 | 03554073 | LIGHT, EXAM, AC-POWERED | STRYKER CORP | F 300 | 7085.78 | 2025-01-31 | 0
TX CHILDRENS | BE00121519 | 03552072 | LIGHT, EXAM, AC-POWERED | STRYKER CORP | F 300 | 7085.78 | 2025-01-31 | 0
TX CHILDRENS | BE00121527 | 03554143 | LIGHT, EXAM, AC-POWERED | STRYKER CORP | F 300 | 7085.78 | 2025-01-31 | 0
TX CHILDRENS | BE00121532 | 03553782 | LIGHT, EXAM, AC-POWERED | STRYKER CORP | F 300 | 7085.78 | 2025-01-31 | 0
TX CHILDRENS | BE00121530 | 03551603 | LIGHT, EXAM, AC-POWERED | STRYKER CORP | F 300 | 7085.78 | 2025-01-31 | 0
TX CHILDRENS | BE00113582 | 2010-0001561 | SONIC SURG INSTRUMEN &AC/ATTAC | KLS-MARTIN LP | 52-500-01-04 | 7082 | 2021-04-26 | 0
TX CHILDRENS | BE00113949 | 9500930 | PATIENT LIFT | Hill-Rom Company Inc | VIKING L | 7074.72 | 2021-11-16 | 0
TX CHILDRENS | BE00113950 | 9500929 | PATIENT LIFT | Hill-Rom Company Inc | VIKING L | 7074.72 | 2021-11-16 | 0
TX CHILDRENS | BE00086704 | V1847243 | TABLE, EXAM | RITTER MIDWEST DIV SYBRON CORP | 230-001 | 7068.2 | 2018-03-19 | 0
TX CHILDRENS | BE00086703 | V1847298 | TABLE, EXAM | RITTER MIDWEST DIV SYBRON CORP | 230-001 | 7068.2 | 2018-03-19 | 0
TX CHILDRENS | BE00036969 | 41336614 | CENTRIFUGE, REFRIGERATED | THERMO FISHER SCIENTIFIC ASHEVILLE LLC | LEGEND MICRO 21R | 7067.51 | 2012-05-03 | 0
TX CHILDRENS | BE00125588 | PFSC70088 | RADIANT WARMER, INFANT | DATEX-OHMEDA INC | PANDA FREESTANDING | 7059.59 | 2024-12-12 | 0
TX CHILDRENS | BE00125587 | PFSC70089 | RADIANT WARMER, INFANT | DATEX-OHMEDA INC | PANDA FREESTANDING | 7059.59 | 2024-12-12 | 0
TX CHILDRENS | BE00125589 | PFSC70090 | RADIANT WARMER, INFANT | DATEX-OHMEDA INC | PANDA FREESTANDING | 7059.59 | 2024-12-12 | 0
TX CHILDRENS | BE00108085 | 754475 | WARMING/COOLING UNIT | R ROSS SHAFER ENTERPRISE LLC | COOLVEST SYSTEM | 7059 | 2019-03-14 | 0
TX CHILDRENS | BE00108084 | 754474 | WARMING/COOLING UNIT | R ROSS SHAFER ENTERPRISE LLC | COOLVEST SYSTEM | 7059 | 2019-03-14 | 0
TX CHILDRENS | BE00108086 | 754477 | WARMING/COOLING UNIT | R ROSS SHAFER ENTERPRISE LLC | COOLVEST SYSTEM | 7059 | 2019-03-14 | 0
TX CHILDRENS | BE00108083 | 754461 | WARMING/COOLING UNIT | R ROSS SHAFER ENTERPRISE LLC | COOLVEST SYSTEM | 7059 | 2019-03-14 | 0
TX CHILDRENS | BE00127998 | ZM 10022 | LARYNGOSCOPE | KARL STORZ ENDOSCOPY-AMERICA INC | 8404 ZX | 7056.2 | 2025-08-15 | 0
TX CHILDRENS | BE00126293 | RM 6811 | LARYNGOSCOPE | KARL STORZ ENDOSCOPY-AMERICA INC | 8404 ZX | 7056.2 | 2024-12-05 | 0
TX CHILDRENS | BE00126291 | RM 6827 | LARYNGOSCOPE | KARL STORZ ENDOSCOPY-AMERICA INC | 8404 ZX | 7056.2 | 2024-12-05 | 0
TX CHILDRENS | BE00126294 | RM 6821 | LARYNGOSCOPE | KARL STORZ ENDOSCOPY-AMERICA INC | 8404 ZX | 7056.2 | 2024-12-05 | 0
TX CHILDRENS | BE00126290 | RM 6847 | LARYNGOSCOPE | KARL STORZ ENDOSCOPY-AMERICA INC | 8404 ZX | 7056.2 | 2024-12-05 | 0
TX CHILDRENS | BE00128373 | NL 10244 | LARYNGOSCOPE | KARL STORZ ENDOSCOPY-AMERICA INC | 8404 ZX | 7056.2 | 2027-06-11 | 0
TX CHILDRENS | BE00126296 | RM 6777 | LARYNGOSCOPE | KARL STORZ ENDOSCOPY-AMERICA INC | 8404 ZX | 7056.2 | 2024-12-05 | 0
TX CHILDRENS | BE00126295 | RM 6820 | LARYNGOSCOPE | KARL STORZ ENDOSCOPY-AMERICA INC | 8404 ZX | 7056.2 | 2024-12-05 | 0
TX CHILDRENS | BE00126289 | SM 7096 | LARYNGOSCOPE | KARL STORZ ENDOSCOPY-AMERICA INC | 8404 ZX | 7056.2 | 2024-12-05 | 0
TX CHILDRENS | BE00128149 | WM 8976 | LARYNGOSCOPE | KARL STORZ ENDOSCOPY-AMERICA INC | 8404 ZX | 7056.2 | 2025-04-07 | 0
TX CHILDRENS | BE00126292 | SM 7270 | LARYNGOSCOPE | KARL STORZ ENDOSCOPY-AMERICA INC | 8404 ZX | 7056.2 | 2024-12-05 | 0
TX CHILDRENS | BE00128148 | WM 8979 | LARYNGOSCOPE | KARL STORZ ENDOSCOPY-AMERICA INC | 8404 ZX | 7056.2 | 2025-04-07 | 0
TX CHILDRENS | BE00126297 | RM 6772 | LARYNGOSCOPE | KARL STORZ ENDOSCOPY-AMERICA INC | 8404 ZX | 7056.2 | 2024-12-05 | 0
TX CHILDRENS | BE00129165 | OL 10405 | LARYNGOSCOPE | KARL STORZ ENDOSCOPY-AMERICA INC | 8404 ZXK | 7056.2 | 2026-01-12 | 0
TX CHILDRENS | BE00100866 | 805S3212426 | DNA THERMAL CYCLER | APPLIED BIOSYSTEMS | 9700 | 7055.1 | 2017-07-31 | 0
TX CHILDRENS | BE00100867 | 805S4222229 | DNA THERMAL CYCLER | APPLIED BIOSYSTEMS | 9700 | 7055.1 | 2017-07-31 | 0
TX CHILDRENS | BE00117526 | 2022040007 | UTERINE POSITIONING SYSTEM | COOPERSURGICAL INC | ALLY UPS | 7053.85 | 2023-07-05 | 0
TX CHILDRENS | BE00014999 | 5805Z 1436663 | CENTRIFUGE, REFRIGERATED | Eppendorf North America Inc | 5804R | 7053.22 | 2012-07-13 | 0
TX CHILDRENS | BE00109921 | D7IE10296 | DISPLAY, VIDEO | PANASONIC | 9826NB-US | 7050.99 | 2021-01-04 | 0
TX CHILDRENS | BE00109938 | D7IE10297 | DISPLAY, VIDEO | PANASONIC | 9826NB-US | 7050.99 | 2021-01-04 | 0
TX CHILDRENS | BE00109955 | D7IE10300 | DISPLAY, VIDEO | PANASONIC | 9826NB-US | 7050.99 | 2020-06-16 | 0
TX CHILDRENS | BE00109937 | D7IE10236 | DISPLAY, VIDEO | PANASONIC | 9826NB-US | 7050.99 | 2021-01-04 | 0
TX CHILDRENS | BE00109904 | D7IE10303 | DISPLAY, VIDEO | PANASONIC | 9826NB-US | 7050.99 | 2021-01-04 | 0
TX CHILDRENS | BE00109903 | D7IE10178 | DISPLAY, VIDEO | PANASONIC | 9826NB-US | 7050.99 | 2021-01-04 | 0
TX CHILDRENS | BE00109954 | D7IE10269 | DISPLAY, VIDEO | PANASONIC | 9826NB-US | 7050.99 | 2020-05-20 | 0
TX CHILDRENS | BE00109956 | D7IE10304 | DISPLAY, VIDEO | PANASONIC | 9826NB-US | 7050.99 | 2020-06-16 | 0
TX CHILDRENS | BE00109920 | D7IE10217 | DISPLAY, VIDEO | PANASONIC | 9826NB-US | 7050.99 | 2021-01-04 | 0
TX CHILDRENS | BE00109905 | D7IE10223 | DISPLAY, VIDEO | PANASONIC | 9826NB-US | 7050.99 | 2021-01-04 | 0
TX CHILDRENS | BE00109939 | D7IE10269 | DISPLAY, VIDEO | PANASONIC | 9826NB-US | 7050.99 | 2021-01-04 | 0
TX CHILDRENS | BE00109922 | D7IE10157 | DISPLAY, VIDEO | PANASONIC | 9826NB-US | 7050.99 | 2021-01-04 | 0
TX CHILDRENS | BE00064344 | 41788168 | CENTRIFUGE, REFRIGERATED | THERMO FISHER SCIENTIFIC ASHEVILLE LLC | SORVALL ST 16R | 7050 | 2016-07-05 | 0
TX CHILDRENS | KN216602 | R3S04530228GA | MAINFRAME, PATIENT MONITORING | GE Medical Systems Information Tech Inc | SOLAR 8000M | 7042.45 | 2010-01-27 | 0
TX CHILDRENS | BE00087191 | AZY1603700 | SPECTROPHOTOMETER | THERMO FISHER SCIENTIFIC ASHEVILLE LLC | NANODROP ONE | 7035 | 2018-06-08 | 0
TX CHILDRENS | BE00086412 | V1791022 | TABLE, EXAM | RITTER MIDWEST DIV SYBRON CORP | 230-001 | 7031.28 | 2018-05-10 | 0
TX CHILDRENS | BE00100884 | 141100522 | LYOPHILIZER | Labconco Corp | FREEZONE 4.5L | 7022.92 | 2017-08-11 | 0
TX CHILDRENS | BE00059405 | 13082664 | TABLE, OBSTETRIC | BIODEX MEDICAL SYSTEMS INC | 058-720 | 7020 | 2014-08-12 | 0
TX CHILDRENS | BE00086684 | 64603-047 | CLEANER, ULTRASOUND PROBE | NANOSONICS INC | TROPHON EPR | 7020 | 2017-12-19 | 0
TX CHILDRENS | BE00111925 | 19093860 | TABLE, OBSTETRIC | BIODEX MEDICAL SYSTEMS INC | 058-720 | 7020 | 2020-10-01 | 0
TX CHILDRENS | BE00103881 | B747035983 | BALANCE | METTLER | XPR10002S | 7005.15 | 2019-08-23 | 0
TX CHILDRENS | BE00115292 | 51013326-0516 | TISSUE EMBEDDING CONSOLE | SAKURA FINETEK USA INC | TEC 5 EMA-1 | 7000.5 | 2021-07-12 | 0
TX CHILDRENS | BE00082680 | 51023273-0316 | CRYO EMBEDDING CONSOLE | SAKURA FINETEK USA INC | TEC 5 CMA-1 | 7000.5 | 2017-07-21 | 0
TX CHILDRENS | HTMUS-BT215175 | BT215175 | PROBE, CURVED LINEAR - LINEAR | GE Precision Healthcare LLC | L6-24-D | 7000 | 2023-02-22 | 0
TX CHILDRENS | BE00012814 | 2990211569 | DNA THERMAL CYCLER | APPLIED BIOSYSTEMS | 9902 | 7000 | 2012-03-24 | 0
TX CHILDRENS | BE00014411 | XE-120-Q-1161 | MICROSCOPE ACCESSORIES | EXFO PHOTONIC SOLUTIONS DIV. | XE-120-Q | 7000 | 2012-03-03 | 0
TX CHILDRENS | KN211147 | U90014621 | SLITLAMP BIOMICROSCOPE | HAAG-STREIT USA INC | BM900 | 7000 | 2022-09-14 | 0
TX CHILDRENS | HTMUS-NN001068 | NN001068 | PROBE, TEE | GE Precision Healthcare LLC | 9VT-D | 7000 | 2023-03-24 | 0
TX CHILDRENS | BE00114739 | ZR0721565 | LIGHT SOURCE | KARL STORZ ENDOSCOPY-AMERICA INC | 20133120 | 7000 | 2021-03-23 | 0
TX CHILDRENS | BE00114726 | UU0703487 | LIGHT SOURCE | KARL STORZ ENDOSCOPY-AMERICA INC | 20133120-1 | 7000 | 2021-03-05 | 0
TX CHILDRENS | BE00104394 | F7SA87891C | WATER PURIFIER | EMD MILLIPORE CORPORATION | ELIX ESSENTIAL 5 UV WU | 7000 | 2019-12-11 | 3616
TX CHILDRENS | KN217190 | 30448 | AUDIOMETRIC SOUND ROOM | ACOUSTIC SYSTEMS | RE2445 | 7000 | 2020-01-09 | 0
TX CHILDRENS | BE00035794 | 60203303 | INCUBATOR CO2 | SANYO | MCO-18AIC | 7000 | 2012-12-26 | 0
TX CHILDRENS | BE00113449 | SSB-0000248 | WATER PURIFIER | STERISIL INC | STERISIL SYSTEM | 7000 | 2020-03-06 | 0
TX CHILDRENS | BE00109147 | 830218001 | COMPUTER & PERIPHERALS | BRAINLAB INC | BUZZ 2.0 | 7000 | 2019-06-12 | 36476.13
TX CHILDRENS | BE00035793 | 60203301 | INCUBATOR CO2 | SANYO | MCO-18AIC | 7000 | 2011-11-10 | 0
TX CHILDRENS | BE00112930 | 308808 | TRANSCUTANEOUS PO2 MONITOR | SENTEC INC | SDMS | 7000 | 2024-04-25 | 0
TX CHILDRENS | BE00126563 | 312368 | TRANSCUTANEOUS PO2 MONITOR | SENTEC INC | SDMS | 7000 | 2024-04-25 | 0
TX CHILDRENS | BE00063405 | 50608536 | INCUBATOR CO2 | SANYO | MCO-18AIC | 7000 | 2014-12-29 | 0
TX CHILDRENS | HTMUS-832391WX7 | 832391WX7 | PROBE, 3D - 4D | GE Precision Healthcare LLC | RAB2-6-RS | 7000 | 2023-04-10 | 0
TX CHILDRENS | BE00126564 | 312367 | TRANSCUTANEOUS PO2 MONITOR | SENTEC INC | SDMS | 7000 | 2024-04-25 | 0
TX CHILDRENS | BE00010607 | XE-120-Q-0577 | MICROSCOPE ACCESSORIES | EXFO PHOTONIC SOLUTIONS DIV. | XE-120-Q | 7000 | 2010-01-26 | 0
TX CHILDRENS | BE00117894 | 900.4.2.131332 | SLITLAMP BIOMICROSCOPE | HAAG-STREIT USA INC | BM900 | 7000 | 2022-09-13 | 0
TX CHILDRENS | BE00117895 | 06462 | SLITLAMP BIOMICROSCOPE | HAAG-STREIT USA INC | BM900 | 7000 | 2022-09-13 | 0
TX CHILDRENS | HTMFS-1212100 | 1212100 | PROBE, ENDO | OLYMPUS AMERICA INC | GF-UE160 | 7000 | 2023-06-27 | 0
TX CHILDRENS | KN7000725 | BH30013 | STIRRER | BRANSON CLEANING EQUIP CO. | 250 | 7000 | 1999-08-04 | 0
TX CHILDRENS | HTMUS-NN001080 | NN001080 | PROBE, TEE | GE Precision Healthcare LLC | 9VT-D | 7000 | 2024-08-16 | 0
TX CHILDRENS | KN216207 | WIN-PAK 2.0 | CONTROL MODULE/PANEL | ADEMCO DISTRIBUTION INC | N-1000 | 7000 | 2006-09-28 | 0
TX CHILDRENS | BE00063406 | 50608530 | INCUBATOR CO2 | SANYO | MCO-18AIC | 7000 | 2014-12-29 | 0
TX CHILDRENS | KN223196 | 08023 | SLITLAMP BIOMICROSCOPE | HAAG-STREIT USA INC | BM900 | 6995 | 2006-10-21 | 0
TX CHILDRENS | KN225132 | 11312 | SLITLAMP BIOMICROSCOPE | HAAG-STREIT USA INC | BM900 | 6995 | 2011-08-12 | 0
TX CHILDRENS | BE00114528 | 0342U19 | RODENT MOTOR FUNCTION | UGO BASILE | 47650 | 6995 | 2020-12-21 | 0
TX CHILDRENS | BE00114526 | 0350U19 | RODENT MOTOR FUNCTION | UGO BASILE | 47650 | 6995 | 2020-12-21 | 0
TX CHILDRENS | KN233012 | 12377 | SLITLAMP BIOMICROSCOPE | HAAG-STREIT USA INC | BM900 | 6995 | 2011-08-12 | 0
TX CHILDRENS | BE00125170 | NONE | REGULATOR | BOEHRINGER LABORATORIES | 3931 | 6995 | 2034-03-10 | 0
TX CHILDRENS | BE00114527 | 0347U19 | RODENT MOTOR FUNCTION | UGO BASILE | 47650 | 6995 | 2020-12-21 | 0
TX CHILDRENS | KN225133 | 11377 | SLITLAMP BIOMICROSCOPE | HAAG-STREIT USA INC | BM900 | 6995 | 2011-08-12 | 0
TX CHILDRENS | BE00123465 | NONE | REGULATOR | BOEHRINGER LABORATORIES | 3931 | 6995 | 2034-03-10 | 0
TX CHILDRENS | BE00114525 | 0343U19 | RODENT MOTOR FUNCTION | UGO BASILE | 47650 | 6995 | 2020-12-21 | 0
TX CHILDRENS | BE00123444 | NONE | REGULATOR | BOEHRINGER LABORATORIES | 3931 | 6995 | 2034-03-10 | 0
TX CHILDRENS | KN233013 | 12375 | SLITLAMP BIOMICROSCOPE | HAAG-STREIT USA INC | BM900 | 6995 | 2011-08-12 | 0
TX CHILDRENS | KN225134 | 11374 | SLITLAMP BIOMICROSCOPE | HAAG-STREIT USA INC | BM900 | 6995 | 2011-08-12 | 0
TX CHILDRENS | BE00056828 | 1111138662 | ELECTROSURG CUT & COAG DEVICE | ETHICON US LLC | GEN11 | 6993.33 | 2013-02-16 | 0
TX CHILDRENS | BE00056827 | 1111138648 | ELECTROSURG CUT & COAG DEVICE | ETHICON US LLC | GEN11 | 6993.33 | 2013-02-16 | 0
TX CHILDRENS | KN214564 | 02J440122-1B | CENTRIFUGE | SAVANT INSTRUMENTS, INC. | ISS110-115V | 6993.25 | 2004-11-07 | 0
TX CHILDRENS | BE00114052 | SGS20240002HA | BIS MODULE | GE Medical Systems Information Tech Inc | E-BIS | 6992 | 2021-09-30 | 0
TX CHILDRENS | BE00114053 | SGS20240016HA | BIS MODULE | GE Medical Systems Information Tech Inc | E-BIS | 6992 | 2021-09-30 | 0
TX CHILDRENS | BE00033101 | 10110026 | TABLE, TILTING, EPS | BIODEX MEDICAL SYSTEMS INC | 058-700 | 6990 | 2011-05-16 | 0
TX CHILDRENS | BE00012602 | 10120035 | TABLE, TILTING, EPS | BIODEX MEDICAL SYSTEMS INC | 058-700 | 6990 | 2012-04-08 | 0
TX CHILDRENS | BE00012457 | 10120035 | TABLE, TILTING, EPS | BIODEX MEDICAL SYSTEMS INC | 058-700 | 6990 | 2012-04-08 | 0
TX CHILDRENS | BE00110534 | 42478097 | CENTRIFUGE, REFRIGERATED | THERMO FISHER SCIENTIFIC ASHEVILLE LLC | SORVALL ST 8R | 6988.25 | 2020-07-14 | 0
TX CHILDRENS | KN209923 | 045301 | LIGHT SOURCE | LUXTEC CORP | 9300XSP | 6981.25 | 2002-06-06 | 0
TX CHILDRENS | KN209921 | 047901 | LIGHT SOURCE | LUXTEC CORP | 9300XSP | 6981.25 | 2002-06-06 | 0
TX CHILDRENS | KN209918 | 0412601 | LIGHT SOURCE | LUXTEC CORP | 9300XSP | 6981.25 | 2002-06-06 | 0
TX CHILDRENS | KN209922 | 0410601 | LIGHT SOURCE | LUXTEC CORP | 9300XSP | 6981.25 | 2002-06-06 | 0
TX CHILDRENS | KN209924 | 0411801 | LIGHT SOURCE | LUXTEC CORP | 9300XSP | 6981.25 | 2002-06-06 | 0
TX CHILDRENS | KN209927 | 044101 | LIGHT SOURCE | LUXTEC CORP | 9300XSP | 6981.25 | 2002-06-06 | 0
TX CHILDRENS | KN209920 | 049601 | LIGHT SOURCE | LUXTEC CORP | 9300XSP | 6981.25 | 2002-06-06 | 0
TX CHILDRENS | KN209925 | 0412301 | LIGHT SOURCE | LUXTEC CORP | 9300XSP | 6981.25 | 2002-06-06 | 0
TX CHILDRENS | KN223192 | CY28490506 | CENTRIFUGE | THERMO FISHER SCIENTIFIC ASHEVILLE LLC | CYTOSPIN 4 | 6975 | 2006-08-04 | 0
TX CHILDRENS | BE00012601 | V970915 | TABLE, EXAM | RITTER MIDWEST DIV SYBRON CORP | 230-001 | 6965.87 | 2012-04-06 | 0
TX CHILDRENS | BE00063717 | 1436410401B01217 | MICROSCOPE ACCESSORIES | LEJ (LEISTUNGSELEKTRONIK JENA GmbH) | LQ-HXP 120 | 6948 | 2016-02-16 | 0
TX CHILDRENS | BE00125825 | 2306240010 | IRRIGATION,SURGICAL,(LAVAGE) | STRYKER CORP | 6700-313-600 | 6946 | 2024-11-05 | 0
TX CHILDRENS | BE00123210 | 2304730006 | IRRIGATION,SURGICAL,(LAVAGE) | STRYKER CORP | 6700-313-600 | 6946 | 2024-11-05 | 0
TX CHILDRENS | BE00061576 | 12-5M0102A | TREADMILL AND ACCESSORIES | MOBILITY RESEARCH INC | 200T | 6945 | 2015-08-13 | 0
TX CHILDRENS | BE00125870 | GEDC-8792 | TREADMILL AND ACCESSORIES | GE Medical Systems Information Tech Inc | T2100-ST2 | 6942.8 | 2026-03-20 | 0
TX CHILDRENS | BE00115866 | 2499869-000 | WARMER, BLANKET | GETINGE USA SALES LLC | GET1850BL | 6942 | 2021-10-02 | 0
TX CHILDRENS | BE00102463 | 2833561-000 | WARMER, BLANKET | GETINGE USA SALES LLC | GET1850BL | 6942 | 2022-03-04 | 0
TX CHILDRENS | BE00115867 | 2502112-000 | WARMER, BLANKET | GETINGE USA SALES LLC | GET1850BL | 6942 | 2021-10-02 | 0
TX CHILDRENS | BE00102462 | 2833564-000 | WARMER, BLANKET | GETINGE USA SALES LLC | GET1850BL | 6942 | 2022-03-04 | 0
TX CHILDRENS | BE00063080 | 14-041005 | COLPOSCOPE | COOPERSURGICAL INC | OPTIK1 (1DL-LED) | 6925.5 | 2015-10-11 | 0
TX CHILDRENS | KN223365 | DSH05242045GA | CARDIAC MONITOR W/ RATE ALARM | GE Medical Systems Information Tech Inc | DASH 4000 | 6923.5 | 2010-09-12 | 0
TX CHILDRENS | KN223367 | DSH05242060GA | CARDIAC MONITOR W/ RATE ALARM | GE Medical Systems Information Tech Inc | DASH 4000 | 6923.5 | 2010-09-12 | 0
TX CHILDRENS | KN223363 | DSH05242024GA | CARDIAC MONITOR W/ RATE ALARM | GE Medical Systems Information Tech Inc | DASH 4000 | 6923.5 | 2010-09-12 | 0
TX CHILDRENS | KN223379 | DSH05242219GA | CARDIAC MONITOR W/ RATE ALARM | GE Medical Systems Information Tech Inc | DASH 4000 | 6923.5 | 2010-09-12 | 0
TX CHILDRENS | KN223369 | DSH05242149GA | CARDIAC MONITOR W/ RATE ALARM | GE Medical Systems Information Tech Inc | DASH 4000 | 6923.5 | 2010-09-12 | 0
TX CHILDRENS | KN223368 | DSH05242122GA | CARDIAC MONITOR W/ RATE ALARM | GE Medical Systems Information Tech Inc | DASH 4000 | 6923.5 | 2010-09-12 | 0
TX CHILDRENS | KN223364 | DSH05242031GA | CARDIAC MONITOR W/ RATE ALARM | GE Medical Systems Information Tech Inc | DASH 4000 | 6923.5 | 2010-09-12 | 0
TX CHILDRENS | KN223393 | DSH05242033GA | CARDIAC MONITOR W/ RATE ALARM | GE Medical Systems Information Tech Inc | DASH 4000 | 6923.5 | 2010-09-12 | 0
TX CHILDRENS | KN223362 | DSH05231998GA | CARDIAC MONITOR W/ RATE ALARM | GE Medical Systems Information Tech Inc | DASH 4000 | 6923.5 | 2010-09-12 | 0
TX CHILDRENS | KN223376 | DSH05242205GA | CARDIAC MONITOR W/ RATE ALARM | GE Medical Systems Information Tech Inc | DASH 4000 | 6923.5 | 2010-09-12 | 0
TX CHILDRENS | KN223392 | DSH05242021GA | CARDIAC MONITOR W/ RATE ALARM | GE Medical Systems Information Tech Inc | DASH 4000 | 6923.5 | 2010-09-12 | 0
TX CHILDRENS | KN223372 | DSH05242161GA | CARDIAC MONITOR W/ RATE ALARM | GE Medical Systems Information Tech Inc | DASH 4000 | 6923.5 | 2010-09-12 | 0
TX CHILDRENS | KN223377 | DSH05242211GA | CARDIAC MONITOR W/ RATE ALARM | GE Medical Systems Information Tech Inc | DASH 4000 | 6923.5 | 2010-09-12 | 0
TX CHILDRENS | KN223373 | DSH05242196GA | CARDIAC MONITOR W/ RATE ALARM | GE Medical Systems Information Tech Inc | DASH 4000 | 6923.5 | 2010-09-12 | 0
TX CHILDRENS | KN223391 | DSH05231981GA | CARDIAC MONITOR W/ RATE ALARM | GE Medical Systems Information Tech Inc | DASH 4000 | 6923.5 | 2010-09-12 | 0
TX CHILDRENS | KN223366 | DSH05242046GA | CARDIAC MONITOR W/ RATE ALARM | GE Medical Systems Information Tech Inc | DASH 4000 | 6923.5 | 2010-09-12 | 0
TX CHILDRENS | BE00088352 | N161214068 | WARMER, BLANKET | BLICKMAN HEALTH INDUSTRIES INC | 7922TG | 6923 | 2018-03-02 | 0
TX CHILDRENS | BE00088833 | V1724180 | TABLE, EXAM | RITTER MIDWEST DIV SYBRON CORP | 230 | 6909.3 | 2017-10-03 | 0
TX CHILDRENS | BE00088831 | V1752502 | TABLE, EXAM | RITTER MIDWEST DIV SYBRON CORP | 230 | 6909.3 | 2017-10-03 | 0
TX CHILDRENS | BE00088832 | V1724287 | TABLE, EXAM | RITTER MIDWEST DIV SYBRON CORP | 230 | 6909.3 | 2017-10-03 | 0
TX CHILDRENS | BE00114201 | 20092211-212399 | DOSE CALIBRATOR | BIODEX MEDICAL SYSTEMS INC | 086-330 | 6908 | 2021-10-15 | 0
TX CHILDRENS | BE00115179 | SPX21030231SA | LIM SUPERCARTRIDGE ECG BP TMP | GE Medical Systems Information Tech Inc | PDM | 6906.12 | 2022-07-13 | 0
TX CHILDRENS | BE00115176 | SPX21030140SA | LIM SUPERCARTRIDGE ECG BP TMP | GE Medical Systems Information Tech Inc | PDM | 6906.12 | 2022-07-13 | 0
TX CHILDRENS | BE00115174 | SPX21020991SA | LIM SUPERCARTRIDGE ECG BP TMP | GE Medical Systems Information Tech Inc | PDM | 6906.12 | 2022-07-13 | 0
TX CHILDRENS | BE00115175 | SPX21030136SA | LIM SUPERCARTRIDGE ECG BP TMP | GE Medical Systems Information Tech Inc | PDM | 6906.12 | 2022-07-13 | 0
TX CHILDRENS | BE00115169 | SPX20510613SA | LIM SUPERCARTRIDGE ECG BP TMP | GE Medical Systems Information Tech Inc | PDM | 6906.12 | 2022-07-13 | 0
TX CHILDRENS | BE00115177 | SPX21030205SA | LIM SUPERCARTRIDGE ECG BP TMP | GE Medical Systems Information Tech Inc | PDM | 6906.12 | 2022-07-13 | 0
TX CHILDRENS | BE00115178 | SPX21030218SA | LIM SUPERCARTRIDGE ECG BP TMP | GE Medical Systems Information Tech Inc | PDM | 6906.12 | 2022-07-13 | 0
TX CHILDRENS | BE00115181 | SPX21030336SA | LIM SUPERCARTRIDGE ECG BP TMP | GE Medical Systems Information Tech Inc | PDM | 6906.12 | 2022-07-13 | 0
TX CHILDRENS | BE00115180 | SPX21030248SA | LIM SUPERCARTRIDGE ECG BP TMP | GE Medical Systems Information Tech Inc | PDM | 6906.12 | 2022-07-13 | 0
TX CHILDRENS | BE00115170 | SPX20510614SA | LIM SUPERCARTRIDGE ECG BP TMP | GE Medical Systems Information Tech Inc | PDM | 6906.12 | 2022-07-13 | 0
TX CHILDRENS | BE00115171 | SPX20510615SA | LIM SUPERCARTRIDGE ECG BP TMP | GE Medical Systems Information Tech Inc | PDM | 6906.12 | 2022-07-13 | 0
TX CHILDRENS | BE00115295 | SPX20510764SA | LIM SUPERCARTRIDGE ECG BP TMP | GE Medical Systems Information Tech Inc | PDM | 6906.12 | 2022-07-13 | 0
TX CHILDRENS | BE00115173 | SPX21020752SA | LIM SUPERCARTRIDGE ECG BP TMP | GE Medical Systems Information Tech Inc | PDM | 6906.12 | 2022-07-13 | 0
TX CHILDRENS | BE00115172 | SPX20510616SA | LIM SUPERCARTRIDGE ECG BP TMP | GE Medical Systems Information Tech Inc | PDM | 6906.12 | 2022-07-13 | 0
TX CHILDRENS | BE00115185 | SPX21030501SA | LIM SUPERCARTRIDGE ECG BP TMP | GE Medical Systems Information Tech Inc | PDM | 6906.12 | 2022-07-13 | 0
TX CHILDRENS | BE00115183 | SPX21030347SA | LIM SUPERCARTRIDGE ECG BP TMP | GE Medical Systems Information Tech Inc | PDM | 6906.12 | 2022-07-13 | 0
TX CHILDRENS | BE00115184 | SPX21030479SA | LIM SUPERCARTRIDGE ECG BP TMP | GE Medical Systems Information Tech Inc | PDM | 6906.12 | 2022-07-13 | 0
TX CHILDRENS | BE00115186 | SPX21110133SA | LIM SUPERCARTRIDGE ECG BP TMP | GE Medical Systems Information Tech Inc | PDM | 6906.12 | 2022-07-13 | 0
TX CHILDRENS | BE00115182 | SPX21030346SA | LIM SUPERCARTRIDGE ECG BP TMP | GE Medical Systems Information Tech Inc | PDM | 6906.12 | 2022-07-13 | 0
TX CHILDRENS | BE00065141 | V1671731 | TABLE, EXAM | RITTER MIDWEST DIV SYBRON CORP | 230 | 6905.73 | 2016-04-29 | 0
TX CHILDRENS | BE00064776 | 225562/15 | CIRCULATOR | HUBER USA, INC | MINISTAT 125 | 6901.2 | 2016-08-09 | 0
TX CHILDRENS | BE00059643 | 12-041125 | COLPOSCOPE | COOPERSURGICAL INC | OPTIK1 (1DL-LED) | 6900 | 2014-07-31 | 0
TX CHILDRENS | KN227306 | 38499 | PH METER | MEDTRONIC, INC. | PH 400 | 6900 | 2007-11-20 | 0
TX CHILDRENS | BE00038485 | 44590 | COLPOSCOPE | LEISEGANG | D-10625 | 6900 | 2012-11-26 | 0
TX CHILDRENS | BE00036599 | 11-61136 | COLPOSCOPE | LEISEGANG | OPTIK1-00 | 6900 | 2012-10-27 | 0
TX CHILDRENS | BE00010587 | 12-500333 | COLPOSCOPE | COOPERSURGICAL INC | OPTIK1 (1DL-LED) | 6900 | 2015-01-15 | 0
TX CHILDRENS | BE00036598 | 11-61129 | COLPOSCOPE | LEISEGANG | OPTIK1-00 | 6900 | 2012-10-27 | 0
TX CHILDRENS | BE00119741 | 101318D | DISTRACTION DEVICE | TFH USA LTD | VECTA DELUXE | 6899 | 2024-04-20 | 0
TX CHILDRENS | BE00117879 | 1014913 | OTOACOUSTIC EMISSION DEVICE | INTERACOUSTICS | LYRA | 6895 | 2023-12-27 | 0
TX CHILDRENS | BE00060830 | 13121219 | MICROPLATE WASH | BIO-TEK INSTRUMENTS INC | ELX508-MML | 6893.5 | 2015-01-26 | 0
TX CHILDRENS | KN223270 | SBM05260101GA | MAINFRAME, PATIENT MONITORING | GE Medical Systems Information Tech Inc | SOLAR 8000i | 6893 | 2010-09-12 | 0
TX CHILDRENS | KN223053 | SBM05260094GA | MAINFRAME, PATIENT MONITORING | GE Medical Systems Information Tech Inc | SOLAR 8000i | 6893 | 2010-07-15 | 0
TX CHILDRENS | KN223052 | SBM05260092GA | MAINFRAME, PATIENT MONITORING | GE Medical Systems Information Tech Inc | SOLAR 8000i | 6893 | 2010-07-15 | 0
TX CHILDRENS | KN223272 | SBM05260103GA | MAINFRAME, PATIENT MONITORING | GE Medical Systems Information Tech Inc | SOLAR 8000i | 6893 | 2010-09-12 | 0
TX CHILDRENS | KN223273 | SBM05260104GA | MAINFRAME, PATIENT MONITORING | GE Medical Systems Information Tech Inc | SOLAR 8000i | 6893 | 2010-09-12 | 0
TX CHILDRENS | KN223055 | SBM05260096GA | MAINFRAME, PATIENT MONITORING | GE Medical Systems Information Tech Inc | SOLAR 8000i | 6893 | 2010-07-15 | 0
TX CHILDRENS | KN223057 | SBM05260107GA | MAINFRAME, PATIENT MONITORING | GE Medical Systems Information Tech Inc | SOLAR 8000i | 6893 | 2010-07-15 | 0
TX CHILDRENS | KN223268 | SBM05260099GA | MAINFRAME, PATIENT MONITORING | GE Medical Systems Information Tech Inc | SOLAR 8000i | 6893 | 2010-09-12 | 0
TX CHILDRENS | KN223894 | SBM05490634GA | MAINFRAME, PATIENT MONITORING | GE Medical Systems Information Tech Inc | SOLAR 8000i | 6893 | 2011-01-11 | 0
TX CHILDRENS | KN223892 | SBM05490624GA | MAINFRAME, PATIENT MONITORING | GE Medical Systems Information Tech Inc | SOLAR 8000i | 6893 | 2011-01-11 | 0
TX CHILDRENS | KN223262 | SBM05260082GA | MAINFRAME, PATIENT MONITORING | GE Medical Systems Information Tech Inc | SOLAR 8000i | 6893 | 2010-09-12 | 0
TX CHILDRENS | KN223056 | SBM05260098GA | MAINFRAME, PATIENT MONITORING | GE Medical Systems Information Tech Inc | SOLAR 8000i | 6893 | 2010-07-15 | 0
TX CHILDRENS | KN223261 | SBM05260081GA | MAINFRAME, PATIENT MONITORING | GE Medical Systems Information Tech Inc | SOLAR 8000i | 6893 | 2010-09-12 | 0
TX CHILDRENS | KN223269 | SBM05260100GA | MAINFRAME, PATIENT MONITORING | GE Medical Systems Information Tech Inc | SOLAR 8000i | 6893 | 2010-09-12 | 0
TX CHILDRENS | KN223271 | SBM05260102GA | MAINFRAME, PATIENT MONITORING | GE Medical Systems Information Tech Inc | SOLAR 8000i | 6893 | 2010-09-12 | 0
TX CHILDRENS | KN223274 | SBM05260105GA | MAINFRAME, PATIENT MONITORING | GE Medical Systems Information Tech Inc | SOLAR 8000i | 6893 | 2010-09-12 | 0
TX CHILDRENS | KN223281 | SBM05260115GA | MAINFRAME, PATIENT MONITORING | GE Medical Systems Information Tech Inc | SOLAR 8000i | 6893 | 2010-09-12 | 0
TX CHILDRENS | KN223265 | SBM05260087GA | MAINFRAME, PATIENT MONITORING | GE Medical Systems Information Tech Inc | SOLAR 8000i | 6893 | 2010-09-12 | 0
TX CHILDRENS | KN223280 | SBM05260114GA | MAINFRAME, PATIENT MONITORING | GE Medical Systems Information Tech Inc | SOLAR 8000i | 6893 | 2010-09-12 | 0
TX CHILDRENS | KN223277 | SBM05260109GA | MAINFRAME, PATIENT MONITORING | GE Medical Systems Information Tech Inc | SOLAR 8000i | 6893 | 2010-09-12 | 0
TX CHILDRENS | KN223051 | SBM05260091GA | MAINFRAME, PATIENT MONITORING | GE Medical Systems Information Tech Inc | SOLAR 8000i | 6893 | 2010-07-15 | 0
TX CHILDRENS | KN223058 | SBM05260110GA | MAINFRAME, PATIENT MONITORING | GE Medical Systems Information Tech Inc | SOLAR 8000i | 6893 | 2010-07-15 | 0
TX CHILDRENS | KN223275 | SBM05260106GA | MAINFRAME, PATIENT MONITORING | GE Medical Systems Information Tech Inc | SOLAR 8000i | 6893 | 2010-09-12 | 0
TX CHILDRENS | KN223054 | SBM05260095GA | MAINFRAME, PATIENT MONITORING | GE Medical Systems Information Tech Inc | SOLAR 8000i | 6893 | 2010-07-15 | 0
TX CHILDRENS | KN223059 | SBM05260113GA | MAINFRAME, PATIENT MONITORING | GE Medical Systems Information Tech Inc | SOLAR 8000i | 6893 | 2010-07-15 | 0
TX CHILDRENS | KN223263 | SBM05260083GA | MAINFRAME, PATIENT MONITORING | GE Medical Systems Information Tech Inc | SOLAR 8000i | 6893 | 2010-09-12 | 0
TX CHILDRENS | KN223276 | SBM05260108GA | MAINFRAME, PATIENT MONITORING | GE Medical Systems Information Tech Inc | SOLAR 8000i | 6893 | 2010-09-12 | 0
TX CHILDRENS | KN223279 | SBM05260112GA | MAINFRAME, PATIENT MONITORING | GE Medical Systems Information Tech Inc | SOLAR 8000i | 6893 | 2010-09-12 | 0
TX CHILDRENS | KN223266 | SBM05260093GA | MAINFRAME, PATIENT MONITORING | GE Medical Systems Information Tech Inc | SOLAR 8000i | 6893 | 2010-09-12 | 0
TX CHILDRENS | KN223893 | SBM05490626GA | MAINFRAME, PATIENT MONITORING | GE Medical Systems Information Tech Inc | SOLAR 8000i | 6893 | 2011-01-11 | 0
TX CHILDRENS | KN223891 | SBM05490615GA | MAINFRAME, PATIENT MONITORING | GE Medical Systems Information Tech Inc | SOLAR 8000i | 6893 | 2011-01-11 | 0
TX CHILDRENS | KN223264 | SBM05260084GA | MAINFRAME, PATIENT MONITORING | GE Medical Systems Information Tech Inc | SOLAR 8000i | 6893 | 2010-09-12 | 0
TX CHILDRENS | KN223278 | SBM05260111GA | MAINFRAME, PATIENT MONITORING | GE Medical Systems Information Tech Inc | SOLAR 8000i | 6893 | 2010-09-12 | 0
TX CHILDRENS | KN223896 | SBM05490636GA | MAINFRAME, PATIENT MONITORING | GE Medical Systems Information Tech Inc | SOLAR 8000i | 6893 | 2011-01-11 | 0
TX CHILDRENS | BE00100034 | 23057 | X-RAY, DENTAL | ARIBEX | NOMAD PRO 2 | 6878 | 2018-03-13 | 0
TX CHILDRENS | BE00126683 | 03896066 | LIGHT, EXAM, AC-POWERED | STRYKER CORP | SIRCA | 6875.44 | 2024-11-06 | 0
TX CHILDRENS | BE00126682 | 03885113 | LIGHT, EXAM, AC-POWERED | STRYKER CORP | SIRCA | 6875.44 | 2024-11-06 | 0
TX CHILDRENS | BE00130813 | 1RPD00655 | AUTOLOGOUS TISSUE DEVICE | AVITA MEDICAL | AVRL0104 | 6875 | 2026-05-05 | 0
TX CHILDRENS | BE00129750 | 1RPD00608 | AUTOLOGOUS TISSUE DEVICE | AVITA MEDICAL | AVRL0104 | 6875 | 2026-02-27 | 0
TX CHILDRENS | BE00126871 | 400139-5 | UTILITY CART | SMR | S160000D | 6874.6 | 2025-10-21 | 0
TX CHILDRENS | BE00126484 | 397782-4 | UTILITY CART | SMR | S160000D | 6874.6 | 2025-03-28 | 0
TX CHILDRENS | BE00126487 | 397782-7 | UTILITY CART | SMR | S160000D | 6874.6 | 2025-03-28 | 0
TX CHILDRENS | BE00126483 | 397782-3 | UTILITY CART | SMR | S160000D | 6874.6 | 2025-03-28 | 0
TX CHILDRENS | BE00126481 | 397782-1 | UTILITY CART | SMR | S160000D | 6874.6 | 2025-03-28 | 0
TX CHILDRENS | BE00126488 | 397782-8 | UTILITY CART | SMR | S160000D | 6874.6 | 2025-03-28 | 0
TX CHILDRENS | BE00126486 | 397782-6 | UTILITY CART | SMR | S160000D | 6874.6 | 2025-03-28 | 0
TX CHILDRENS | BE00126482 | 397782-2 | UTILITY CART | SMR | S160000D | 6874.6 | 2025-03-28 | 0
TX CHILDRENS | BE00126867 | 400139-1 | UTILITY CART | SMR | S160000D | 6874.6 | 2025-10-21 | 0
TX CHILDRENS | BE00126870 | 400139-4 | UTILITY CART | SMR | S160000D | 6874.6 | 2025-10-21 | 0
TX CHILDRENS | BE00126485 | 397782-5 | UTILITY CART | SMR | S160000D | 6874.6 | 2025-03-28 | 0
TX CHILDRENS | BE00126869 | 400139-3 | UTILITY CART | SMR | S160000D | 6874.6 | 2025-10-21 | 0
TX CHILDRENS | BE00126868 | 400139-2 | UTILITY CART | SMR | S160000D | 6874.6 | 2025-10-21 | 0
TX CHILDRENS | BE00129454 | U2441032 | LARYNGOSCOPE | PEAK MEDICAL RESOURCES LLC | MO3 | 6867 | 2026-05-13 | 0
TX CHILDRENS | BE00115200 | SPX21060366SA | LIM SUPERCARTRIDGE ECG BP TMP | GE Medical Systems Information Tech Inc | PDM | 6866.37 | 2022-06-28 | 0
TX CHILDRENS | BE00115202 | SPX21060563SA | LIM SUPERCARTRIDGE ECG BP TMP | GE Medical Systems Information Tech Inc | PDM | 6866.37 | 2022-06-28 | 0
TX CHILDRENS | BE00115201 | SPX21060376SA | LIM SUPERCARTRIDGE ECG BP TMP | GE Medical Systems Information Tech Inc | PDM | 6866.37 | 2022-06-28 | 0
TX CHILDRENS | BE00115195 | SPX21050753SA | LIM SUPERCARTRIDGE ECG BP TMP | GE Medical Systems Information Tech Inc | PDM | 6866.37 | 2022-06-28 | 0
TX CHILDRENS | BE00115198 | SPX21060314SA | LIM SUPERCARTRIDGE ECG BP TMP | GE Medical Systems Information Tech Inc | PDM | 6866.37 | 2022-06-28 | 0
TX CHILDRENS | BE00115197 | SPX21060305SA | LIM SUPERCARTRIDGE ECG BP TMP | GE Medical Systems Information Tech Inc | PDM | 6866.37 | 2022-06-28 | 0
TX CHILDRENS | BE00115196 | SPX21060013SA | LIM SUPERCARTRIDGE ECG BP TMP | GE Medical Systems Information Tech Inc | PDM | 6866.37 | 2022-06-28 | 0
TX CHILDRENS | BE00115199 | SPX21060321SA | LIM SUPERCARTRIDGE ECG BP TMP | GE Medical Systems Information Tech Inc | PDM | 6866.37 | 2022-06-28 | 0
TX CHILDRENS | BE00103480 | 711521 | MICROSCOPE | NIKON INSTRUMENT INC | ECLIPSE Ci-L | 6863.4 | 2019-05-30 | 0
TX CHILDRENS | BE00082802 | URA063362 | WARMER, BLANKET | GETINGE USA SALES LLC | 5624 | 6860.23 | 2017-05-24 | 0
TX CHILDRENS | BE00065290 | URA057864 | WARMER, BLANKET | GETINGE USA SALES LLC | 5624 | 6860.23 | 2016-10-12 | 0
TX CHILDRENS | KN230009 | 5811-0036720 | CENTRIFUGE, REFRIGERATED | Eppendorf North America Inc | 5810R | 6850.85 | 2008-04-13 | 0
TX CHILDRENS | BE00128726 | 2024-0168 | INTERFACE | COLUMBUS INSTRUMENTS LLC | CI BUS HUB | 6850 | 2025-09-04 | 0
TX CHILDRENS | BE00122964 | XT720S-1448 | MICROSCOPE ACCESSORIES | LUMEN DYNAMICS GROUP | XT720S | 6848.93 | 2024-06-07 | 0
TX CHILDRENS | BE00064004 | 5305 DH323579 | VACUUM CENTRIFUGE | Eppendorf North America Inc | 5305 | 6842.73 | 2016-04-14 | 0
TX CHILDRENS | KN226849 | IPV1C-0789 | VENTILATOR NONCONTINUOUS | PERCUSSION CORP | IPV-1C | 6833 | 2008-10-05 | 0
TX CHILDRENS | KN226848 | IPV1C-0792 | VENTILATOR NONCONTINUOUS | PERCUSSION CORP | IPV-1C | 6833 | 2008-10-05 | 0
TX CHILDRENS | BE00088351 | H170114160 | WARMER, BLANKET | BLICKMAN HEALTH INDUSTRIES INC | 7921TS | 6832.62 | 2018-03-02 | 0
TX CHILDRENS | BE00066053 | D2400-1134 | MIXER | BENCHMARK SCIENTIFIC | D2400 | 6825.83 | 2016-12-07 | 0
TX CHILDRENS | BE00120480 | SNV22450074PAS | FETAL CARDIAC MONITOR | GE HEALTHCARE INC | 172 | 6824.96 | 2024-06-12 | 0
TX CHILDRENS | BE00120479 | SNV22450068PAS | FETAL CARDIAC MONITOR | GE HEALTHCARE INC | 172 | 6824.96 | 2024-06-12 | 0
TX CHILDRENS | KN222403 | 300873-1368 | INCUBATOR CO2 | FORMA SCIENTIFIC | 3130 | 6824 | 2004-05-08 | 0
TX CHILDRENS | KN222404 | 300873-1367 | INCUBATOR CO2 | FORMA SCIENTIFIC | 3130 | 6824 | 2004-05-08 | 0
TX CHILDRENS | BE00113708 | BR30305384 | PH ELECTRODE-ESOPHAGEAL | GIVEN IMAGING INC | FGS-0634 | 6820 | 2020-07-21 | 0
TX CHILDRENS | BE00113707 | BR30305370 | PH ELECTRODE-ESOPHAGEAL | GIVEN IMAGING INC | FGS-0634 | 6820 | 2020-07-21 | 0
TX CHILDRENS | BE00129095 | 42052108R-2430009 | UNINTERRUPTABLE POWER SUPPLY | AMETEK Powervar | ABCDEF5202-22 | 6818.26 | 2028-01-08 | 39933.13
TX CHILDRENS | BE00129085 | 42052108R-2430008 | UNINTERRUPTABLE POWER SUPPLY | AMETEK Powervar | ABCDEF5202-22 | 6818.26 | 2028-01-08 | 39933.13
TX CHILDRENS | BE00114728 | 5810-02632 | CENTRIFUGE | Eppendorf North America Inc | 5810 | 6814 | 2021-03-21 | 0
TX CHILDRENS | BE00062468 | BD2014070136 | EXERCISE EQUIP, POWERED | MIDLAND INDUSTRIAL SUPPLY CO | 1412E | 6808.24 | 2015-10-16 | 0
TX CHILDRENS | HTMUS-480504YP0 | 480504YP0 | PROBE, CURVED LINEAR - LINEAR | GE Precision Healthcare LLC | C1-6-D | 6800 | 2024-08-16 | 0
TX CHILDRENS | BE00010317 | 5811YJ143504 | CENTRIFUGE, REFRIGERATED | Eppendorf North America Inc | 5810R | 6800 | 2013-03-20 | 0
TX CHILDRENS | BE00114314 | 20090079 | VIDEO GAME / GAME CENTER | NINTENDO OF NORTH AMERICA | SFC-WUP-001 | 6800 | 2021-11-30 | 0
TX CHILDRENS | HTMUS-465641YP9 | 465641YP9 | PROBE, CURVED LINEAR - LINEAR | GE Precision Healthcare LLC | C1-6-D | 6800 | 2024-09-13 | 0
TX CHILDRENS | BE00114315 | 20090148 | VIDEO GAME / GAME CENTER | NINTENDO OF NORTH AMERICA | SFC-WUP-001 | 6800 | 2021-11-30 | 0
TX CHILDRENS | BE00114313 | 20090170 | VIDEO GAME / GAME CENTER | NINTENDO OF NORTH AMERICA | SFC-WUP-001 | 6800 | 2021-11-30 | 0
TX CHILDRENS | HTMUS-467974YP2 | 467974YP2 | PROBE, CURVED LINEAR - LINEAR | GE Precision Healthcare LLC | C3-10-D | 6800 | 2024-09-13 | 0
TX CHILDRENS | HTMUS-223370PD8 | 223370PD8 | PROBE, CURVED LINEAR - LINEAR | GE Precision Healthcare LLC | L2-9-D | 6800 | 2024-09-13 | 0
TX CHILDRENS | BE00035346 | 1K49755 | MICROSCOPE | OLYMPUS AMERICA INC | BX43F | 6800 | 2013-07-24 | 0
TX CHILDRENS | HTMUS-465348YP1 | 465348YP1 | PROBE, CURVED LINEAR - LINEAR | GE Precision Healthcare LLC | C2-9-D | 6800 | 2024-09-13 | 0
TX CHILDRENS | HTMUS-BT-300981 | BT-300981 | PROBE, CURVED LINEAR - LINEAR | GE Precision Healthcare LLC | L6-24-D | 6800 | 2024-09-13 | 0
TX CHILDRENS | BE00114312 | 20090206 | VIDEO GAME / GAME CENTER | NINTENDO OF NORTH AMERICA | SFC-WUP-001 | 6800 | 2021-11-30 | 0
TX CHILDRENS | BE00035304 | 1K50086 | MICROSCOPE | OLYMPUS AMERICA INC | BX43F | 6800 | 2012-07-25 | 0
TX CHILDRENS | KN211679 | 05778 | SLITLAMP BIOMICROSCOPE | HAAG-STREIT USA INC | BM900 | 6795 | 2004-12-15 | 0
TX CHILDRENS | KN211678 | 05729 | SLITLAMP BIOMICROSCOPE | HAAG-STREIT USA INC | BM900 | 6795 | 2004-12-15 | 0
TX CHILDRENS | KN211680 | 05781 | SLITLAMP BIOMICROSCOPE | HAAG-STREIT USA INC | BM900 | 6795 | 2004-12-15 | 0
TX CHILDRENS | BE00087419 | 709017 | MICROSCOPE | NIKON INSTRUMENT INC | ECLIPSE Ci-L | 6787.8 | 2018-04-09 | 0
TX CHILDRENS | BE00087426 | 709006 | MICROSCOPE | NIKON INSTRUMENT INC | ECLIPSE Ci-L | 6787.8 | 2018-04-09 | 0
TX CHILDRENS | BE00060899 | E0214-1727-151 | MICROSCOPE | LIFE TECHNOLOGIES CORPORATION | AMEX 1000 | 6777 | 2015-06-08 | 0
TX CHILDRENS | BE00124241 | DNA3966Q | BLOOD & PLASMA WARMING DEVICE | TERUMO BCT INC | ASTOTHERM Plus 220 | 6773 | 2024-12-03 | 0
TX CHILDRENS | BE00124242 | DNA3967Q | BLOOD & PLASMA WARMING DEVICE | TERUMO BCT INC | ASTOTHERM Plus 220 | 6773 | 2024-12-03 | 0
TX CHILDRENS | BE00128593 | 231061059 | INCUBATOR CO2 | PHC Corporation of North America | MCO-170AICUVHL | 6770 | 2025-07-15 | 0
TX CHILDRENS | BE00128594 | 240260018 | INCUBATOR CO2 | PHC Corporation of North America | MCO-170AICUVHL | 6770 | 2025-07-15 | 0
TX CHILDRENS | BE00108181 | 16090076 | VIDEO GAME / GAME CENTER | NINTENDO OF NORTH AMERICA | SFC-WUP-001 | 6768.75 | 2019-05-17 | 0
TX CHILDRENS | BE00108179 | 15110001 | VIDEO GAME / GAME CENTER | NINTENDO OF NORTH AMERICA | SFC-WUP-001 | 6768.75 | 2019-05-17 | 0
TX CHILDRENS | BE00108198 | 15100115 | VIDEO GAME / GAME CENTER | NINTENDO OF NORTH AMERICA | SFC-WUP-001 | 6768.75 | 2019-05-17 | 0
TX CHILDRENS | BE00108196 | 15110045 | VIDEO GAME / GAME CENTER | NINTENDO OF NORTH AMERICA | SFC-WUP-001 | 6768.75 | 2019-05-17 | 0
TX CHILDRENS | BE00108202 | 15100106 | VIDEO GAME / GAME CENTER | NINTENDO OF NORTH AMERICA | SFC-WUP-001 | 6768.75 | 2019-05-17 | 0
TX CHILDRENS | BE00108185 | 16090078 | VIDEO GAME / GAME CENTER | NINTENDO OF NORTH AMERICA | SFC-WUP-001 | 6768.75 | 2019-05-17 | 0
TX CHILDRENS | BE00108191 | 16090080 | VIDEO GAME / GAME CENTER | NINTENDO OF NORTH AMERICA | SFC-WUP-001 | 6768.75 | 2019-05-17 | 0
TX CHILDRENS | BE00108194 | 15100089 | VIDEO GAME / GAME CENTER | NINTENDO OF NORTH AMERICA | SFC-WUP-001 | 6768.75 | 2019-05-17 | 0
TX CHILDRENS | BE00105677 | 15100081 | VIDEO GAME / GAME CENTER | NINTENDO OF NORTH AMERICA | SFC-WUP-001 | 6768.75 | 2019-05-17 | 0
TX CHILDRENS | BE00108189 | 16090110 | VIDEO GAME / GAME CENTER | NINTENDO OF NORTH AMERICA | SFC-WUP-001 | 6768.75 | 2019-05-17 | 0
TX CHILDRENS | BE00108187 | 16090098 | VIDEO GAME / GAME CENTER | NINTENDO OF NORTH AMERICA | SFC-WUP-001 | 6768.75 | 2019-05-17 | 0
TX CHILDRENS | BE00106509 | 16090082 | VIDEO GAME / GAME CENTER | NINTENDO OF NORTH AMERICA | SFC-WUP-001 | 6768.75 | 2019-05-17 | 0
TX CHILDRENS | BE00108183 | 16090243 | VIDEO GAME / GAME CENTER | NINTENDO OF NORTH AMERICA | SFC-WUP-001 | 6768.75 | 2019-05-17 | 0
TX CHILDRENS | BE00108200 | 15100095 | VIDEO GAME / GAME CENTER | NINTENDO OF NORTH AMERICA | SFC-WUP-001 | 6768.75 | 2019-05-17 | 0
TX CHILDRENS | BE00106508 | 15110146 | VIDEO GAME / GAME CENTER | NINTENDO OF NORTH AMERICA | SFC-WUP-001 | 6768.75 | 2019-05-17 | 0
TX CHILDRENS | BE00108199 | 15110060 | VIDEO GAME / GAME CENTER | NINTENDO OF NORTH AMERICA | SFC-WUP-001 | 6768.75 | 2019-05-17 | 0
TX CHILDRENS | BE00108178 | 15110156 | VIDEO GAME / GAME CENTER | NINTENDO OF NORTH AMERICA | SFC-WUP-001 | 6768.75 | 2019-05-17 | 0
TX CHILDRENS | BE00108182 | 15100033 | VIDEO GAME / GAME CENTER | NINTENDO OF NORTH AMERICA | SFC-WUP-001 | 6768.75 | 2019-05-17 | 0
TX CHILDRENS | BE00108195 | 15110056 | VIDEO GAME / GAME CENTER | NINTENDO OF NORTH AMERICA | SFC-WUP-001 | 6768.75 | 2019-05-17 | 0
TX CHILDRENS | BE00106507 | 15110065 | VIDEO GAME / GAME CENTER | NINTENDO OF NORTH AMERICA | SFC-WUP-001 | 6768.75 | 2019-05-17 | 0
TX CHILDRENS | BE00108186 | 16090113 | VIDEO GAME / GAME CENTER | NINTENDO OF NORTH AMERICA | SFC-WUP-001 | 6768.75 | 2019-05-17 | 0
TX CHILDRENS | BE00108184 | 16090240 | VIDEO GAME / GAME CENTER | NINTENDO OF NORTH AMERICA | SFC-WUP-001 | 6768.75 | 2019-05-17 | 0
TX CHILDRENS | BE00108188 | 16090231 | VIDEO GAME / GAME CENTER | NINTENDO OF NORTH AMERICA | SFC-WUP-001 | 6768.75 | 2019-05-17 | 0
TX CHILDRENS | BE00108190 | 16090087 | VIDEO GAME / GAME CENTER | NINTENDO OF NORTH AMERICA | SFC-WUP-001 | 6768.75 | 2019-05-17 | 0
TX CHILDRENS | BE00105676 | 15110120 | VIDEO GAME / GAME CENTER | NINTENDO OF NORTH AMERICA | SFC-WUP-001 | 6768.75 | 2019-05-17 | 0
TX CHILDRENS | BE00108197 | 15100097 | VIDEO GAME / GAME CENTER | NINTENDO OF NORTH AMERICA | SFC-WUP-001 | 6768.75 | 2019-05-17 | 0
TX CHILDRENS | BE00108180 | 15110080 | VIDEO GAME / GAME CENTER | NINTENDO OF NORTH AMERICA | SFC-WUP-001 | 6768.75 | 2019-05-17 | 0
TX CHILDRENS | BE00108193 | 15100070 | VIDEO GAME / GAME CENTER | NINTENDO OF NORTH AMERICA | SFC-WUP-001 | 6768.75 | 2019-05-17 | 0
TX CHILDRENS | BE00108201 | 15100048 | VIDEO GAME / GAME CENTER | NINTENDO OF NORTH AMERICA | SFC-WUP-001 | 6768.75 | 2019-05-17 | 0
TX CHILDRENS | BE00105680 | 15110152 | VIDEO GAME / GAME CENTER | NINTENDO OF NORTH AMERICA | SFC-WUP-001 | 6768.75 | 2019-05-17 | 0
TX CHILDRENS | BE00108192 | 15110015 | VIDEO GAME / GAME CENTER | NINTENDO OF NORTH AMERICA | SFC-WUP-001 | 6768.75 | 2019-05-17 | 0
TX CHILDRENS | BE00103138 | 20170104 | EXERCISE EQUIP, POWERED | Lode BV Medical Technology | LODE CORIVAL | 6763 | 2019-01-23 | 0
TX CHILDRENS | BE00113356 | SPX19330770SA | LIM SUPERCARTRIDGE ECG BP TMP | GE Medical Systems Information Tech Inc | PDM | 6761.93 | 2021-03-25 | 0
TX CHILDRENS | BE00113351 | SPX19330449SA | LIM SUPERCARTRIDGE ECG BP TMP | GE Medical Systems Information Tech Inc | PDM | 6761.93 | 2021-03-25 | 0
TX CHILDRENS | BE00113354 | SPX19330457SA | LIM SUPERCARTRIDGE ECG BP TMP | GE Medical Systems Information Tech Inc | PDM | 6761.93 | 2021-03-25 | 0
TX CHILDRENS | BE00113344 | SPX19330220SA | LIM SUPERCARTRIDGE ECG BP TMP | GE Medical Systems Information Tech Inc | PDM | 6761.93 | 2021-03-25 | 0
TX CHILDRENS | BE00113355 | SPX19330458SA | LIM SUPERCARTRIDGE ECG BP TMP | GE Medical Systems Information Tech Inc | PDM | 6761.93 | 2021-03-25 | 0
TX CHILDRENS | BE00113359 | SPX19330824SA | LIM SUPERCARTRIDGE ECG BP TMP | GE Medical Systems Information Tech Inc | PDM | 6761.93 | 2021-03-25 | 0
TX CHILDRENS | BE00113361 | SPX19320878SA | LIM SUPERCARTRIDGE ECG BP TMP | GE Medical Systems Information Tech Inc | PDM | 6761.93 | 2021-03-25 | 0
TX CHILDRENS | BE00113345 | SPX19330230SA | LIM SUPERCARTRIDGE ECG BP TMP | GE Medical Systems Information Tech Inc | PDM | 6761.93 | 2021-03-25 | 0
TX CHILDRENS | BE00113357 | SPX19330790SA | LIM SUPERCARTRIDGE ECG BP TMP | GE Medical Systems Information Tech Inc | PDM | 6761.93 | 2021-03-25 | 0
TX CHILDRENS | BE00113346 | SPX19330363SA | LIM SUPERCARTRIDGE ECG BP TMP | GE Medical Systems Information Tech Inc | PDM | 6761.93 | 2021-03-25 | 0
TX CHILDRENS | BE00113349 | SPX19330387SA | LIM SUPERCARTRIDGE ECG BP TMP | GE Medical Systems Information Tech Inc | PDM | 6761.93 | 2021-03-25 | 0
TX CHILDRENS | BE00113347 | SPX19330364SA | LIM SUPERCARTRIDGE ECG BP TMP | GE Medical Systems Information Tech Inc | PDM | 6761.93 | 2021-03-25 | 0
TX CHILDRENS | BE00113353 | SPX19330453SA | LIM SUPERCARTRIDGE ECG BP TMP | GE Medical Systems Information Tech Inc | PDM | 6761.93 | 2021-03-25 | 0
TX CHILDRENS | BE00113352 | SPX19330450SA | LIM SUPERCARTRIDGE ECG BP TMP | GE Medical Systems Information Tech Inc | PDM | 6761.93 | 2021-03-25 | 0
TX CHILDRENS | BE00113350 | SPX19330392SA | LIM SUPERCARTRIDGE ECG BP TMP | GE Medical Systems Information Tech Inc | PDM | 6761.93 | 2021-03-25 | 0
TX CHILDRENS | BE00113348 | SPX19330382SA | LIM SUPERCARTRIDGE ECG BP TMP | GE Medical Systems Information Tech Inc | PDM | 6761.93 | 2021-03-25 | 0
TX CHILDRENS | BE00113343 | SPX19330216SA | LIM SUPERCARTRIDGE ECG BP TMP | GE Medical Systems Information Tech Inc | PDM | 6761.93 | 2021-03-25 | 0
TX CHILDRENS | BE00113360 | SPX19330826SA | LIM SUPERCARTRIDGE ECG BP TMP | GE Medical Systems Information Tech Inc | PDM | 6761.93 | 2021-03-25 | 0
TX CHILDRENS | BE00113358 | SPX19330802SA | LIM SUPERCARTRIDGE ECG BP TMP | GE Medical Systems Information Tech Inc | PDM | 6761.93 | 2021-03-25 | 0
TX CHILDRENS | KN210569 | B1DJ7197G | CARDIAC MONITOR W/ RATE ALARM | GE Medical Systems Information Tech Inc | DASH 4000 | 6754.5 | 2004-04-23 | 0
TX CHILDRENS | KN210578 | B1DJ7221G | CARDIAC MONITOR W/ RATE ALARM | GE Medical Systems Information Tech Inc | DASH 4000 | 6754.5 | 2004-04-23 | 0
TX CHILDRENS | KN210576 | B1DJ7209G | CARDIAC MONITOR W/ RATE ALARM | GE Medical Systems Information Tech Inc | DASH 4000 | 6754.5 | 2004-04-23 | 0
TX CHILDRENS | KN210574 | B1DJ7205G | CARDIAC MONITOR W/ RATE ALARM | GE Medical Systems Information Tech Inc | DASH 4000 | 6754.5 | 2004-04-23 | 0
TX CHILDRENS | KN210360 | B1DJ7170G | CARDIAC MONITOR W/ RATE ALARM | GE Medical Systems Information Tech Inc | DASH 4000 | 6754.5 | 2006-04-01 | 0
TX CHILDRENS | KN210577 | B1DJ7211G | CARDIAC MONITOR W/ RATE ALARM | GE Medical Systems Information Tech Inc | DASH 4000 | 6754.5 | 2004-04-23 | 0
TX CHILDRENS | KN210573 | B1DJ7203G | CARDIAC MONITOR W/ RATE ALARM | GE Medical Systems Information Tech Inc | DASH 4000 | 6754.5 | 2004-04-23 | 0
TX CHILDRENS | KN227769 | L3EH7877G | CARDIAC MONITOR W/ RATE ALARM | GE Medical Systems Information Tech Inc | DASH 4000 | 6754 | 2008-04-23 | 0
TX CHILDRENS | KN227765 | L3EH7843G | CARDIAC MONITOR W/ RATE ALARM | GE Medical Systems Information Tech Inc | DASH 4000 | 6754 | 2008-04-23 | 0
TX CHILDRENS | KN227770 | L3EH7878G | CARDIAC MONITOR W/ RATE ALARM | GE Medical Systems Information Tech Inc | DASH 4000 | 6754 | 2008-04-23 | 0
TX CHILDRENS | KN227764 | L3EH7825G | CARDIAC MONITOR W/ RATE ALARM | GE Medical Systems Information Tech Inc | DASH 4000 | 6754 | 2008-04-23 | 0
TX CHILDRENS | KN227763 | L3EH7629G | CARDIAC MONITOR W/ RATE ALARM | GE Medical Systems Information Tech Inc | DASH 4000 | 6754 | 2008-04-23 | 0
TX CHILDRENS | BE00104576 | 3998057 | TEST EQUIPMENT, ESU ANALYZER | Fluke Electronics Corporation | QA-ES | 6749 | 2019-01-18 | 0
TX CHILDRENS | BE00101555 | 3808011 | TEST EQUIPMENT, ESU ANALYZER | Fluke Electronics Corporation | QA-ES III | 6749 | 2018-02-28 | 0
TX CHILDRENS | BE00120721 | SNV22370008PAS | FETAL CARDIAC MONITOR | GE HEALTHCARE INC | 172 | 6746.21 | 2024-07-16 | 0
TX CHILDRENS | BE00120723 | SNV22450077PAS | FETAL CARDIAC MONITOR | GE HEALTHCARE INC | 172 | 6746.21 | 2024-07-16 | 0
TX CHILDRENS | BE00120720 | SNV22450071PAS | FETAL CARDIAC MONITOR | GE HEALTHCARE INC | 172 | 6746.21 | 2024-07-16 | 0
TX CHILDRENS | BE00120722 | SNV22390052PAS | FETAL CARDIAC MONITOR | GE HEALTHCARE INC | 172 | 6746.21 | 2024-07-16 | 0
TX CHILDRENS | BE00114064 | DJH038840P | PACEMAKER, EXTERNAL | MEDTRONIC, INC. | 5433 | 6745 | 2021-10-07 | 0
TX CHILDRENS | BE00114062 | DJH038846P | PACEMAKER, EXTERNAL | MEDTRONIC, INC. | 5433 | 6745 | 2021-10-07 | 0
TX CHILDRENS | BE00114061 | DJH038843P | PACEMAKER, EXTERNAL | MEDTRONIC, INC. | 5433 | 6745 | 2021-10-07 | 0
TX CHILDRENS | BE00125844 | 201907133132 | TREADMILL AND ACCESSORIES | LITEGAIT | LITEGAIT 200MX | 6745 | 2025-01-31 | 0
TX CHILDRENS | BE00114063 | DJH038842P | PACEMAKER, EXTERNAL | MEDTRONIC, INC. | 5433 | 6745 | 2021-10-07 | 0
TX CHILDRENS | BE00114065 | DJH038844P | PACEMAKER, EXTERNAL | MEDTRONIC, INC. | 5433 | 6745 | 2021-10-07 | 0
TX CHILDRENS | BE00036725 | 1A64432 | MICROSCOPE | OLYMPUS AMERICA INC | BX43F | 6741.68 | 2012-11-09 | 0
TX CHILDRENS | BE00036348 | 0G94616 | MICROSCOPE | OLYMPUS AMERICA INC | BX43F | 6741.68 | 2012-11-09 | 0
TX CHILDRENS | KN223093 | DSH05186052GA | CARDIAC MONITOR W/ RATE ALARM | GE Medical Systems Information Tech Inc | DASH 3000 | 6740.5 | 2010-07-15 | 0
TX CHILDRENS | BE00109566 | 93100908 | CV BYPASS ACCESSORY EQUIPMENT | JOSTRA / MAQUET | 929221 | 6725.7 | 2019-08-12 | 0
TX CHILDRENS | KN214281 | CY03290206 | CENTRIFUGE | SHANDON INC. | CYTOSPIN 4 | 6715.2 | 2003-06-27 | 0
TX CHILDRENS | BE00065949 | 5428 EK221336 | CENTRIFUGE, REFRIGERATED | Eppendorf North America Inc | 5430R | 6712.03 | 2016-10-25 | 0
TX CHILDRENS | BE00106617 | SA317400017SA | LIM SUPERCARTRIDGE ECG BP TMP | GE Medical Systems Information Tech Inc | PDM | 6711.85 | 2019-03-07 | 0
TX CHILDRENS | BE00106603 | SA317390143SA | LIM SUPERCARTRIDGE ECG BP TMP | GE Medical Systems Information Tech Inc | PDM | 6711.85 | 2019-03-07 | 0
TX CHILDRENS | BE00106602 | SA317390142SA | LIM SUPERCARTRIDGE ECG BP TMP | GE Medical Systems Information Tech Inc | PDM | 6711.85 | 2019-03-07 | 0
TX CHILDRENS | BE00106609 | SA317390647SA | LIM SUPERCARTRIDGE ECG BP TMP | GE Medical Systems Information Tech Inc | PDM | 6711.85 | 2019-03-07 | 0
TX CHILDRENS | BE00106608 | SA317390609SA | LIM SUPERCARTRIDGE ECG BP TMP | GE Medical Systems Information Tech Inc | PDM | 6711.85 | 2019-03-07 | 0
TX CHILDRENS | BE00106607 | SA317390179SA | LIM SUPERCARTRIDGE ECG BP TMP | GE Medical Systems Information Tech Inc | PDM | 6711.85 | 2019-03-07 | 0
TX CHILDRENS | BE00106610 | SA317400002SA | LIM SUPERCARTRIDGE ECG BP TMP | GE Medical Systems Information Tech Inc | PDM | 6711.85 | 2019-03-07 | 0
TX CHILDRENS | BE00106606 | SA317390152SA | LIM SUPERCARTRIDGE ECG BP TMP | GE Medical Systems Information Tech Inc | PDM | 6711.85 | 2019-03-07 | 0
TX CHILDRENS | BE00106618 | SA317400018SA | LIM SUPERCARTRIDGE ECG BP TMP | GE Medical Systems Information Tech Inc | PDM | 6711.85 | 2019-03-07 | 0
TX CHILDRENS | BE00106601 | SA317390141SA | LIM SUPERCARTRIDGE ECG BP TMP | GE Medical Systems Information Tech Inc | PDM | 6711.85 | 2019-03-07 | 0
TX CHILDRENS | BE00106605 | SA317390147SA | LIM SUPERCARTRIDGE ECG BP TMP | GE Medical Systems Information Tech Inc | PDM | 6711.85 | 2019-03-07 | 0
TX CHILDRENS | BE00106600 | SA317390108SA | LIM SUPERCARTRIDGE ECG BP TMP | GE Medical Systems Information Tech Inc | PDM | 6711.85 | 2019-03-07 | 0
TX CHILDRENS | BE00106604 | SA317390145SA | LIM SUPERCARTRIDGE ECG BP TMP | GE Medical Systems Information Tech Inc | PDM | 6711.85 | 2019-03-07 | 0
TX CHILDRENS | BE00106599 | SA317390104SA | LIM SUPERCARTRIDGE ECG BP TMP | GE Medical Systems Information Tech Inc | PDM | 6711.85 | 2019-03-07 | 0
TX CHILDRENS | BE00106598 | SA317390102SA | LIM SUPERCARTRIDGE ECG BP TMP | GE Medical Systems Information Tech Inc | PDM | 6711.85 | 2019-03-07 | 0
TX CHILDRENS | BE00106616 | SA317400016SA | LIM SUPERCARTRIDGE ECG BP TMP | GE Medical Systems Information Tech Inc | PDM | 6711.85 | 2019-03-07 | 0
TX CHILDRENS | BE00106597 | SA317390101SA | LIM SUPERCARTRIDGE ECG BP TMP | GE Medical Systems Information Tech Inc | PDM | 6711.85 | 2019-03-07 | 0
TX CHILDRENS | BE00106619 | SA317400019SA | LIM SUPERCARTRIDGE ECG BP TMP | GE Medical Systems Information Tech Inc | PDM | 6711.85 | 2019-03-07 | 0
TX CHILDRENS | BE00106590 | SA317390079SA | LIM SUPERCARTRIDGE ECG BP TMP | GE Medical Systems Information Tech Inc | PDM | 6711.85 | 2019-03-07 | 0
TX CHILDRENS | BE00106595 | SA317390092SA | LIM SUPERCARTRIDGE ECG BP TMP | GE Medical Systems Information Tech Inc | PDM | 6711.85 | 2019-03-07 | 0
TX CHILDRENS | BE00106620 | SA317400020SA | LIM SUPERCARTRIDGE ECG BP TMP | GE Medical Systems Information Tech Inc | PDM | 6711.85 | 2019-03-07 | 0
TX CHILDRENS | BE00106596 | SA317390094SA | LIM SUPERCARTRIDGE ECG BP TMP | GE Medical Systems Information Tech Inc | PDM | 6711.85 | 2019-03-07 | 0
TX CHILDRENS | BE00106589 | SA317390039SA | LIM SUPERCARTRIDGE ECG BP TMP | GE Medical Systems Information Tech Inc | PDM | 6711.85 | 2019-03-07 | 0
TX CHILDRENS | BE00106591 | SA317390082SA | LIM SUPERCARTRIDGE ECG BP TMP | GE Medical Systems Information Tech Inc | PDM | 6711.85 | 2019-03-07 | 0
TX CHILDRENS | BE00106592 | SA317390084SA | LIM SUPERCARTRIDGE ECG BP TMP | GE Medical Systems Information Tech Inc | PDM | 6711.85 | 2019-03-07 | 0
TX CHILDRENS | BE00106615 | SA317400015SA | LIM SUPERCARTRIDGE ECG BP TMP | GE Medical Systems Information Tech Inc | PDM | 6711.85 | 2019-03-07 | 0
TX CHILDRENS | BE00106613 | SA317400006SA | LIM SUPERCARTRIDGE ECG BP TMP | GE Medical Systems Information Tech Inc | PDM | 6711.85 | 2019-03-07 | 0
TX CHILDRENS | BE00106614 | SA317400010SA | LIM SUPERCARTRIDGE ECG BP TMP | GE Medical Systems Information Tech Inc | PDM | 6711.85 | 2019-03-07 | 0
TX CHILDRENS | BE00106611 | SA317400003SA | LIM SUPERCARTRIDGE ECG BP TMP | GE Medical Systems Information Tech Inc | PDM | 6711.85 | 2019-03-07 | 0
TX CHILDRENS | BE00106612 | SA317400005SA | LIM SUPERCARTRIDGE ECG BP TMP | GE Medical Systems Information Tech Inc | PDM | 6711.85 | 2019-03-07 | 0
TX CHILDRENS | BE00119746 | 6096032 | TEST EQUIPMENT,NON-PATIENT | Fluke Electronics Corporation | VAPOR | 6710 | 2024-04-25 | 0
TX CHILDRENS | BE00061598 | E039905 | CHAIR, DENTAL | ADEC DENTAL | 1040 | 6706 | 2014-08-21 | 0
TX CHILDRENS | BE00061597 | H076270 | CHAIR, DENTAL | ADEC DENTAL | 1040 | 6706 | 2014-08-21 | 0
TX CHILDRENS | KN200701 | DDC99060171 | TEST EQUIPMENT,NON-PATIENT | DNI NEVADA | 2000 | 6700 | 1999-10-01 | 0
TX CHILDRENS | BE00036688 | 11-184909 | DISPLAY, SLAVE PHYSIOLOGICAL | NATIONAL DISPLAY SYSTEMS (NDS) | SC-WU23-A1511 | 6700 | 2012-11-13 | 0
TX CHILDRENS | KN223006 | P97-4330 | PIPETTE PULLER | SUTTER INSTRUMENT CO. | P-97 | 6700 | 2006-06-08 | 0
TX CHILDRENS | BE00059984 | 13-220598 | DISPLAY, VIDEO | NATIONAL DISPLAY SYSTEMS (NDS) | SC-WU26-A1511 | 6700 | 2014-05-12 | 0
TX CHILDRENS | BE00059983 | 13-220564 | DISPLAY, VIDEO | NATIONAL DISPLAY SYSTEMS (NDS) | SC-WU26-A1511 | 6700 | 2014-05-12 | 0
TX CHILDRENS | BE00115111 | SPX21100652SA | LIM SUPERCARTRIDGE ECG BP TMP | GE Medical Systems Information Tech Inc | PDM | 6698.64 | 2022-04-20 | 0
TX CHILDRENS | BE00115109 | SPX21100366SA | LIM SUPERCARTRIDGE ECG BP TMP | GE Medical Systems Information Tech Inc | PDM | 6698.64 | 2022-04-20 | 0
TX CHILDRENS | BE00058804 | 19186.01.13J | INCUBATOR | PERCIVAL SCIENTIFIC INC | DR36NL | 6695 | 2014-11-07 | 0
TX CHILDRENS | BE00100534 | 09-134929 | DISPLAY, FLAT PANEL 19 IN. | NATIONAL DISPLAY SYSTEMS (NDS) | V3C-SX19-R130 | 6687 | 2017-05-03 | 0
TX CHILDRENS | BE00056986 | 11-184253 | DISPLAY, VIDEO | NATIONAL DISPLAY SYSTEMS (NDS) | SC-WU26-A1515 | 6687 | 2013-05-22 | 0
TX CHILDRENS | BE00056951 | 11-189686 | DISPLAY, FLAT PANEL 19 IN. | NATIONAL DISPLAY SYSTEMS (NDS) | V3C-SX19-R130 | 6687 | 2012-07-31 | 0
TX CHILDRENS | BE00056943 | 11-174352 | DISPLAY, VIDEO | NATIONAL DISPLAY SYSTEMS (NDS) | SC-WU26-A1515 | 6687 | 2012-07-31 | 0
TX CHILDRENS | BE00056953 | 11-189784 | DISPLAY, FLAT PANEL 19 IN. | NATIONAL DISPLAY SYSTEMS (NDS) | V3C-SX19-R110 | 6687 | 2012-07-31 | 0
TX CHILDRENS | BE00056978 | 11-184255 | DISPLAY, VIDEO | NATIONAL DISPLAY SYSTEMS (NDS) | SC-WU26-A1515 | 6687 | 2013-05-22 | 0
TX CHILDRENS | BE00056938 | 11-174342 | DISPLAY, VIDEO | NATIONAL DISPLAY SYSTEMS (NDS) | SC-WU26-A1515 | 6687 | 2012-07-31 | 0
TX CHILDRENS | BE00063421 | NONE | CHAIR, EXAM | RELIANCE MEDICAL PRODUCTS, INC | 980 | 6682.34 | 2015-11-13 | 0
TX CHILDRENS | HTMUS-194678PD9 | 194678PD9 | PROBE, PHASED ARRAY | GE Precision Healthcare LLC | 12S-D | 6670 | 2023-02-24 | 0
TX CHILDRENS | HTMUS-173201PD5 | 173201PD5 | PROBE, PHASED ARRAY | GE Precision Healthcare LLC | 6S-D | 6670 | 2023-02-24 | 0
TX CHILDRENS | HTMUS-173107PD4 | 173107PD4 | PROBE, PHASED ARRAY | GE Precision Healthcare LLC | 6S-D | 6670 | 2023-03-17 | 0
TX CHILDRENS | HTMUS-125438PD2 | 125438PD2 | PROBE, PHASED ARRAY | GE Precision Healthcare LLC | 6S-D | 6670 | 2023-03-09 | 0
TX CHILDRENS | HTMUS-132066PD2 | 132066PD2 | PROBE, PHASED ARRAY | GE Precision Healthcare LLC | 6S-D | 6670 | 2023-08-10 | 0
TX CHILDRENS | HTMUS-196438PD6 | 196438PD6 | PROBE, PHASED ARRAY | GE Precision Healthcare LLC | 6S-D | 6670 | 2023-03-09 | 0
TX CHILDRENS | HTMUS-231494PD6 | 231494PD6 | PROBE, PHASED ARRAY | GE Precision Healthcare LLC | 12S-D | 6670 | 2025-04-07 | 0
TX CHILDRENS | HTMUS-186455PD2 | 186455PD2 | PROBE, PHASED ARRAY | GE Precision Healthcare LLC | 12S-D | 6670 | 2023-03-17 | 0
TX CHILDRENS | HTMUS-115538PD1 | 115538PD1 | PROBE, PHASED ARRAY | GE Precision Healthcare LLC | 6S-D | 6670 | 2023-08-10 | 0
TX CHILDRENS | HTMUS-172383PD2 | 172383PD2 | PROBE, PHASED ARRAY | GE Precision Healthcare LLC | 6S-D | 6670 | 2023-08-10 | 0
TX CHILDRENS | HTMUS-194625PD0 | 194625PD0 | PROBE, PHASED ARRAY | GE Precision Healthcare LLC | 6S-D | 6670 | 2023-03-27 | 0
TX CHILDRENS | HTMUS-194772PD0 | 194772PD0 | PROBE, PHASED ARRAY | GE Precision Healthcare LLC | 12S-D | 6670 | 2023-03-27 | 0
TX CHILDRENS | HTMUS-173382PD3 | 173382PD3 | PROBE, PHASED ARRAY | GE Precision Healthcare LLC | 12S-D | 6670 | 2023-08-10 | 0
TX CHILDRENS | HTMUS-120807PD3 | 120807PD3 | PROBE, PHASED ARRAY | GE Precision Healthcare LLC | 6S-D | 6670 | 2023-03-17 | 0
TX CHILDRENS | HTMUS-173108PD2 | 173108PD2 | PROBE, PHASED ARRAY | GE Precision Healthcare LLC | 6S-D | 6670 | 2023-08-10 | 0
TX CHILDRENS | HTMUS-176643PD5 | 176643PD5 | PROBE, PHASED ARRAY | GE Precision Healthcare LLC | 12S-D | 6670 | 2023-08-10 | 0
TX CHILDRENS | HTMUS-173347PD6 | 173347PD6 | PROBE, PHASED ARRAY | GE Precision Healthcare LLC | 12S-D | 6670 | 2023-08-10 | 0
TX CHILDRENS | HTMUS-195985PD7 | 195985PD7 | PROBE, PHASED ARRAY | GE Precision Healthcare LLC | 12S-D | 6670 | 2023-03-09 | 0
TX CHILDRENS | HTMUS-230433PD5 | 230433PD5 | PROBE, PHASED ARRAY | GE Precision Healthcare LLC | 6S-D | 6670 | 2025-04-07 | 0
TX CHILDRENS | HTMUS-230600PD9 | 230600PD9 | PROBE, PHASED ARRAY | GE Precision Healthcare LLC | 6S-D | 6670 | 2025-04-07 | 0
TX CHILDRENS | HTMUS-193081PD7 | 193081PD7 | PROBE, PHASED ARRAY | GE Precision Healthcare LLC | 6S-D | 6670 | 2023-03-27 | 0
TX CHILDRENS | HTMUS-185211PD0 | 185211PD0 | PROBE, PHASED ARRAY | GE Precision Healthcare LLC | 12S-D | 6670 | 2023-03-09 | 0
TX CHILDRENS | HTMUS-153510PD3 | 153510PD3 | PROBE, PHASED ARRAY | GE Precision Healthcare LLC | 12S-D | 6670 | 2023-03-27 | 0
TX CHILDRENS | HTMUS-209678PD2 | 209678PD2 | PROBE, PHASED ARRAY | GE Precision Healthcare LLC | 6S-D | 6670 | 2023-03-09 | 0
TX CHILDRENS | HTMUS-231497PD9 | 231497PD9 | PROBE, PHASED ARRAY | GE Precision Healthcare LLC | 12S-D | 6670 | 2025-04-07 | 0
TX CHILDRENS | HTMUS-194790PD2 | 194790PD2 | PROBE, PHASED ARRAY | GE Precision Healthcare LLC | 12S-D | 6670 | 2023-08-10 | 0
TX CHILDRENS | HTMUS-144482PD7 | 144482PD7 | PROBE, PHASED ARRAY | GE Precision Healthcare LLC | 12S-D | 6670 | 2023-03-09 | 0
TX CHILDRENS | HTMUS-173349PD2 | 173349PD2 | PROBE, PHASED ARRAY | GE Precision Healthcare LLC | 12S-D | 6670 | 2023-03-27 | 0
TX CHILDRENS | HTMUS-191221PD1 | 191221PD1 | PROBE, PHASED ARRAY | GE Precision Healthcare LLC | 6S-D | 6670 | 2023-08-10 | 0
TX CHILDRENS | HTMUS-224856PD5 | 224856PD5 | PROBE, PHASED ARRAY | GE Precision Healthcare LLC | 6S-D | 6670 | 2023-03-09 | 0
TX CHILDRENS | HTMUS-153220PD9 | 153220PD9 | PROBE, PHASED ARRAY | GE Precision Healthcare LLC | 12S-D | 6670 | 2023-08-10 | 0
TX CHILDRENS | BE00119951 | 2G53682 | MICROSCOPE | OLYMPUS AMERICA INC | BX43F | 6664.82 | 2024-04-23 | 0
TX CHILDRENS | BE00065030 | SA315229720GA | LIM SUPERCARTRIDGE ECG BP TMP | GE Medical Systems Information Tech Inc | PDM | 6658.15 | 2016-08-23 | 0
TX CHILDRENS | BE00060905 | 518200687 | LUMINOMETER | PROMEGA CORP | GLOWMAX 20/20 | 6654.19 | 2015-06-08 | 0
TX CHILDRENS | BE00131118 | 2739425030110 | DNA THERMAL CYCLER | APPLIED BIOSYSTEMS | VERITIPRO | 6654 | 2026-06-02 | 0
TX CHILDRENS | BE00114345 | A20190930330741 | PATIENT LIFT | HANDICARE USA INC | C-625 | 6652.77 | 2021-11-05 | 0
TX CHILDRENS | BE00114333 | A20190930330749 | PATIENT LIFT | HANDICARE USA INC | C-625 | 6652.77 | 2021-11-05 | 0
TX CHILDRENS | BE00114336 | A20190930330750 | PATIENT LIFT | HANDICARE USA INC | C-625 | 6652.77 | 2021-11-05 | 0
TX CHILDRENS | BE00114337 | A20190930330731 | PATIENT LIFT | HANDICARE USA INC | C-625 | 6652.77 | 2021-11-05 | 0
TX CHILDRENS | BE00114335 | A20190930330745 | PATIENT LIFT | HANDICARE USA INC | C-625 | 6652.77 | 2021-11-05 | 0
TX CHILDRENS | BE00114343 | A20190930330739 | PATIENT LIFT | HANDICARE USA INC | C-625 | 6652.77 | 2021-11-05 | 0
TX CHILDRENS | BE00114334 | A20190930330751 | PATIENT LIFT | HANDICARE USA INC | C-625 | 6652.77 | 2021-11-05 | 0
TX CHILDRENS | BE00114346 | A20190930330746 | PATIENT LIFT | HANDICARE USA INC | C-625 | 6652.77 | 2021-11-05 | 0
TX CHILDRENS | BE00114341 | A20190930330774 | PATIENT LIFT | HANDICARE USA INC | C-625 | 6652.77 | 2021-11-05 | 0
TX CHILDRENS | BE00114338 | A20190930330740 | PATIENT LIFT | HANDICARE USA INC | C-625 | 6652.77 | 2021-11-05 | 0
TX CHILDRENS | BE00114344 | A20190930330743 | PATIENT LIFT | HANDICARE USA INC | C-625 | 6652.77 | 2021-11-05 | 0
TX CHILDRENS | BE00114340 | A20190930330748 | PATIENT LIFT | HANDICARE USA INC | C-625 | 6652.77 | 2021-11-05 | 0
TX CHILDRENS | BE00114339 | A20190930330742 | PATIENT LIFT | HANDICARE USA INC | C-625 | 6652.77 | 2021-11-05 | 0
TX CHILDRENS | BE00114342 | A20190930330744 | PATIENT LIFT | HANDICARE USA INC | C-625 | 6652.77 | 2021-11-05 | 0
TX CHILDRENS | BE00114332 | A20190930330747 | PATIENT LIFT | HANDICARE USA INC | C-625 | 6652.77 | 2021-11-05 | 0
TX CHILDRENS | BE00114347 | A20190930330738 | PATIENT LIFT | HANDICARE USA INC | C-625 | 6652.77 | 2021-11-05 | 0
TX CHILDRENS | BE00057951 | CHG101408 | EXERCISE EQUIP, POWERED | Life Fitness | 95R INSPIRE | 6644.44 | 2015-12-31 | 0
TX CHILDRENS | BE00088348 | 15110128 | VIDEO GAME / GAME CENTER | NINTENDO OF NORTH AMERICA | SFC-WUP-001 | 6643.75 | 2018-03-02 | 0
TX CHILDRENS | BE00088347 | 15100084 | VIDEO GAME / GAME CENTER | NINTENDO OF NORTH AMERICA | SFC-WUP-001 | 6643.75 | 2018-03-02 | 0
TX CHILDRENS | BE00100393 | 15110116 | VIDEO GAME / GAME CENTER | NINTENDO OF NORTH AMERICA | SFC-WUP-001 | 6643.75 | 2018-04-18 | 0
TX CHILDRENS | BE00100415 | 14110026 | VIDEO GAME / GAME CENTER | NINTENDO OF NORTH AMERICA | SFC-WUP-001 | 6643.75 | 2018-04-20 | 0
TX CHILDRENS | BE00088345 | 15110088 | VIDEO GAME / GAME CENTER | NINTENDO OF NORTH AMERICA | SFC-WUP-001 | 6643.75 | 2018-03-02 | 0
TX CHILDRENS | BE00088346 | 15100009 | VIDEO GAME / GAME CENTER | NINTENDO OF NORTH AMERICA | SFC-WUP-001 | 6643.75 | 2018-03-02 | 0
TX CHILDRENS | BE00100394 | 15110130 | VIDEO GAME / GAME CENTER | NINTENDO OF NORTH AMERICA | SFC-WUP-001 | 6643.75 | 2018-04-18 | 0
TX CHILDRENS | BE00088349 | 15100040 | VIDEO GAME / GAME CENTER | NINTENDO OF NORTH AMERICA | SFC-WUP-001 | 6643.75 | 2018-03-02 | 0
TX CHILDRENS | BE00062200 | SA314409753GA | LIM SUPERCARTRIDGE ECG BP TMP | GE Medical Systems Information Tech Inc | PDM | 6643.4 | 2015-11-03 | 0
TX CHILDRENS | BE00062201 | SA314409764GA | LIM SUPERCARTRIDGE ECG BP TMP | GE Medical Systems Information Tech Inc | PDM | 6643.4 | 2015-11-03 | 0
TX CHILDRENS | BE00062148 | SA314233157GA | LIM SUPERCARTRIDGE ECG BP TMP | GE Medical Systems Information Tech Inc | PDM | 6643.4 | 2015-10-06 | 0
TX CHILDRENS | BE00062121 | SA314233032GA | LIM SUPERCARTRIDGE ECG BP TMP | GE Medical Systems Information Tech Inc | PDM | 6643.4 | 2015-10-30 | 0
TX CHILDRENS | BE00062125 | SA314233062GA | LIM SUPERCARTRIDGE ECG BP TMP | GE Medical Systems Information Tech Inc | PDM | 6643.4 | 2015-10-06 | 0
TX CHILDRENS | BE00062127 | SA314233066GA | LIM SUPERCARTRIDGE ECG BP TMP | GE Medical Systems Information Tech Inc | PDM | 6643.4 | 2015-10-06 | 0
TX CHILDRENS | BE00062144 | SA314233144GA | LIM SUPERCARTRIDGE ECG BP TMP | GE Medical Systems Information Tech Inc | PDM | 6643.4 | 2015-10-06 | 0
TX CHILDRENS | BE00062122 | SA314233037GA | LIM SUPERCARTRIDGE ECG BP TMP | GE Medical Systems Information Tech Inc | PDM | 6643.4 | 2015-10-06 | 0
TX CHILDRENS | BE00062164 | SA314233142GA | LIM SUPERCARTRIDGE ECG BP TMP | GE Medical Systems Information Tech Inc | PDM | 6643.4 | 2015-09-25 | 0
TX CHILDRENS | BE00062163 | SA314243207GA | LIM SUPERCARTRIDGE ECG BP TMP | GE Medical Systems Information Tech Inc | PDM | 6643.4 | 2015-10-06 | 0
TX CHILDRENS | BE00062154 | SA314243178GA | LIM SUPERCARTRIDGE ECG BP TMP | GE Medical Systems Information Tech Inc | PDM | 6643.4 | 2015-10-06 | 0
TX CHILDRENS | BE00062149 | SA314233166GA | LIM SUPERCARTRIDGE ECG BP TMP | GE Medical Systems Information Tech Inc | PDM | 6643.4 | 2015-10-06 | 0
TX CHILDRENS | BE00062153 | SA314243177GA | LIM SUPERCARTRIDGE ECG BP TMP | GE Medical Systems Information Tech Inc | PDM | 6643.4 | 2015-10-06 | 0
TX CHILDRENS | BE00062152 | SA314243175GA | LIM SUPERCARTRIDGE ECG BP TMP | GE Medical Systems Information Tech Inc | PDM | 6643.4 | 2015-10-06 | 0
TX CHILDRENS | BE00062151 | SA314243174GA | LIM SUPERCARTRIDGE ECG BP TMP | GE Medical Systems Information Tech Inc | PDM | 6643.4 | 2015-10-06 | 0
TX CHILDRENS | BE00062161 | SA314243197GA | LIM SUPERCARTRIDGE ECG BP TMP | GE Medical Systems Information Tech Inc | PDM | 6643.4 | 2015-10-06 | 0
TX CHILDRENS | BE00062162 | SA314243204GA | LIM SUPERCARTRIDGE ECG BP TMP | GE Medical Systems Information Tech Inc | PDM | 6643.4 | 2015-10-06 | 0
TX CHILDRENS | BE00062124 | SA314233061GA | LIM SUPERCARTRIDGE ECG BP TMP | GE Medical Systems Information Tech Inc | PDM | 6643.4 | 2015-10-06 | 0
TX CHILDRENS | BE00062147 | SA314233152GA | LIM SUPERCARTRIDGE ECG BP TMP | GE Medical Systems Information Tech Inc | PDM | 6643.4 | 2015-10-06 | 0
TX CHILDRENS | BE00062160 | SA314243194GA | LIM SUPERCARTRIDGE ECG BP TMP | GE Medical Systems Information Tech Inc | PDM | 6643.4 | 2015-10-06 | 0
TX CHILDRENS | BE00062131 | SA314233131GA | LIM SUPERCARTRIDGE ECG BP TMP | GE Medical Systems Information Tech Inc | PDM | 6643.4 | 2015-10-06 | 0
TX CHILDRENS | BE00062130 | SA314233127GA | LIM SUPERCARTRIDGE ECG BP TMP | GE Medical Systems Information Tech Inc | PDM | 6643.4 | 2015-10-06 | 0
TX CHILDRENS | BE00062159 | SA314243191GA | LIM SUPERCARTRIDGE ECG BP TMP | GE Medical Systems Information Tech Inc | PDM | 6643.4 | 2015-10-06 | 0
TX CHILDRENS | BE00062126 | SA314233064GA | LIM SUPERCARTRIDGE ECG BP TMP | GE Medical Systems Information Tech Inc | PDM | 6643.4 | 2015-10-06 | 0
TX CHILDRENS | BE00062123 | SA314233052GA | LIM SUPERCARTRIDGE ECG BP TMP | GE Medical Systems Information Tech Inc | PDM | 6643.4 | 2015-10-06 | 0
TX CHILDRENS | BE00062145 | SA314233148GA | LIM SUPERCARTRIDGE ECG BP TMP | GE Medical Systems Information Tech Inc | PDM | 6643.4 | 2015-10-06 | 0
TX CHILDRENS | BE00062146 | SA314233150GA | LIM SUPERCARTRIDGE ECG BP TMP | GE Medical Systems Information Tech Inc | PDM | 6643.4 | 2015-10-06 | 0
TX CHILDRENS | BE00062165 | SA314233143GA | LIM SUPERCARTRIDGE ECG BP TMP | GE Medical Systems Information Tech Inc | PDM | 6643.4 | 2015-09-25 | 0
TX CHILDRENS | BE00062120 | SA314201401GA | LIM SUPERCARTRIDGE ECG BP TMP | GE Medical Systems Information Tech Inc | PDM | 6643.4 | 2015-10-06 | 0
TX CHILDRENS | BE00062150 | SA314233167GA | LIM SUPERCARTRIDGE ECG BP TMP | GE Medical Systems Information Tech Inc | PDM | 6643.4 | 2015-10-06 | 0
TX CHILDRENS | BE00062129 | SA314233123GA | LIM SUPERCARTRIDGE ECG BP TMP | GE Medical Systems Information Tech Inc | PDM | 6643.4 | 2015-10-06 | 0
TX CHILDRENS | BE00062157 | SA314243186GA | LIM SUPERCARTRIDGE ECG BP TMP | GE Medical Systems Information Tech Inc | PDM | 6643.4 | 2015-10-06 | 0
TX CHILDRENS | BE00062156 | SA314243185GA | LIM SUPERCARTRIDGE ECG BP TMP | GE Medical Systems Information Tech Inc | PDM | 6643.4 | 2015-10-06 | 0
TX CHILDRENS | BE00062155 | SA314243179GA | LIM SUPERCARTRIDGE ECG BP TMP | GE Medical Systems Information Tech Inc | PDM | 6643.4 | 2015-10-06 | 0
TX CHILDRENS | BE00062158 | SA314243188GA | LIM SUPERCARTRIDGE ECG BP TMP | GE Medical Systems Information Tech Inc | PDM | 6643.4 | 2015-10-06 | 0
TX CHILDRENS | BE00062128 | SA314233079GA | LIM SUPERCARTRIDGE ECG BP TMP | GE Medical Systems Information Tech Inc | PDM | 6643.4 | 2015-10-06 | 0
TX CHILDRENS | BE00035379 | 86907 | AUTOMATED MEDICATION DISPENSER | OMNICELL INC | 2 CELL | 6640.63 | 2012-08-03 | 0
TX CHILDRENS | BE00035380 | 86908 | AUTOMATED MEDICATION DISPENSER | OMNICELL INC | 2 CELL | 6640.63 | 2012-08-03 | 0
TX CHILDRENS | BE00035378 | 86906 | AUTOMATED MEDICATION DISPENSER | OMNICELL INC | 2 CELL | 6640.63 | 2012-08-03 | 0
TX CHILDRENS | KN210299 | D1DJ9478G | CARDIAC MONITOR W/ RATE ALARM | GE Medical Systems Information Tech Inc | DASH 4000 | 6640.5 | 2006-03-26 | 0
TX CHILDRENS | BE00117190 | 724021121708 | CENTRIFUGE | THERMO FISHER SCIENTIFIC ASHEVILLE LLC | ACCUSPIN 24C | 6640 | 2023-09-12 | 0
TX CHILDRENS | BE00116631 | 1014436 | X-RAY, DENTAL | KAVO DENTAL | NOMAD PRO 2 | 6636 | 2023-02-16 | 0
TX CHILDRENS | BE00115518 | 1012650 | X-RAY, DENTAL | ARIBEX | NOMAD PRO 2 | 6636 | 2022-09-19 | 0
TX CHILDRENS | KN222728 | DDC03050542 | TEST EQUIPMENT,NON-PATIENT | DNI NEVADA | 2000 | 6625 | 2004-10-30 | 0
TX CHILDRENS | KN208386 | DDC03050545 | TEST EQUIPMENT,NON-PATIENT | DNI NEVADA | 2000 | 6625 | 2004-10-30 | 0
TX CHILDRENS | BE00033675 | 111170078909 | ELECTROCARDIOGRAPH | MORTARA INSTRUMENTS | MI2RF611-USB | 6615 | 2012-09-15 | 0
TX CHILDRENS | BE00109907 | SS565 | SMOKE EVACUATOR | KARL STORZ ENDOSCOPY-AMERICA INC | UP 501 | 6611.3 | 2020-07-01 | 0
TX CHILDRENS | BE00109958 | SSS49 | SMOKE EVACUATOR | KARL STORZ ENDOSCOPY-AMERICA INC | UP 501 | 6611.3 | 2020-01-23 | 0
TX CHILDRENS | BE00108966 | YS887 | SMOKE EVACUATOR | KARL STORZ ENDOSCOPY-AMERICA INC | UP 501S1 | 6611.3 | 2019-05-21 | 0
TX CHILDRENS | BE00102410 | SPX20290318SA | LIM SUPERCARTRIDGE ECG BP TMP | GE Medical Systems Information Tech Inc | PDM | 6610.95 | 2021-02-02 | 0
TX CHILDRENS | BE00102413 | SPX20290371SA | LIM SUPERCARTRIDGE ECG BP TMP | GE Medical Systems Information Tech Inc | PDM | 6610.95 | 2021-02-02 | 0
TX CHILDRENS | BE00102409 | SPX20290399SA | LIM SUPERCARTRIDGE ECG BP TMP | GE Medical Systems Information Tech Inc | PDM | 6610.95 | 2021-02-02 | 0
TX CHILDRENS | BE00102414 | SPX20290297SA | LIM SUPERCARTRIDGE ECG BP TMP | GE Medical Systems Information Tech Inc | PDM | 6610.95 | 2021-02-02 | 0
TX CHILDRENS | BE00057446 | URA011325 | WARMER, BLANKET | GETINGE USA SALES LLC | 5624 | 6607.4 | 2012-06-20 | 0
TX CHILDRENS | BE00057770 | URA050456 | WARMER, BLANKET | GETINGE USA SALES LLC | 5624 | 6607.4 | 2015-04-28 | 0
TX CHILDRENS | BE00060173 | URA050161 | WARMER, BLANKET | GETINGE USA SALES LLC | 5624 | 6607.4 | 2014-06-11 | 0
TX CHILDRENS | BE00057447 | URA0111673 | WARMER, BLANKET | GETINGE USA SALES LLC | 5624 | 6607.4 | 2012-06-20 | 0
TX CHILDRENS | BE00060172 | URA050160 | WARMER, BLANKET | GETINGE USA SALES LLC | 5624 | 6607.4 | 2014-06-11 | 0
TX CHILDRENS | BE00062967 | SE9437 | TIMER, COAGULATION | INTERNATIONAL TECHNIDYNE CORP. | SIGNATURE ELITE | 6603 | 2015-11-11 | 0
TX CHILDRENS | BE00062966 | SE9385 | TIMER, COAGULATION | INTERNATIONAL TECHNIDYNE CORP. | SIGNATURE ELITE | 6603 | 2015-11-11 | 0
TX CHILDRENS | BE00111438 | 713758 | MICROSCOPE | NIKON INSTRUMENT INC | ECLIPSE Ci | 6601.72 | 2020-08-11 | 0
TX CHILDRENS | KN199566 | ALR98C21 | CENTRIFUGE, REFRIGERATED | BECKMAN COULTER INC - SERVICE AGREEMENT | GS-6R | 6601.27 | 1999-06-01 | 0
TX CHILDRENS | BE00104399 | 136876-392 | SHAKING INCUBATOR | THERMO FISHER SCIENTIFIC ASHEVILLE LLC | 4333 | 6600 | 2018-12-18 | 0
TX CHILDRENS | BE00114482 | SNW20300044PAS | FETAL CARDIAC MONITOR | GE HEALTHCARE INC | 174 | 6594 | 2021-12-06 | 0
TX CHILDRENS | BE00114483 | SNW20300046PAS | FETAL CARDIAC MONITOR | GE HEALTHCARE INC | 174 | 6594 | 2021-12-06 | 0
TX CHILDRENS | BE00114481 | SNW20290023PAS | FETAL CARDIAC MONITOR | GE HEALTHCARE INC | 174 | 6594 | 2021-12-06 | 0
TX CHILDRENS | BE00103690 | TWG171296 | TABLE, TILTING, EPS | TRI W-G INDUSTRIES | TG2726/6131.HD | 6588.93 | 2019-06-25 | 0
TX CHILDRENS | BE00113921 | TWG201315 | TABLE, TILTING, EPS | TRI W-G INDUSTRIES | TG2726/6131.HD | 6588.93 | 2021-10-18 | 0
TX CHILDRENS | BE00106335 | TWG171382 | TABLE, TILTING, EPS | TRI W-G INDUSTRIES | TG2726/6131.HD | 6588.93 | 2019-06-25 | 0
TX CHILDRENS | KN216528 | B43T3390G | MAINFRAME, PATIENT MONITORING | GE Medical Systems Information Tech Inc | SOLAR 8000M | 6588 | 2009-06-28 | 0
TX CHILDRENS | KN216533 | B43T3395G | MAINFRAME, PATIENT MONITORING | GE Medical Systems Information Tech Inc | SOLAR 8000M | 6588 | 2009-06-28 | 0
TX CHILDRENS | KN216527 | B43T3389G | MAINFRAME, PATIENT MONITORING | GE Medical Systems Information Tech Inc | SOLAR 8000M | 6588 | 2009-06-28 | 0
TX CHILDRENS | KN216517 | B43T3379G | MAINFRAME, PATIENT MONITORING | GE Medical Systems Information Tech Inc | SOLAR 8000M | 6588 | 2009-06-28 | 0
TX CHILDRENS | KN216522 | B43T3384G | MAINFRAME, PATIENT MONITORING | GE Medical Systems Information Tech Inc | SOLAR 8000M | 6588 | 2009-06-28 | 0
TX CHILDRENS | BE00110450 | 2043692 | PLASMA THAWING DEVICE | HELMER LABS INC | DH8 | 6581.51 | 2019-05-10 | 0
TX CHILDRENS | BE00110449 | 2043691 | PLASMA THAWING DEVICE | HELMER LABS INC | DH8 | 6581.51 | 2019-05-10 | 0
TX CHILDRENS | BE00088350 | 2037630 | PLASMA THAWING DEVICE | HELMER LABS INC | DH8 | 6581.51 | 2018-03-02 | 0
TX CHILDRENS | BE00035310 | 7231968 | DISPLAY, VIDEO | OLYMPUS AMERICA INC | OEV-261H | 6573.84 | 2013-07-04 | 0
TX CHILDRENS | KN224433 | 912457 | MICROSCOPE | NIKON INSTRUMENT INC | ECLIPSE 50i | 6573.8 | 2007-07-20 | 0
TX CHILDRENS | KN224434 | 912433 | MICROSCOPE | NIKON INSTRUMENT INC | ECLIPSE 50i | 6573.8 | 2007-07-20 | 0
TX CHILDRENS | BE00124180 | DNA4026Q | BLOOD & PLASMA WARMING DEVICE | TERUMO BCT INC | ASTOTHERM Plus 220 | 6573 | 2025-02-20 | 0
TX CHILDRENS | BE00124181 | DNA4027Q | BLOOD & PLASMA WARMING DEVICE | TERUMO BCT INC | ASTOTHERM Plus 220 | 6573 | 2025-02-20 | 0
TX CHILDRENS | KN223208 | 39208 | X-RAY, DENTAL | SIRONA DENTAL SYSTEMS | 4684606 | 6562 | 2008-05-10 | 0
TX CHILDRENS | BE00056716 | SAS10285489PA | FETAL CARDIAC MONITOR | GE HEALTHCARE INC | 172 | 6558.09 | 2012-04-09 | 0
TX CHILDRENS | BE00056715 | SAS10295546PA | FETAL CARDIAC MONITOR | GE HEALTHCARE INC | 172 | 6558.09 | 2012-04-09 | 0
TX CHILDRENS | BE00057469 | D-6198-1 | BLADDER SCANNER PHANTOM | VERATHON MEDICAL | ZERDINE 0620-0068 | 6550 | 2013-01-04 | 0
TX CHILDRENS | BE00101547 | 3794006 | SIMULATOR | Fluke Electronics Corporation | PROSIM 8 | 6547 | 2018-02-28 | 0
TX CHILDRENS | BE00101548 | 3794007 | SIMULATOR | Fluke Electronics Corporation | PROSIM 8 | 6547 | 2018-02-28 | 0
TX CHILDRENS | BE00130191 | 04193859 | LIGHT, EXAM, AC-POWERED | STRYKER CORP | SIRCA | 6540.52 | 2026-03-31 | 0
TX CHILDRENS | BE00114034 | SPX20360814SA | LIM SUPERCARTRIDGE ECG BP TMP | GE Medical Systems Information Tech Inc | PDM | 6534.84 | 2021-09-29 | 0
TX CHILDRENS | BE00114038 | SPX20360836SA | LIM SUPERCARTRIDGE ECG BP TMP | GE Medical Systems Information Tech Inc | PDM | 6534.84 | 2021-09-29 | 0
TX CHILDRENS | BE00114031 | SPX20360804SA | LIM SUPERCARTRIDGE ECG BP TMP | GE Medical Systems Information Tech Inc | PDM | 6534.84 | 2021-09-29 | 0
TX CHILDRENS | BE00114037 | SPX20360823SA | LIM SUPERCARTRIDGE ECG BP TMP | GE Medical Systems Information Tech Inc | PDM | 6534.84 | 2021-09-29 | 0
TX CHILDRENS | BE00114035 | SPX20360817SA | LIM SUPERCARTRIDGE ECG BP TMP | GE Medical Systems Information Tech Inc | PDM | 6534.84 | 2021-09-29 | 0
TX CHILDRENS | BE00127535 | SPX23495118SA | LIM SUPERCARTRIDGE ECG BP TMP | GE Medical Systems Information Tech Inc | PDM | 6534.84 | 2024-07-12 | 0
TX CHILDRENS | BE00114032 | SPX20360806SA | LIM SUPERCARTRIDGE ECG BP TMP | GE Medical Systems Information Tech Inc | PDM | 6534.84 | 2021-09-29 | 0
TX CHILDRENS | BE00114039 | SPX20360838SA | LIM SUPERCARTRIDGE ECG BP TMP | GE Medical Systems Information Tech Inc | PDM | 6534.84 | 2021-09-29 | 0
TX CHILDRENS | BE00114033 | SPX20360810SA | LIM SUPERCARTRIDGE ECG BP TMP | GE Medical Systems Information Tech Inc | PDM | 6534.84 | 2021-09-29 | 0
TX CHILDRENS | BE00114036 | SPX20360818SA | LIM SUPERCARTRIDGE ECG BP TMP | GE Medical Systems Information Tech Inc | PDM | 6534.84 | 2021-09-29 | 0
TX CHILDRENS | BE00103410 | (21)KPS31961750 | URINE SCREEN | SIEMENS MEDICAL SOLUTIONS USA INC | ADVANTUS | 6533.28 | 2019-03-21 | 0
TX CHILDRENS | BE00114585 | NONE | CHAIR, EXAM | RELIANCE MEDICAL PRODUCTS, INC | 980 | 6527.56 | 2022-01-13 | 0
TX CHILDRENS | BE00114584 | NONE | CHAIR, EXAM | RELIANCE MEDICAL PRODUCTS, INC | 980 | 6527.56 | 2022-01-13 | 0
TX CHILDRENS | BE00103513 | 7NUT0578 | TUBE SEALER | FRESENIUS USA INC. | 9025661 | 6518.06 | 2019-04-16 | 0
TX CHILDRENS | BE00103512 | 7NUT0528 | TUBE SEALER | FRESENIUS USA INC. | 9025661 | 6518.06 | 2018-09-30 | 0
TX CHILDRENS | BE00108657 | 7NUT0518 | TUBE SEALER | FRESENIUS USA INC. | 9025661 | 6518.06 | 2019-07-31 | 0
TX CHILDRENS | BE00108989 | 7NUT0776 | TUBE SEALER | FRESENIUS USA INC. | 9025661 | 6518.06 | 2019-05-09 | 0
TX CHILDRENS | BE00109816 | 11014018134291 | ORBITER | STERIS Corporation | 1915548 | 6514.15 | 2020-01-27 | 0
TX CHILDRENS | BE00109815 | 11014018134306 | ORBITER | STERIS Corporation | 1915548 | 6514.15 | 2020-01-27 | 0
TX CHILDRENS | BE00100246 | 22890 | X-RAY, DENTAL | ARIBEX | NOMAD PRO 2 | 6511 | 2018-03-13 | 0
TX CHILDRENS | BE00119364 | (21)GS0106517 | TYMPANOMETER | WELCH ALLYN INC | MICROTYMP 4 | 6507.5 | 2024-03-05 | 0
TX CHILDRENS | BE00036833 | 1002704 | INCUBATOR | HELMER LABS INC | PC4200i | 6503.48 | 2012-12-12 | 0
TX CHILDRENS | BE00036832 | 1002554 | PLASMA THAWING DEVICE | HELMER LABS INC | DH8 | 6503.48 | 2012-12-12 | 0
TX CHILDRENS | KN196157 | 50300066 | INCUBATOR | Fisher Scientific Company LLC | 650D | 6500 | 1997-08-11 | 0
TX CHILDRENS | BE00111476 | SG17146096 | PULSE OXIMETER | Philips North America LLC | ESSENTIAL | 6500 | 2019-09-18 | 0
TX CHILDRENS | BE00111886 | WSO-207689-9-8 | COMPUTER & PERIPHERALS | ORIGIN | CC5001 | 6500 | 2019-09-23 | 0
TX CHILDRENS | BE00103117 | 88026-069 | CLEANER, ULTRASOUND PROBE | NANOSONICS INC | TROPHON EPR | 6500 | 2019-01-23 | 0
TX CHILDRENS | FA107352 | E13900013 | ELECTROSURG CUT & COAG DEVICE | ETHICON US LLC | RF111 | 6500 | 2015-02-02 | 0
TX CHILDRENS | THI001924 | T402B92731 | FLOWMETER, BOURDON TUBE | TRANSONIC SYSTEMS INC. | T402 | 6500 | 2019-03-15 | 0
TX CHILDRENS | BE00033514 | OJ45975 | MICROSCOPE | OLYMPUS AMERICA INC | BX43 | 6500 | 2011-05-04 | 0
TX CHILDRENS | BE00085392 | 297806189 | DNA THERMAL CYCLER | APPLIED BIOSYSTEMS | PROFLEX | 6500 | 2017-09-26 | 0
TX CHILDRENS | BE00065455 | 805S4230392 | DNA THERMAL CYCLER | APPLIED BIOSYSTEMS | 9700 | 6500 | 2016-09-23 | 0
TX CHILDRENS | KN214737 | BEGF 00800 | ANESTHETIC VAPORIZER | DATEX-OHMEDA INC | ISOTEC 7 | 6500 | 2003-12-19 | 0
TX CHILDRENS | KN196156 | 50600241 | INCUBATOR | Fisher Scientific Company LLC | 650D | 6500 | 1997-08-12 | 0
TX CHILDRENS | KN216722 | XI120-XL0779 | MICROSCOPE ACCESSORIES | EXFO PHOTONIC SOLUTIONS DIV. | XI120-XL | 6500 | 2008-01-05 | 0
TX CHILDRENS | BE00035700 | MP225 / E-2071 | MICROSCOPE ACCESSORIES | SUTTER INSTRUMENT CO. | MP-225 | 6500 | 2013-12-20 | 0
TX CHILDRENS | KN228994 | LR104841 | SURGICAL CAMERA & ACCESSORIES | KARL STORZ ENDOSCOPY-AMERICA INC | 20212120 | 6500 | 2009-01-22 | 0
TX CHILDRENS | THI001923 | T402B92730 | FLOWMETER, BOURDON TUBE | TRANSONIC SYSTEMS INC. | T402 | 6500 | 2019-03-15 | 0
TX CHILDRENS | FA42671 | E14200003 | ELECTROSURG CUT & COAG DEVICE | ETHICON US LLC | RF111 | 6500 | 2005-02-21 | 0
TX CHILDRENS | KN7003255 | AGB99E10 | CENTRIFUGE, REFRIGERATED | BECKMAN COULTER INC - SERVICE AGREEMENT | ALLEGRA 21R | 6500 | 2009-06-18 | 0
TX CHILDRENS | BE00011936 | 1005680 | STERILIZER, STEAM | TUTTNAUER CO. Ltd. | 3870EA | 6500 | 2011-11-11 | 0
TX CHILDRENS | KN7001139 | 5811-03677 | CENTRIFUGE, REFRIGERATED | Eppendorf North America Inc | 5810R | 6500 | 2001-07-06 | 0
TX CHILDRENS | BE00010853 | BEGM 00900 | ANESTHETIC VAPORIZER | DATEX-OHMEDA INC | ISOTEC 7 | 6500 | 2010-04-05 | 0
TX CHILDRENS | BE00062317 | 805S3150736 | DNA THERMAL CYCLER | APPLIED BIOSYSTEMS | 9700 | 6500 | 2014-09-23 | 0
TX CHILDRENS | BE00060791 | 111508-36 | SHAKING INCUBATOR | THERMO FISHER SCIENTIFIC ASHEVILLE LLC | 4359 | 6500 | 2014-04-08 | 0
TX CHILDRENS | BE00063056 | 41622091 | CENTRIFUGE | THERMO FISHER SCIENTIFIC ASHEVILLE LLC | 75002446 | 6500 | 2014-12-26 | 0
TX CHILDRENS | BE00113754 | SG17386741 | PULSE OXIMETER | Philips North America LLC | ESSENTIAL | 6500 | 2020-08-28 | 0
TX CHILDRENS | BE00113427 | 297806392 | DNA THERMAL CYCLER | APPLIED BIOSYSTEMS | PROFLEX | 6500 | 2021-05-01 | 0
TX CHILDRENS | BE00010660 | 806S1130473 | DNA THERMAL CYCLER | APPLIED BIOSYSTEMS | 9700 | 6499 | 2012-03-24 | 0
TX CHILDRENS | BE00104295 | SA318320091SA | LIM SUPERCARTRIDGE ECG BP TMP | GE Medical Systems Information Tech Inc | PDM | 6498 | 2019-12-11 | 0
TX CHILDRENS | BE00082234 | ALZ15L043 | CENTRIFUGE, REFRIGERATED | BECKMAN COULTER INC - SERVICE AGREEMENT | ALLEGRA X-30R | 6495.5 | 2017-03-15 | 0
TX CHILDRENS | KN231986 | 3302 | ULTRASONIC DOPPLER FOR PULSE | MICRO MEDICAL DEVICES | AP2000 | 6495 | 2009-07-30 | 0
TX CHILDRENS | BE00103920 | 2994 | EEG ACQUISITION STATION | PINNACLE TECHNOLOGY INC | 8401 HZ | 6490.9 | 2020-02-07 | 0
TX CHILDRENS | BE00103917 | 2991 | EEG ACQUISITION STATION | PINNACLE TECHNOLOGY INC | 8401 HZ | 6490.9 | 2020-02-07 | 0
TX CHILDRENS | BE00103918 | 2992 | EEG ACQUISITION STATION | PINNACLE TECHNOLOGY INC | 8401 HZ | 6490.9 | 2020-02-07 | 0
TX CHILDRENS | BE00103919 | 2993 | EEG ACQUISITION STATION | PINNACLE TECHNOLOGY INC | 8401 HZ | 6490.9 | 2020-02-07 | 0
TX CHILDRENS | BE00064713 | RU 5112 | LARYNGOSCOPE | KARL STORZ ENDOSCOPY-AMERICA INC | 8403 ZX | 6490.4 | 2017-07-27 | 0
TX CHILDRENS | BE00082863 | RU 5260 | LARYNGOSCOPE | KARL STORZ ENDOSCOPY-AMERICA INC | 8403 ZX | 6490.4 | 2016-07-08 | 0
TX CHILDRENS | BE00064038 | NU 4050 | LARYNGOSCOPE | KARL STORZ ENDOSCOPY-AMERICA INC | 8403 ZX | 6490.4 | 2017-05-07 | 0
TX CHILDRENS | BE00063988 | PU 4494 | LARYNGOSCOPE | KARL STORZ ENDOSCOPY-AMERICA INC | 8403 ZX | 6490.4 | 2017-04-21 | 0
TX CHILDRENS | BE00062175 | RU 4928 | LARYNGOSCOPE | KARL STORZ ENDOSCOPY-AMERICA INC | 8403 ZX | 6490.4 | 2016-08-09 | 0
TX CHILDRENS | BE00087005 | SU 5344 | LARYNGOSCOPE | KARL STORZ ENDOSCOPY-AMERICA INC | 8403 ZX | 6490.4 | 2018-01-19 | 0
TX CHILDRENS | BE00124035 | 6228017 | DEFIBRILLATOR TESTER | Fluke Electronics Corporation | IMPULSE 7000DP | 6490 | 2024-10-11 | 0
TX CHILDRENS | KN224858 | F5PN88339G | WATER PURIFIER | EMD MILLIPORE CORPORATION | SYNTHESIS | 6487.79 | 2007-02-05 | 0
TX CHILDRENS | KN231886 | 08-129776 | DISPLAY, VIDEO | NATIONAL DISPLAY SYSTEMS (NDS) | SC-WU26-A1511 | 6480 | 2009-12-04 | 0
TX CHILDRENS | BE00109292 | IR65102183 | INFUSION PUMP MONITOR | IRADIMED CORPORATION | 3865 | 6479 | 2019-08-06 | 0
TX CHILDRENS | BE00034407 | 6345BR803159 | DNA THERMAL CYCLER | Eppendorf North America Inc | NEXUS GSX1 | 6475 | 2015-06-12 | 0
TX CHILDRENS | BE00115116 | SPX21101017SA | LIM SUPERCARTRIDGE ECG BP TMP | GE Medical Systems Information Tech Inc | PDM | 6464.58 | 2022-04-20 | 0
TX CHILDRENS | KN209599 | G0201921 | MULTI MEDIA PROJECTOR | PROXIMA CORP | DP9260+ | 6464 | 2004-04-01 | 0
TX CHILDRENS | KN209612 | G0Z01693 | MULTI MEDIA PROJECTOR | PROXIMA CORP | DP9260+ | 6464 | 2004-04-01 | 0
TX CHILDRENS | KN209595 | G0Z01842 | MULTI MEDIA PROJECTOR | PROXIMA CORP | DP9260+ | 6464 | 2004-04-01 | 0
TX CHILDRENS | KN209591 | G0Z01828 | MULTI MEDIA PROJECTOR | PROXIMA CORP | DP9260+ | 6464 | 2004-04-01 | 0
TX CHILDRENS | KN209598 | G0Z01880 | MULTI MEDIA PROJECTOR | PROXIMA CORP | DP9260+ | 6464 | 2004-04-01 | 0
TX CHILDRENS | BE00113490 | 3504-1766 | LAB ELECTROPHYSIOLOGY EQ. | ADINSTRUMENTS INC | PL3504 | 6460 | 2020-06-05 | 0
TX CHILDRENS | KN219034 | 434060277YA | VISUAL ACUITY CHART | DELL MARKETING LP | 0344 | 6460 | 2005-09-23 | 0
TX CHILDRENS | KN219178 | 0705-VI01180 | VISUAL ACUITY CHART | MENTOR CORP | 022-4805 | 6460 | 2006-08-23 | 0
TX CHILDRENS | BE00113491 | 3504-1765 | LAB ELECTROPHYSIOLOGY EQ. | ADINSTRUMENTS INC | PL3504 | 6460 | 2020-06-05 | 0
TX CHILDRENS | BE00066023 | 8322624 | ELECTROPORATION GENERATOR | BTX TECHNOLGIES INC. | ECM 830 | 6456.94 | 2017-01-20 | 0
TX CHILDRENS | BE00066024 | 8322625 | ELECTROPORATION GENERATOR | BTX TECHNOLGIES INC. | ECM 830 | 6456.94 | 2017-01-20 | 0
TX CHILDRENS | BE00101844 | SA318320088SA | LIM SUPERCARTRIDGE ECG BP TMP | GE Medical Systems Information Tech Inc | PDM | 6456.55 | 2019-09-17 | 0
TX CHILDRENS | BE00101841 | SA318320097SA | LIM SUPERCARTRIDGE ECG BP TMP | GE Medical Systems Information Tech Inc | PDM | 6456.55 | 2019-09-17 | 0
TX CHILDRENS | BE00104407 | BAA085676 | WARMER, BLANKET | GETINGE USA SALES LLC | 5624 | 6446.64 | 2019-12-20 | 0
TX CHILDRENS | BE00087890 | BAA073726 | WARMER, BLANKET | GETINGE USA SALES LLC | 5624 | 6444 | 2018-01-26 | 0
TX CHILDRENS | BE00087884 | BAA073855 | WARMER, BLANKET | GETINGE USA SALES LLC | 5624 | 6444 | 2018-01-26 | 0
TX CHILDRENS | BE00087885 | BAA073725 | WARMER, BLANKET | GETINGE USA SALES LLC | 5624 | 6444 | 2018-01-26 | 0
TX CHILDRENS | BE00087887 | BAA073856 | WARMER, BLANKET | GETINGE USA SALES LLC | 5624 | 6444 | 2018-01-26 | 0
TX CHILDRENS | BE00087892 | BAA069963 | WARMER, BLANKET | GETINGE USA SALES LLC | 5624 | 6444 | 2018-01-26 | 0
TX CHILDRENS | BE00087886 | BAA073723 | WARMER, BLANKET | GETINGE USA SALES LLC | 5624 | 6444 | 2018-01-26 | 0
TX CHILDRENS | BE00087891 | BAA073727 | WARMER, BLANKET | GETINGE USA SALES LLC | 5624 | 6444 | 2018-01-26 | 0
TX CHILDRENS | BE00087888 | BAA069962 | WARMER, BLANKET | GETINGE USA SALES LLC | 5624 | 6444 | 2018-01-26 | 0
TX CHILDRENS | BE00083457 | BAA069050 | WARMER, BLANKET | GETINGE USA SALES LLC | 5624 | 6444 | 2017-06-19 | 0
TX CHILDRENS | BE00083498 | BAA069064 | WARMER, BLANKET | GETINGE USA SALES LLC | 5624 | 6444 | 2017-06-19 | 0
TX CHILDRENS | BE00087889 | BAA073724 | WARMER, BLANKET | GETINGE USA SALES LLC | 5624 | 6444 | 2018-01-26 | 0
TX CHILDRENS | BE00108695 | BAA082152 | WARMER, BLANKET | GETINGE USA SALES LLC | 5624 | 6443.64 | 2019-09-30 | 0
TX CHILDRENS | BE00110460 | BAA083828 | WARMER, BLANKET | GETINGE USA SALES LLC | 5624 | 6443.64 | 2019-09-30 | 0
TX CHILDRENS | BE00108692 | BAA082151 | WARMER, BLANKET | GETINGE USA SALES LLC | 5624 | 6443.64 | 2019-09-30 | 0
TX CHILDRENS | BE00108694 | BAA083829 | WARMER, BLANKET | GETINGE USA SALES LLC | 5624 | 6443.64 | 2019-09-30 | 0
TX CHILDRENS | BE00108674 | BAA082504 | WARMER, BLANKET | GETINGE USA SALES LLC | 5624 | 6443.64 | 2019-09-30 | 0
TX CHILDRENS | BE00108709 | BAA083827 | WARMER, BLANKET | GETINGE USA SALES LLC | 5624 | 6443.64 | 2019-09-30 | 0
TX CHILDRENS | BE00108679 | BAA082327 | WARMER, BLANKET | GETINGE USA SALES LLC | 5624 | 6443.64 | 2019-09-30 | 0
TX CHILDRENS | BE00108716 | BAA082153 | WARMER, BLANKET | GETINGE USA SALES LLC | 5624 | 6443.64 | 2019-09-30 | 0
TX CHILDRENS | KN216873 | 3NUA3194 | TUBE SEALER | FRESENIUS USA INC. | 902466 | 6440 | 2005-07-27 | 0
TX CHILDRENS | KN216275 | 3NUA3194 | TUBE SEALER | FRESENIUS USA INC. | 902466 | 6440 | 2005-05-26 | 0
TX CHILDRENS | KN226026 | SBB07204743GA | LIM SUPERCARTRIDGE ECG BP TMP | GE Medical Systems Information Tech Inc | TRAM 451N | 6435 | 2010-06-11 | 0
TX CHILDRENS | KN225907 | SBB08327171GA | LIM SUPERCARTRIDGE ECG BP TMP | GE Medical Systems Information Tech Inc | TRAM 451N5 | 6435 | 2010-05-25 | 0
TX CHILDRENS | KN228303 | SBB08236806GA | LIM SUPERCARTRIDGE ECG BP TMP | GE Medical Systems Information Tech Inc | TRAM 451N5 | 6435 | 2011-07-07 | 0
TX CHILDRENS | KN225273 | SBB08497894GA | LIM SUPERCARTRIDGE ECG BP TMP | GE Medical Systems Information Tech Inc | TRAM 451N5 | 6435 | 2010-02-23 | 0
TX CHILDRENS | KN226258 | SBB07174621GA | LIM SUPERCARTRIDGE ECG BP TMP | GE Medical Systems Information Tech Inc | TRAM 451N | 6435 | 2010-07-27 | 0
TX CHILDRENS | KN228304 | SBB08236814GA | LIM SUPERCARTRIDGE ECG BP TMP | GE Medical Systems Information Tech Inc | TRAM 451N5 | 6435 | 2011-07-07 | 0
TX CHILDRENS | KN226032 | SBB07204758GA | LIM SUPERCARTRIDGE ECG BP TMP | GE Medical Systems Information Tech Inc | TRAM 451N | 6435 | 2010-06-11 | 0
TX CHILDRENS | KN226033 | SBB07204764GA | LIM SUPERCARTRIDGE ECG BP TMP | GE Medical Systems Information Tech Inc | TRAM 451N | 6435 | 2010-06-11 | 0
TX CHILDRENS | KN228305 | SBB08236819GA | LIM SUPERCARTRIDGE ECG BP TMP | GE Medical Systems Information Tech Inc | TRAM 451N5 | 6435 | 2011-07-07 | 0
TX CHILDRENS | KN225270 | SBB08467785GA | LIM SUPERCARTRIDGE ECG BP TMP | GE Medical Systems Information Tech Inc | TRAM 451N5 | 6435 | 2010-02-23 | 0
TX CHILDRENS | KN225269 | SBB08457686GA | LIM SUPERCARTRIDGE ECG BP TMP | GE Medical Systems Information Tech Inc | TRAM 451N5 | 6435 | 2010-02-23 | 0
TX CHILDRENS | KN226027 | SBB07204746GA | LIM SUPERCARTRIDGE ECG BP TMP | GE Medical Systems Information Tech Inc | TRAM 451N | 6435 | 2010-06-11 | 0
TX CHILDRENS | KN226028 | SBB07204747GA | LIM SUPERCARTRIDGE ECG BP TMP | GE Medical Systems Information Tech Inc | TRAM 451N | 6435 | 2010-06-11 | 0
TX CHILDRENS | KN226029 | SBB07204750GA | LIM SUPERCARTRIDGE ECG BP TMP | GE Medical Systems Information Tech Inc | TRAM 451N | 6435 | 2010-06-11 | 0
TX CHILDRENS | KN225910 | SBB09158129GA | LIM SUPERCARTRIDGE ECG BP TMP | GE Medical Systems Information Tech Inc | TRAM 451N5 | 6435 | 2010-05-27 | 0
TX CHILDRENS | KN226035 | SBB07204799GA | LIM SUPERCARTRIDGE ECG BP TMP | GE Medical Systems Information Tech Inc | TRAM 451N | 6435 | 2010-06-11 | 0
TX CHILDRENS | KN225268 | SBB08337250GA | LIM SUPERCARTRIDGE ECG BP TMP | GE Medical Systems Information Tech Inc | TRAM 451N5 | 6435 | 2010-02-23 | 0
TX CHILDRENS | KN226031 | SBB07204753GA | LIM SUPERCARTRIDGE ECG BP TMP | GE Medical Systems Information Tech Inc | TRAM 451N | 6435 | 2010-06-11 | 0
TX CHILDRENS | KN226030 | SBB07204751GA | LIM SUPERCARTRIDGE ECG BP TMP | GE Medical Systems Information Tech Inc | TRAM 451N | 6435 | 2010-06-11 | 0
TX CHILDRENS | KN228301 | SBB08236772GA | LIM SUPERCARTRIDGE ECG BP TMP | GE Medical Systems Information Tech Inc | TRAM 451N5 | 6435 | 2011-07-07 | 0
TX CHILDRENS | KN228302 | SBB08236804GA | LIM SUPERCARTRIDGE ECG BP TMP | GE Medical Systems Information Tech Inc | TRAM 451N5 | 6435 | 2011-07-07 | 0
TX CHILDRENS | THI002038 | 23S29125 | CV BYPASS BUBBLE SENS MODULE | LIVANOVA USA INC | S5 BUBBLE DETECTOR | 6432 | 2023-07-27 | 0
TX CHILDRENS | BE00066430 | 281533 | CHAIR, EXAM | RELIANCE MEDICAL PRODUCTS, INC | 980 | 6431.22 | 2017-02-14 | 0
TX CHILDRENS | BE00061842 | 335821 | CHAIR, EXAM | HAAG-STREIT USA INC | 980 | 6431.22 | 2016-06-02 | 0
TX CHILDRENS | BE00082131 | 350061 | CHAIR, EXAM | RELIANCE MEDICAL PRODUCTS, INC | 980 | 6431.22 | 2017-02-10 | 0
TX CHILDRENS | BE00066433 | 273723 | CHAIR, EXAM | RELIANCE MEDICAL PRODUCTS, INC | 980 | 6431.22 | 2017-02-14 | 0
TX CHILDRENS | BE00061843 | 336021 | CHAIR, EXAM | HAAG-STREIT USA INC | 980 | 6431.22 | 2016-06-02 | 0
TX CHILDRENS | BE00087474 | NONE | CHAIR, EXAM | RELIANCE MEDICAL PRODUCTS, INC | 980 | 6431.22 | 2018-03-19 | 0
TX CHILDRENS | BE00061844 | 332620 | CHAIR, EXAM | HAAG-STREIT USA INC | 980 | 6431.22 | 2016-06-02 | 0
TX CHILDRENS | BE00082133 | 350060 | CHAIR, EXAM | RELIANCE MEDICAL PRODUCTS, INC | 980 | 6431.22 | 2017-02-10 | 0
TX CHILDRENS | BE00087475 | NONE | CHAIR, EXAM | RELIANCE MEDICAL PRODUCTS, INC | 980 | 6431.22 | 2018-03-19 | 0
TX CHILDRENS | BE00087473 | NONE | CHAIR, EXAM | RELIANCE MEDICAL PRODUCTS, INC | 980 | 6431.22 | 2018-03-19 | 0
TX CHILDRENS | BE00082129 | 350059 | CHAIR, EXAM | RELIANCE MEDICAL PRODUCTS, INC | 980 | 6431.22 | 2017-02-10 | 0
TX CHILDRENS | BE00130458 | 04332286 | LIGHT, EXAM, AC-POWERED | STRYKER CORP | F 300 | 6416.95 | 2026-06-26 | 0
TX CHILDRENS | BE00130461 | 04332606 | LIGHT, EXAM, AC-POWERED | STRYKER CORP | F 300 | 6416.95 | 2026-06-26 | 0
TX CHILDRENS | BE00130457 | 04332223 | LIGHT, EXAM, AC-POWERED | STRYKER CORP | F 300 | 6416.95 | 2026-06-26 | 0
TX CHILDRENS | BE00130459 | 04331657 | LIGHT, EXAM, AC-POWERED | STRYKER CORP | F 300 | 6416.95 | 2026-06-26 | 0
TX CHILDRENS | BE00130463 | 04332201 | LIGHT, EXAM, AC-POWERED | STRYKER CORP | F 300 | 6416.95 | 2026-06-26 | 0
TX CHILDRENS | BE00130513 | 04335579 | LIGHT, EXAM, AC-POWERED | STRYKER CORP | F 300 | 6416.95 | 2026-06-26 | 0
TX CHILDRENS | BE00130455 | 04331066 | LIGHT, EXAM, AC-POWERED | STRYKER CORP | F 300 | 6416.95 | 2026-06-26 | 0
TX CHILDRENS | BE00130464 | 04336089 | LIGHT, EXAM, AC-POWERED | STRYKER CORP | F 300 | 6416.95 | 2026-06-26 | 0
TX CHILDRENS | BE00130454 | 04331643 | LIGHT, EXAM, AC-POWERED | STRYKER CORP | F 300 | 6416.95 | 2026-06-26 | 0
TX CHILDRENS | BE00130460 | 04331477 | LIGHT, EXAM, AC-POWERED | STRYKER CORP | F 300 | 6416.95 | 2026-06-26 | 0
TX CHILDRENS | BE00130456 | 04332260 | LIGHT, EXAM, AC-POWERED | STRYKER CORP | F 300 | 6416.95 | 2026-06-26 | 0
TX CHILDRENS | BE00130462 | 04331306 | LIGHT, EXAM, AC-POWERED | STRYKER CORP | F 300 | 6416.95 | 2026-06-26 | 0
TX CHILDRENS | BE00116444 | SPX21370257SA | LIM SUPERCARTRIDGE ECG BP TMP | GE Medical Systems Information Tech Inc | PDM | 6411.36 | 2022-06-15 | 0
TX CHILDRENS | BE00116450 | SPX21370285SA | LIM SUPERCARTRIDGE ECG BP TMP | GE Medical Systems Information Tech Inc | PDM | 6411.36 | 2022-06-15 | 0
TX CHILDRENS | BE00116459 | SPX21380110SA | LIM SUPERCARTRIDGE ECG BP TMP | GE Medical Systems Information Tech Inc | PDM | 6411.36 | 2022-06-15 | 0
TX CHILDRENS | BE00116441 | SPX21370250SA | LIM SUPERCARTRIDGE ECG BP TMP | GE Medical Systems Information Tech Inc | PDM | 6411.36 | 2022-06-15 | 0
TX CHILDRENS | BE00116439 | SPX21370246SA | LIM SUPERCARTRIDGE ECG BP TMP | GE Medical Systems Information Tech Inc | PDM | 6411.36 | 2022-06-15 | 0
TX CHILDRENS | BE00116453 | SPX21380091SA | LIM SUPERCARTRIDGE ECG BP TMP | GE Medical Systems Information Tech Inc | PDM | 6411.36 | 2022-06-15 | 0
TX CHILDRENS | BE00116454 | SPX21380095SA | LIM SUPERCARTRIDGE ECG BP TMP | GE Medical Systems Information Tech Inc | PDM | 6411.36 | 2022-06-15 | 0
TX CHILDRENS | BE00116448 | SPX21370279SA | LIM SUPERCARTRIDGE ECG BP TMP | GE Medical Systems Information Tech Inc | PDM | 6411.36 | 2022-06-15 | 0
TX CHILDRENS | BE00116457 | SPX21380100SA | LIM SUPERCARTRIDGE ECG BP TMP | GE Medical Systems Information Tech Inc | PDM | 6411.36 | 2022-06-15 | 0
TX CHILDRENS | BE00116440 | SPX21370248SA | LIM SUPERCARTRIDGE ECG BP TMP | GE Medical Systems Information Tech Inc | PDM | 6411.36 | 2022-06-15 | 0
TX CHILDRENS | BE00116455 | SPX21380096SA | LIM SUPERCARTRIDGE ECG BP TMP | GE Medical Systems Information Tech Inc | PDM | 6411.36 | 2022-06-15 | 0
TX CHILDRENS | BE00116435 | SPX21370153SA | LIM SUPERCARTRIDGE ECG BP TMP | GE Medical Systems Information Tech Inc | PDM | 6411.36 | 2022-06-15 | 0
TX CHILDRENS | BE00116458 | SPX21380108SA | LIM SUPERCARTRIDGE ECG BP TMP | GE Medical Systems Information Tech Inc | PDM | 6411.36 | 2022-06-15 | 0
TX CHILDRENS | BE00116438 | SPX21370240SA | LIM SUPERCARTRIDGE ECG BP TMP | GE Medical Systems Information Tech Inc | PDM | 6411.36 | 2022-06-15 | 0
TX CHILDRENS | BE00116445 | SPX21370261SA | LIM SUPERCARTRIDGE ECG BP TMP | GE Medical Systems Information Tech Inc | PDM | 6411.36 | 2022-06-15 | 0
TX CHILDRENS | BE00116442 | SPX21370255SA | LIM SUPERCARTRIDGE ECG BP TMP | GE Medical Systems Information Tech Inc | PDM | 6411.36 | 2022-06-15 | 0
TX CHILDRENS | BE00116451 | SPX21370289SA | LIM SUPERCARTRIDGE ECG BP TMP | GE Medical Systems Information Tech Inc | PDM | 6411.36 | 2022-06-15 | 0
TX CHILDRENS | BE00116460 | SPX21380111SA | LIM SUPERCARTRIDGE ECG BP TMP | GE Medical Systems Information Tech Inc | PDM | 6411.36 | 2022-06-15 | 0
TX CHILDRENS | BE00116443 | SPX21370256SA | LIM SUPERCARTRIDGE ECG BP TMP | GE Medical Systems Information Tech Inc | PDM | 6411.36 | 2022-06-15 | 0
TX CHILDRENS | BE00116446 | SPX21370269SA | LIM SUPERCARTRIDGE ECG BP TMP | GE Medical Systems Information Tech Inc | PDM | 6411.36 | 2022-06-15 | 0
TX CHILDRENS | BE00116449 | SPX21370283SA | LIM SUPERCARTRIDGE ECG BP TMP | GE Medical Systems Information Tech Inc | PDM | 6411.36 | 2022-06-15 | 0
TX CHILDRENS | BE00116436 | SPX21370175SA | LIM SUPERCARTRIDGE ECG BP TMP | GE Medical Systems Information Tech Inc | PDM | 6411.36 | 2022-06-15 | 0
TX CHILDRENS | BE00116437 | SPX21370184SA | LIM SUPERCARTRIDGE ECG BP TMP | GE Medical Systems Information Tech Inc | PDM | 6411.36 | 2022-06-15 | 0
TX CHILDRENS | BE00116452 | SPX21380086SA | LIM SUPERCARTRIDGE ECG BP TMP | GE Medical Systems Information Tech Inc | PDM | 6411.36 | 2022-06-15 | 0
TX CHILDRENS | BE00116447 | SPX21370271SA | LIM SUPERCARTRIDGE ECG BP TMP | GE Medical Systems Information Tech Inc | PDM | 6411.36 | 2022-06-15 | 0
TX CHILDRENS | BE00116456 | SPX21380099SA | LIM SUPERCARTRIDGE ECG BP TMP | GE Medical Systems Information Tech Inc | PDM | 6411.36 | 2022-06-15 | 0
TX CHILDRENS | BE00127489 | 90425733 | CENTRIFUGAL HAND CRANK - ECMO | JOSTRA / MAQUET | CARDIOHELP EMERGENCY CRANK | 6411 | 2025-01-28 | 0
TX CHILDRENS | BE00060012 | SA313293196GA | LIM SUPERCARTRIDGE ECG BP TMP | GE Medical Systems Information Tech Inc | PDM | 6410.35 | 2014-10-23 | 0
TX CHILDRENS | BE00060468 | SA313304366GA | LIM SUPERCARTRIDGE ECG BP TMP | GE Medical Systems Information Tech Inc | PDM | 6410.35 | 2013-02-21 | 0
TX CHILDRENS | BE00061698 | SA308155866GA | LIM SUPERCARTRIDGE ECG BP TMP | GE Medical Systems Information Tech Inc | PDM | 6410.35 | 2015-07-31 | 0
TX CHILDRENS | BE00060483 | SA313304300GA | LIM SUPERCARTRIDGE ECG BP TMP | GE Medical Systems Information Tech Inc | PDM | 6410.35 | 2015-02-02 | 0
TX CHILDRENS | BE00060482 | SA313304270GA | LIM SUPERCARTRIDGE ECG BP TMP | GE Medical Systems Information Tech Inc | PDM | 6410.35 | 2015-02-02 | 0
TX CHILDRENS | BE00060464 | SA313293475GA | LIM SUPERCARTRIDGE ECG BP TMP | GE Medical Systems Information Tech Inc | PDM | 6410.35 | 2013-02-21 | 0
TX CHILDRENS | BE00060484 | SA313304301GA | LIM SUPERCARTRIDGE ECG BP TMP | GE Medical Systems Information Tech Inc | PDM | 6410.35 | 2015-02-02 | 0
TX CHILDRENS | BE00060469 | SA313304237GA | LIM SUPERCARTRIDGE ECG BP TMP | GE Medical Systems Information Tech Inc | PDM | 6410.35 | 2013-02-21 | 0
TX CHILDRENS | BE00060472 | SA313304249GA | LIM SUPERCARTRIDGE ECG BP TMP | GE Medical Systems Information Tech Inc | PDM | 6410.35 | 2013-02-21 | 0
TX CHILDRENS | BE00060476 | SA313304354GA | LIM SUPERCARTRIDGE ECG BP TMP | GE Medical Systems Information Tech Inc | PDM | 6410.35 | 2015-01-06 | 0
TX CHILDRENS | BE00060478 | SA313304314GA | LIM SUPERCARTRIDGE ECG BP TMP | GE Medical Systems Information Tech Inc | PDM | 6410.35 | 2015-02-02 | 0
TX CHILDRENS | BE00060474 | SA313304295GA | LIM SUPERCARTRIDGE ECG BP TMP | GE Medical Systems Information Tech Inc | PDM | 6410.35 | 2013-02-21 | 0
TX CHILDRENS | BE00056688 | SA312018852GA | LIM SUPERCARTRIDGE ECG BP TMP | GE Medical Systems Information Tech Inc | PDM | 6410.35 | 2014-03-09 | 0
TX CHILDRENS | BE00060009 | SA3133335406GA | LIM SUPERCARTRIDGE ECG BP TMP | GE Medical Systems Information Tech Inc | PDM | 6410.35 | 2014-10-21 | 0
TX CHILDRENS | BE00060463 | SA313303926GA | LIM SUPERCARTRIDGE ECG BP TMP | GE Medical Systems Information Tech Inc | PDM | 6410.35 | 2013-02-21 | 0
TX CHILDRENS | BE00061718 | SA310393066GR | LIM SUPERCARTRIDGE ECG BP TMP | GE Medical Systems Information Tech Inc | PDM | 6410.35 | 2015-08-11 | 0
TX CHILDRENS | BE00061717 | SA310393034GR | LIM SUPERCARTRIDGE ECG BP TMP | GE Medical Systems Information Tech Inc | PDM | 6410.35 | 2015-08-11 | 0
TX CHILDRENS | BE00060470 | SA313304245GA | LIM SUPERCARTRIDGE ECG BP TMP | GE Medical Systems Information Tech Inc | PDM | 6410.35 | 2013-02-21 | 0
TX CHILDRENS | BE00061715 | SA310393030GR | LIM SUPERCARTRIDGE ECG BP TMP | GE Medical Systems Information Tech Inc | PDM | 6410.35 | 2015-08-11 | 0
TX CHILDRENS | BE00060477 | SA313304278GA | LIM SUPERCARTRIDGE ECG BP TMP | GE Medical Systems Information Tech Inc | PDM | 6410.35 | 2015-01-30 | 0
TX CHILDRENS | BE00060460 | SA313293327GA | LIM SUPERCARTRIDGE ECG BP TMP | GE Medical Systems Information Tech Inc | PDM | 6410.35 | 2013-02-21 | 0
TX CHILDRENS | BE00060461 | SA313293439GA | LIM SUPERCARTRIDGE ECG BP TMP | GE Medical Systems Information Tech Inc | PDM | 6410.35 | 2013-02-21 | 0
TX CHILDRENS | BE00060480 | SA313304265GA | LIM SUPERCARTRIDGE ECG BP TMP | GE Medical Systems Information Tech Inc | PDM | 6410.35 | 2015-02-02 | 0
TX CHILDRENS | BE00060479 | SA313304243GA | LIM SUPERCARTRIDGE ECG BP TMP | GE Medical Systems Information Tech Inc | PDM | 6410.35 | 2015-02-02 | 0
TX CHILDRENS | BE00060481 | SA313304251GA | LIM SUPERCARTRIDGE ECG BP TMP | GE Medical Systems Information Tech Inc | PDM | 6410.35 | 2015-02-02 | 0
TX CHILDRENS | BE00061713 | SA310310903GR | LIM SUPERCARTRIDGE ECG BP TMP | GE Medical Systems Information Tech Inc | PDM | 6410.35 | 2015-08-11 | 0
TX CHILDRENS | BE00060471 | SA313304272GA | LIM SUPERCARTRIDGE ECG BP TMP | GE Medical Systems Information Tech Inc | PDM | 6410.35 | 2013-02-21 | 0
TX CHILDRENS | BE00060473 | SA313304309GA | LIM SUPERCARTRIDGE ECG BP TMP | GE Medical Systems Information Tech Inc | PDM | 6410.35 | 2014-03-09 | 0
TX CHILDRENS | BE00060462 | SA313293353GA | LIM SUPERCARTRIDGE ECG BP TMP | GE Medical Systems Information Tech Inc | PDM | 6410.35 | 2014-03-09 | 0
TX CHILDRENS | BE00061697 | SA308095023GR | LIM SUPERCARTRIDGE ECG BP TMP | GE Medical Systems Information Tech Inc | PDM | 6410.35 | 2015-07-31 | 0
TX CHILDRENS | BE00103676 | 42241312 | INCUBATOR CO2 | THERMO FISHER SCIENTIFIC ASHEVILLE LLC | HERACELL VIOS 160i | 6401.75 | 2022-06-07 | 0
TX CHILDRENS | BE00103673 | 42241311 | INCUBATOR CO2 | THERMO FISHER SCIENTIFIC ASHEVILLE LLC | HERACELL VIOS 160i | 6401.75 | 2020-02-28 | 0
TX CHILDRENS | BE00103674 | 42241316 | INCUBATOR CO2 | THERMO FISHER SCIENTIFIC ASHEVILLE LLC | HERACELL VIOS 160i | 6401.75 | 2020-02-28 | 0
TX CHILDRENS | BE00103675 | 42241313 | INCUBATOR CO2 | THERMO FISHER SCIENTIFIC ASHEVILLE LLC | HERACELL VIOS 160i | 6401.75 | 2022-06-07 | 0
TX CHILDRENS | BE00010109 | 805S9210969 | DNA THERMAL CYCLER | APPLIED BIOSYSTEMS | 9700 | 6400.5 | 2009-10-05 | 0
TX CHILDRENS | BE00141707 | 57997 | BLOOD GAS ANALYZER | SIEMENS HEALTHCARE DIAGNOSTICS | EPOC READER | 6400 | 2026-08-27 | 0
TX CHILDRENS | BE00066315 | 364976 | CHAIR, EXAM | RELIANCE MEDICAL PRODUCTS, INC | 980 | 6400 | 2017-05-04 | 0
TX CHILDRENS | BE00141704 | 57948 | BLOOD GAS ANALYZER | SIEMENS HEALTHCARE DIAGNOSTICS | EPOC READER | 6400 | 2026-08-27 | 0
TX CHILDRENS | BE00082875 | 365065 | CHAIR, EXAM | RELIANCE MEDICAL PRODUCTS, INC | 980 | 6400 | 2017-05-04 | 0
TX CHILDRENS | BE00082876 | 365072 | CHAIR, EXAM | RELIANCE MEDICAL PRODUCTS, INC | 980 | 6400 | 2017-05-04 | 0
TX CHILDRENS | BE00082874 | 365027 | CHAIR, EXAM | RELIANCE MEDICAL PRODUCTS, INC | 980 | 6400 | 2017-05-04 | 0
TX CHILDRENS | BE00012477 | 0274172 | CHAIR, EXAM | HAAG-STREIT USA INC | 980 | 6400 | 2011-12-13 | 0
TX CHILDRENS | BE00066314 | 364986 | CHAIR, EXAM | RELIANCE MEDICAL PRODUCTS, INC | 980 | 6400 | 2017-05-04 | 0
TX CHILDRENS | KN224098 | JA106054045GA | CENTRAL STATION, MONITORING | GE Medical Systems Information Tech Inc | CIC | 6400 | 2011-05-01 | 0
TX CHILDRENS | BE00141705 | 57950 | BLOOD GAS ANALYZER | SIEMENS HEALTHCARE DIAGNOSTICS | EPOC READER | 6400 | 2026-08-27 | 0
TX CHILDRENS | BE00141706 | 57951 | BLOOD GAS ANALYZER | SIEMENS HEALTHCARE DIAGNOSTICS | EPOC READER | 6400 | 2026-08-27 | 0
TX CHILDRENS | KN219032 | 76508 | SLITLAMP BIOMICROSCOPE | HAAG-STREIT USA INC | BM900 | 6400 | 2005-09-14 | 0
TX CHILDRENS | BE00066316 | 364978 | CHAIR, EXAM | RELIANCE MEDICAL PRODUCTS, INC | 980 | 6400 | 2017-05-04 | 0
TX CHILDRENS | BE00109219 | 17C00MLX8479 | LIGHT SOURCE | LUXTEC CORP | MLX 300 | 6391.36 | 2019-08-02 | 0
TX CHILDRENS | BE00109218 | 17C00MLX8475 | LIGHT SOURCE | LUXTEC CORP | MLX 300 | 6391.36 | 2019-08-02 | 0
TX CHILDRENS | BE00104237 | IR65102319 | INFUSION PUMP MONITOR | IRADIMED CORPORATION | 3865 | 6388 | 2019-11-19 | 0
TX CHILDRENS | BE00104233 | IR65102313 | INFUSION PUMP MONITOR | IRADIMED CORPORATION | 3865 | 6388 | 2019-11-19 | 0
TX CHILDRENS | BE00104236 | IR65102314 | INFUSION PUMP MONITOR | IRADIMED CORPORATION | 3865 | 6388 | 2019-11-19 | 0
TX CHILDRENS | BE00115917 | IR65102878 | INFUSION PUMP MONITOR | IRADIMED CORPORATION | 3865 | 6388 | 2022-10-20 | 0
TX CHILDRENS | BE00115920 | IR65102875 | INFUSION PUMP MONITOR | IRADIMED CORPORATION | 3865 | 6388 | 2022-10-20 | 0
TX CHILDRENS | BE00115919 | IR65102872 | INFUSION PUMP MONITOR | IRADIMED CORPORATION | 3865 | 6388 | 2022-10-20 | 0
TX CHILDRENS | BE00104234 | IR65102317 | INFUSION PUMP MONITOR | IRADIMED CORPORATION | 3865 | 6388 | 2019-11-19 | 0
TX CHILDRENS | BE00115918 | IR65102873 | INFUSION PUMP MONITOR | IRADIMED CORPORATION | 3865 | 6388 | 2022-10-20 | 0
TX CHILDRENS | BE00104235 | IR65102311 | INFUSION PUMP MONITOR | IRADIMED CORPORATION | 3865 | 6388 | 2019-11-19 | 0
TX CHILDRENS | KN216658 | 810611 | MICROSCOPE | NIKON INSTRUMENT INC | ECLIPSE 50i | 6386.92 | 2005-06-29 | 0
TX CHILDRENS | BE00087190 | 300142682 | INCUBATOR CO2 | THERMO FISHER SCIENTIFIC ASHEVILLE LLC | 370 | 6381.93 | 2017-06-22 | 0
TX CHILDRENS | KN223462 | 086805 | LIGHT SOURCE | LUXTEC CORP | 9300XSP | 6367.62 | 2006-10-02 | 0
TX CHILDRENS | KN223461 | 086705 | LIGHT SOURCE | LUXTEC CORP | 9300XSP | 6367.62 | 2006-10-02 | 0
TX CHILDRENS | KN223464 | 087005 | LIGHT SOURCE | LUXTEC CORP | 9300XSP | 6367.62 | 2006-10-02 | 0
TX CHILDRENS | KN223466 | 087205 | LIGHT SOURCE | LUXTEC CORP | 9300XSP | 6367.62 | 2006-10-02 | 0
TX CHILDRENS | KN223465 | 087105 | LIGHT SOURCE | LUXTEC CORP | 9300XSP | 6367.62 | 2006-10-02 | 0
TX CHILDRENS | BE00082971 | 41902637 | INCUBATOR CO2 | THERMO FISHER SCIENTIFIC ASHEVILLE LLC | HERACELL VIOS 160i | 6350.58 | 2017-06-06 | 0
TX CHILDRENS | BE00082973 | 41902635 | INCUBATOR CO2 | THERMO FISHER SCIENTIFIC ASHEVILLE LLC | HERACELL VIOS 160i | 6350.58 | 2017-06-06 | 0
TX CHILDRENS | BE00082972 | 41902636 | INCUBATOR CO2 | THERMO FISHER SCIENTIFIC ASHEVILLE LLC | HERACELL VIOS 160i | 6350.58 | 2017-06-06 | 0
TX CHILDRENS | BE00082974 | 41902638 | INCUBATOR CO2 | THERMO FISHER SCIENTIFIC ASHEVILLE LLC | HERACELL VIOS 160i | 6350.58 | 2017-06-06 | 0
TX CHILDRENS | KN7001107 | 5407-07378 | CENTRIFUGE, REFRIGERATED | Eppendorf North America Inc | 5417R | 6350 | 2001-07-06 | 0
TX CHILDRENS | BE00109960 | OS11826 | LIGHT SOURCE | KARL STORZ ENDOSCOPY-AMERICA INC | 20161401-1 | 6346.62 | 2020-01-23 | 0
TX CHILDRENS | BE00085478 | RT9821 | LIGHT SOURCE | PANASONIC | 20161420-1 | 6346.62 | 2017-10-03 | 0
TX CHILDRENS | BE00109926 | PS11925 | LIGHT SOURCE | KARL STORZ ENDOSCOPY-AMERICA INC | 20161401-1 | 6346.62 | 2019-12-09 | 0
TX CHILDRENS | BE00109943 | OS11834 | LIGHT SOURCE | KARL STORZ ENDOSCOPY-AMERICA INC | 20161401-1 | 6346.62 | 2019-12-09 | 0
TX CHILDRENS | BE00088871 | 16040580 | TABLE, TILTING, EPS | BIODEX MEDICAL SYSTEMS INC | 058-700 | 6338.75 | 2017-10-03 | 0
TX CHILDRENS | BE00088870 | 16040579 | TABLE, TILTING, EPS | BIODEX MEDICAL SYSTEMS INC | 058-700 | 6338.75 | 2017-10-03 | 0
TX CHILDRENS | BE00088872 | 16050582 | TABLE, TILTING, EPS | BIODEX MEDICAL SYSTEMS INC | 058-700 | 6338.75 | 2017-10-03 | 0
TX CHILDRENS | BE00088873 | 16050583 | TABLE, TILTING, EPS | BIODEX MEDICAL SYSTEMS INC | 058-700 | 6338.75 | 2017-10-03 | 0
TX CHILDRENS | BE00127327 | 200520 | IRRIGATION,SURGICAL,(LAVAGE) | STRYKER CORP | 6700-313-600 | 6335 | 2020-10-28 | 0
TX CHILDRENS | BE00063400 | 41697895 | INCUBATOR CO2 | THERMO FISHER SCIENTIFIC ASHEVILLE LLC | HERACELL 150i | 6334.39 | 2015-12-16 | 0
TX CHILDRENS | BE00113383 | SPX19380538SA | LIM SUPERCARTRIDGE ECG BP TMP | GE Medical Systems Information Tech Inc | PDM | 6312.38 | 2021-03-25 | 0
TX CHILDRENS | BE00113384 | SPX19380542SA | LIM SUPERCARTRIDGE ECG BP TMP | GE Medical Systems Information Tech Inc | PDM | 6312.38 | 2021-03-25 | 0
TX CHILDRENS | BE00036595 | IR65100112 | INFUSION PUMP MONITOR | IRADIMED CORPORATION | 3865 | 6307 | 2012-10-18 | 0
TX CHILDRENS | BE00036592 | IR65100105 | INFUSION PUMP MONITOR | IRADIMED CORPORATION | 3865 | 6307 | 2012-10-18 | 0
TX CHILDRENS | BE00014276 | 5428YQ209803 | CENTRIFUGE, REFRIGERATED | Eppendorf North America Inc | 5430R | 6303.36 | 2012-02-27 | 0
TX CHILDRENS | KN211083 | JCDG521 | COMPUTER HARDWARE/SOFTWARE | DELL MARKETING LP | 8200 | 6300 | 2004-07-18 | 0
TX CHILDRENS | BE00033029 | 73781136 | TEST EQUIPMENT,NON-PATIENT | BC GROUP INTERNATIONAL | ESU 2400 | 6300 | 2011-03-28 | 0
TX CHILDRENS | BE00120570 | NM 5777 | LARYNGOSCOPE | KARL STORZ ENDOSCOPY-AMERICA INC | 8404 ZX | 6300 | 2025-07-20 | 0
TX CHILDRENS | BE00127007 | 03901325 | LIGHT, EXAM, AC-POWERED | STRYKER CORP | SIRCA | 6298.92 | 2025-01-07 | 0
TX CHILDRENS | BE00127008 | 03838424 | LIGHT, EXAM, AC-POWERED | STRYKER CORP | SIRCA | 6298.92 | 2025-01-07 | 0
TX CHILDRENS | KN193414 | M64088 | SCALE | METTLER | AT201 | 6297.33 | 1995-03-30 | 0
TX CHILDRENS | KN194502 | 1113162645 | SCALE | METTLER | AT201 | 6297.33 | 1994-06-16 | 0
TX CHILDRENS | BE00088836 | 351464 | CHAIR, EXAM | RELIANCE MEDICAL PRODUCTS, INC | 980H | 6286.51 | 2017-10-03 | 0
TX CHILDRENS | BE00088838 | 355297 | CHAIR, EXAM | RELIANCE MEDICAL PRODUCTS, INC | 980H | 6286.51 | 2017-10-03 | 0
TX CHILDRENS | BE00088839 | 354416 | CHAIR, EXAM | RELIANCE MEDICAL PRODUCTS, INC | 980H | 6286.51 | 2017-10-03 | 0
TX CHILDRENS | BE00088835 | 351791 | CHAIR, EXAM | RELIANCE MEDICAL PRODUCTS, INC | 980H | 6286.51 | 2017-10-03 | 0
TX CHILDRENS | BE00088840 | 355433 | CHAIR, EXAM | RELIANCE MEDICAL PRODUCTS, INC | 980H | 6286.51 | 2017-10-03 | 0
TX CHILDRENS | BE00082884 | NONE | CHAIR, EXAM | RELIANCE MEDICAL PRODUCTS, INC | 980 | 6286.51 | 2018-12-25 | 0
TX CHILDRENS | BE00088834 | 339050 | CHAIR, EXAM | RELIANCE MEDICAL PRODUCTS, INC | 980H | 6286.51 | 2017-10-03 | 0
TX CHILDRENS | BE00088837 | 351781 | CHAIR, EXAM | RELIANCE MEDICAL PRODUCTS, INC | 980H | 6286.51 | 2017-10-03 | 0
TX CHILDRENS | BE00117269 | 7KCDNG3 | LAPTOP COMPUTER | DELL MARKETING LP | LATITUDE 5520 | 6284.89 | 2023-06-01 | 0
TX CHILDRENS | BE00117267 | 38RJ2B3 | LAPTOP COMPUTER | DELL MARKETING LP | LATITUDE 5520 | 6284.89 | 2023-06-01 | 0
TX CHILDRENS | BE00117270 | DJCDNG3 | LAPTOP COMPUTER | DELL MARKETING LP | LATITUDE 5520 | 6284.89 | 2023-06-01 | 0
TX CHILDRENS | BE00117272 | 22CDNG3 | LAPTOP COMPUTER | DELL MARKETING LP | LATITUDE 5520 | 6284.89 | 2023-06-01 | 0
TX CHILDRENS | BE00117265 | 3YPJ2B3 | LAPTOP COMPUTER | DELL MARKETING LP | LATITUDE 5520 | 6284.89 | 2023-06-01 | 0
TX CHILDRENS | BE00117268 | 82CDNG3 | LAPTOP COMPUTER | DELL MARKETING LP | LATITUDE 5520 | 6284.89 | 2023-06-01 | 0
TX CHILDRENS | BE00117271 | 2XPJ2B3 | LAPTOP COMPUTER | DELL MARKETING LP | LATITUDE 5520 | 6284.89 | 2023-06-01 | 0
TX CHILDRENS | BE00117264 | C2CDNG3 | LAPTOP COMPUTER | DELL MARKETING LP | LATITUDE 5520 | 6284.89 | 2023-06-01 | 0
TX CHILDRENS | BE00117266 | 12CDNG3 | LAPTOP COMPUTER | DELL MARKETING LP | LATITUDE 5520 | 6284.89 | 2023-06-01 | 0
TX CHILDRENS | BE00111660 | SPX19150720SA | LIM SUPERCARTRIDGE ECG BP TMP | GE Medical Systems Information Tech Inc | PDM | 6284.25 | 2020-08-25 | 0
TX CHILDRENS | BE00112376 | SPX19360202SA | LIM SUPERCARTRIDGE ECG BP TMP | GE Medical Systems Information Tech Inc | PDM | 6284.25 | 2020-11-19 | 0
TX CHILDRENS | BE00111651 | SPX19210263SA | LIM SUPERCARTRIDGE ECG BP TMP | GE Medical Systems Information Tech Inc | PDM | 6284.25 | 2020-08-20 | 0
TX CHILDRENS | BE00111659 | SPX19150692SA | LIM SUPERCARTRIDGE ECG BP TMP | GE Medical Systems Information Tech Inc | PDM | 6284.25 | 2020-08-25 | 0
TX CHILDRENS | BE00111914 | SPX19370254SA | LIM SUPERCARTRIDGE ECG BP TMP | GE Medical Systems Information Tech Inc | PDM | 6284.25 | 2020-09-25 | 0
TX CHILDRENS | BE00112383 | SPX19360476SA | LIM SUPERCARTRIDGE ECG BP TMP | GE Medical Systems Information Tech Inc | PDM | 6284.25 | 2020-11-19 | 0
TX CHILDRENS | BE00111649 | SPX19200695SA | LIM SUPERCARTRIDGE ECG BP TMP | GE Medical Systems Information Tech Inc | PDM | 6284.25 | 2020-08-20 | 0
TX CHILDRENS | BE00111917 | SPX19370317SA | LIM SUPERCARTRIDGE ECG BP TMP | GE Medical Systems Information Tech Inc | PDM | 6284.25 | 2020-09-25 | 0
TX CHILDRENS | BE00112375 | SPX19360195SA | LIM SUPERCARTRIDGE ECG BP TMP | GE Medical Systems Information Tech Inc | PDM | 6284.25 | 2020-11-19 | 0
TX CHILDRENS | BE00112381 | SPX19360458SA | LIM SUPERCARTRIDGE ECG BP TMP | GE Medical Systems Information Tech Inc | PDM | 6284.25 | 2020-11-19 | 0
TX CHILDRENS | BE00112382 | SPX19360474SA | LIM SUPERCARTRIDGE ECG BP TMP | GE Medical Systems Information Tech Inc | PDM | 6284.25 | 2020-11-19 | 0
TX CHILDRENS | BE00111648 | SPX19200682SA | LIM SUPERCARTRIDGE ECG BP TMP | GE Medical Systems Information Tech Inc | PDM | 6284.25 | 2020-08-20 | 0
TX CHILDRENS | BE00111915 | SPX19370258SA | LIM SUPERCARTRIDGE ECG BP TMP | GE Medical Systems Information Tech Inc | PDM | 6284.25 | 2020-09-25 | 0
TX CHILDRENS | BE00112377 | SPX19360215SA | LIM SUPERCARTRIDGE ECG BP TMP | GE Medical Systems Information Tech Inc | PDM | 6284.25 | 2020-11-19 | 0
TX CHILDRENS | BE00111657 | SPX19150253SA | LIM SUPERCARTRIDGE ECG BP TMP | GE Medical Systems Information Tech Inc | PDM | 6284.25 | 2020-08-25 | 0
TX CHILDRENS | BE00120175 | SA317050107SR | LIM SUPERCARTRIDGE ECG BP TMP | GE Medical Systems Information Tech Inc | PDM | 6284.25 | 2020-08-25 | 0
TX CHILDRENS | BE00111650 | SPX19210258SA | LIM SUPERCARTRIDGE ECG BP TMP | GE Medical Systems Information Tech Inc | PDM | 6284.25 | 2020-08-20 | 0
TX CHILDRENS | BE00111652 | SPX19210280SA | LIM SUPERCARTRIDGE ECG BP TMP | GE Medical Systems Information Tech Inc | PDM | 6284.25 | 2020-08-20 | 0
TX CHILDRENS | BE00111913 | SPX19360465SA | LIM SUPERCARTRIDGE ECG BP TMP | GE Medical Systems Information Tech Inc | PDM | 6284.25 | 2020-09-25 | 0
TX CHILDRENS | BE00111918 | SPX19370336SA | LIM SUPERCARTRIDGE ECG BP TMP | GE Medical Systems Information Tech Inc | PDM | 6284.25 | 2020-09-25 | 0
TX CHILDRENS | BE00112379 | SPX19360239SA | LIM SUPERCARTRIDGE ECG BP TMP | GE Medical Systems Information Tech Inc | PDM | 6284.25 | 2020-11-19 | 0
TX CHILDRENS | BE00112380 | SPX19360246SA | LIM SUPERCARTRIDGE ECG BP TMP | GE Medical Systems Information Tech Inc | PDM | 6284.25 | 2020-11-19 | 0
TX CHILDRENS | BE00112378 | SPX19360223SA | LIM SUPERCARTRIDGE ECG BP TMP | GE Medical Systems Information Tech Inc | PDM | 6284.25 | 2020-11-19 | 0
TX CHILDRENS | BE00111653 | SPX19210283SA | LIM SUPERCARTRIDGE ECG BP TMP | GE Medical Systems Information Tech Inc | PDM | 6284.25 | 2020-08-20 | 0
TX CHILDRENS | BE00111916 | SPX19370314SA | LIM SUPERCARTRIDGE ECG BP TMP | GE Medical Systems Information Tech Inc | PDM | 6284.25 | 2020-09-25 | 0
TX CHILDRENS | BE00120586 | V2566934 | CHAIR, EXAM | RITTER MIDWEST DIV SYBRON CORP |  | 6284.18 | 2024-07-20 | 0
TX CHILDRENS | BE00120584 | V2567071 | CHAIR, EXAM | RITTER MIDWEST DIV SYBRON CORP |  | 6284.18 | 2024-07-20 | 0
TX CHILDRENS | BE00109149 | 22422 | BLOOD GAS ANALYZER | SIEMENS HEALTHCARE DIAGNOSTICS | EPOC READER | 6274 | 2019-06-20 | 0
TX CHILDRENS | BE00104347 | 300215158 | SHAKING INCUBATOR | THERMO FISHER SCIENTIFIC ASHEVILLE LLC | SHKE6000 | 6272.22 | 2019-08-31 | 0
TX CHILDRENS | KN226356 | SCH07231282GA | CENTRAL STATION, MONITORING | GE Medical Systems Information Tech Inc | CIC | 6270 | 2010-10-29 | 0
TX CHILDRENS | KN226349 | SCH07191157GA | CENTRAL STATION, MONITORING | GE Medical Systems Information Tech Inc | CIC | 6270 | 2010-10-29 | 0
TX CHILDRENS | KN226365 | SCH07231317GA | CENTRAL STATION, MONITORING | GE Medical Systems Information Tech Inc | CIC | 6270 | 2010-10-29 | 0
TX CHILDRENS | KN226362 | SCH07231307GA | CENTRAL STATION, MONITORING | GE Medical Systems Information Tech Inc | CIC | 6270 | 2010-10-29 | 0
TX CHILDRENS | KN226352 | SCH07211213GA | CENTRAL STATION, MONITORING | GE Medical Systems Information Tech Inc | CIC | 6270 | 2010-10-29 | 0
TX CHILDRENS | KN226348 | SCH07191140GA | CENTRAL STATION, MONITORING | GE Medical Systems Information Tech Inc | CIC | 6270 | 2010-10-29 | 0
TX CHILDRENS | KN226353 | SCH07211224GA | CENTRAL STATION, MONITORING | GE Medical Systems Information Tech Inc | CIC | 6270 | 2010-10-29 | 0
TX CHILDRENS | KN226364 | SCH07231313GA | CENTRAL STATION, MONITORING | GE Medical Systems Information Tech Inc | CIC | 6270 | 2010-10-29 | 0
TX CHILDRENS | KN226351 | SCH07201177GA | CENTRAL STATION, MONITORING | GE Medical Systems Information Tech Inc | CIC | 6270 | 2010-10-29 | 0
TX CHILDRENS | KN226354 | SCH07231269GA | CENTRAL STATION, MONITORING | GE Medical Systems Information Tech Inc | CIC | 6270 | 2010-10-29 | 0
TX CHILDRENS | KN226358 | SCH07231290GA | CENTRAL STATION, MONITORING | GE Medical Systems Information Tech Inc | CIC | 6270 | 2010-10-29 | 0
TX CHILDRENS | KN226359 | SCH07231298GA | CENTRAL STATION, MONITORING | GE Medical Systems Information Tech Inc | CIC | 6270 | 2010-10-29 | 0
TX CHILDRENS | BE00063644 | 814B0142 | ELECTRO-KINETIC TRANSFECTION SYS | LONZA WALKERSVILLE INC | 4D-NUCLEOFECTOR CORE UNIT | 6262 | 2016-02-15 | 0
TX CHILDRENS | BE00034600 | 41309438 | CENTRIFUGE, REFRIGERATED | THERMO FISHER SCIENTIFIC ASHEVILLE LLC | SORVALL ST 40R | 6259.88 | 2013-02-22 | 0
TX CHILDRENS | BE00034709 | 41296186 | CENTRIFUGE, REFRIGERATED | THERMO FISHER SCIENTIFIC ASHEVILLE LLC | SORVALL ST 40R | 6259.88 | 2013-01-04 | 0
TX CHILDRENS | BE00122381 | TD1528 | FETAL MONITOR & ACCESS | MONICA HEALTHCARE | NOVII | 6255.78 | 2024-12-12 | 0
TX CHILDRENS | BE00122380 | TD1527 | FETAL MONITOR & ACCESS | MONICA HEALTHCARE | NOVII | 6255.78 | 2024-12-12 | 0
TX CHILDRENS | BE00122379 | TD1526 | FETAL MONITOR & ACCESS | MONICA HEALTHCARE | NOVII | 6255.78 | 2024-12-12 | 0
TX CHILDRENS | BE00122378 | TD1547 | FETAL MONITOR & ACCESS | MONICA HEALTHCARE | NOVII | 6255.78 | 2024-12-12 | 0
TX CHILDRENS | BE00122384 | TD1531 | FETAL MONITOR & ACCESS | MONICA HEALTHCARE | NOVII | 6255.78 | 2024-12-12 | 0
TX CHILDRENS | BE00122385 | TD1532 | FETAL MONITOR & ACCESS | MONICA HEALTHCARE | NOVII | 6255.78 | 2024-12-12 | 0
TX CHILDRENS | BE00122383 | TD1530 | FETAL MONITOR & ACCESS | MONICA HEALTHCARE | NOVII | 6255.78 | 2024-12-12 | 0
TX CHILDRENS | BE00122382 | TD1529 | FETAL MONITOR & ACCESS | MONICA HEALTHCARE | NOVII | 6255.78 | 2024-12-12 | 0
TX CHILDRENS | BE00122377 | TD1524 | FETAL MONITOR & ACCESS | MONICA HEALTHCARE | NOVII | 6255.78 | 2024-12-12 | 0
TX CHILDRENS | BE00061016 | YW708745-P | SURGICAL CAMERA & ACCESSORIES | KARL STORZ ENDOSCOPY-AMERICA INC | TELECAM DXII | 6254.05 | 2015-06-29 | 0
TX CHILDRENS | KN216484 | C4EH5535G | CARDIAC MONITOR W/ RATE ALARM | GE Medical Systems Information Tech Inc | DASH 3000 | 6252.5 | 2009-06-28 | 0
TX CHILDRENS | BE00089029 | 0334473 | TREADMILL AND ACCESSORIES | SPORTS ART AMERICA | T655M | 6250.77 | 2017-10-03 | 0
TX CHILDRENS | BE00115050 | 299010079 | DNA THERMAL CYCLER | APPLIED BIOSYSTEMS | 9901 | 6250 | 2021-03-29 | 0
TX CHILDRENS | HTMUS-HX5X23004108 | HX5X23004108 | PROBE, CURVED LINEAR - LINEAR | MINDRAY DS USA, INC | SC5-1NS | 6250 | 2023-03-09 | 0
TX CHILDRENS | BE00115054 | 299010089 | DNA THERMAL CYCLER | APPLIED BIOSYSTEMS | 9901 | 6250 | 2021-03-29 | 0
TX CHILDRENS | BE00115055 | 299010082 | DNA THERMAL CYCLER | APPLIED BIOSYSTEMS | 9901 | 6250 | 2021-03-29 | 0
TX CHILDRENS | BE00115047 | 299010058 | DNA THERMAL CYCLER | APPLIED BIOSYSTEMS | 9901 | 6250 | 2021-03-29 | 0
TX CHILDRENS | BE00115048 | 299010078 | DNA THERMAL CYCLER | APPLIED BIOSYSTEMS | 9901 | 6250 | 2021-03-29 | 0
TX CHILDRENS | BE00115053 | 299010018 | DNA THERMAL CYCLER | APPLIED BIOSYSTEMS | 9901 | 6250 | 2021-03-29 | 0
TX CHILDRENS | HTMUS-HN4C23003597 | HN4C23003597 | PROBE, PHASED ARRAY | MINDRAY DS USA, INC | SP5-INS | 6250 | 2023-03-09 | 0
TX CHILDRENS | BE00115052 | 299010074 | DNA THERMAL CYCLER | APPLIED BIOSYSTEMS | 9901 | 6250 | 2021-03-29 | 0
TX CHILDRENS | BE00115058 | 299010070 | DNA THERMAL CYCLER | APPLIED BIOSYSTEMS | 9901 | 6250 | 2021-03-30 | 0
TX CHILDRENS | BE00115051 | 299010083 | DNA THERMAL CYCLER | APPLIED BIOSYSTEMS | 9901 | 6250 | 2021-03-29 | 0
TX CHILDRENS | HTMUS-8MR35007343 | 8MR35007343 | PROBE, CURVED LINEAR - LINEAR | MINDRAY DS USA, INC | L14-6S | 6250 | 2023-03-09 | 0
TX CHILDRENS | BE00115059 | 299010062 | DNA THERMAL CYCLER | APPLIED BIOSYSTEMS | 9901 | 6250 | 2021-03-30 | 0
TX CHILDRENS | BE00115062 | 299010135 | DNA THERMAL CYCLER | APPLIED BIOSYSTEMS | 9901 | 6250 | 2021-03-30 | 0
TX CHILDRENS | KN133419 | 9903515 | CENTRIFUGE, REFRIGERATED | SORVALL (BIOMED PRODUCTS DEPT) | RT7+ | 6250 | 2000-11-21 | 0
TX CHILDRENS | BE00115049 | 299010093 | DNA THERMAL CYCLER | APPLIED BIOSYSTEMS | 9901 | 6250 | 2021-03-29 | 0
TX CHILDRENS | BE00118841 | SNV22340080PAS | FETAL CARDIAC MONITOR | GE HEALTHCARE INC | 172 | 6242.64 | 2024-01-30 | 0
TX CHILDRENS | BE00114030 | SPX20360608SA | LIM SUPERCARTRIDGE ECG BP TMP | GE Medical Systems Information Tech Inc | PDM | 6238.65 | 2021-09-23 | 0
TX CHILDRENS | BE00114017 | SPX20291123SA | LIM SUPERCARTRIDGE ECG BP TMP | GE Medical Systems Information Tech Inc | PDM | 6238.65 | 2021-09-23 | 0
TX CHILDRENS | BE00114020 | SPX20300008SA | LIM SUPERCARTRIDGE ECG BP TMP | GE Medical Systems Information Tech Inc | PDM | 6238.65 | 2021-09-23 | 0
TX CHILDRENS | BE00114026 | SPX20360103SA | LIM SUPERCARTRIDGE ECG BP TMP | GE Medical Systems Information Tech Inc | PDM | 6238.65 | 2021-09-23 | 0
TX CHILDRENS | BE00114015 | SPX20291044SA | LIM SUPERCARTRIDGE ECG BP TMP | GE Medical Systems Information Tech Inc | PDM | 6238.65 | 2021-09-23 | 0
TX CHILDRENS | BE00114022 | SPX20300169SA | LIM SUPERCARTRIDGE ECG BP TMP | GE Medical Systems Information Tech Inc | PDM | 6238.65 | 2021-09-23 | 0
TX CHILDRENS | BE00114019 | SPX20291643SA | LIM SUPERCARTRIDGE ECG BP TMP | GE Medical Systems Information Tech Inc | PDM | 6238.65 | 2021-09-23 | 0
TX CHILDRENS | BE00114029 | SPX20360568SA | LIM SUPERCARTRIDGE ECG BP TMP | GE Medical Systems Information Tech Inc | PDM | 6238.65 | 2021-09-23 | 0
TX CHILDRENS | BE00114025 | SPX20360026SA | LIM SUPERCARTRIDGE ECG BP TMP | GE Medical Systems Information Tech Inc | PDM | 6238.65 | 2021-09-23 | 0
TX CHILDRENS | BE00114027 | SPX20360498SA | LIM SUPERCARTRIDGE ECG BP TMP | GE Medical Systems Information Tech Inc | PDM | 6238.65 | 2021-09-23 | 0
TX CHILDRENS | BE00114024 | SPX20351398SA | LIM SUPERCARTRIDGE ECG BP TMP | GE Medical Systems Information Tech Inc | PDM | 6238.65 | 2021-09-23 | 0
TX CHILDRENS | BE00114021 | SPX20300075SA | LIM SUPERCARTRIDGE ECG BP TMP | GE Medical Systems Information Tech Inc | PDM | 6238.65 | 2021-09-23 | 0
TX CHILDRENS | BE00114018 | SPX20291138SA | LIM SUPERCARTRIDGE ECG BP TMP | GE Medical Systems Information Tech Inc | PDM | 6238.65 | 2021-09-23 | 0
TX CHILDRENS | BE00114023 | SPX20331553SA | LIM SUPERCARTRIDGE ECG BP TMP | GE Medical Systems Information Tech Inc | PDM | 6238.65 | 2021-09-23 | 0
TX CHILDRENS | BE00114028 | SPX20360562SA | LIM SUPERCARTRIDGE ECG BP TMP | GE Medical Systems Information Tech Inc | PDM | 6238.65 | 2021-09-23 | 0
TX CHILDRENS | BE00114016 | SPX20291096SA | LIM SUPERCARTRIDGE ECG BP TMP | GE Medical Systems Information Tech Inc | PDM | 6238.65 | 2021-09-23 | 0
TX CHILDRENS | BE00114522 | 2030200085 | LUMINOMETER | PROMEGA CORP | GLOWMAX 20/20 | 6234.4 | 2021-12-20 | 0
TX CHILDRENS | KN209220 | 6102-1269 | SCALE, PATIENT WHEELCHAIR | SCALETRONIX, INC. (subsidiary of WELCH-ALLYN) | 6102 | 6222.5 | 2002-04-01 | 0
TX CHILDRENS | BE00116268 | SPX21380182SA | LIM SUPERCARTRIDGE ECG BP TMP | GE Medical Systems Information Tech Inc | PDM | 6222.33 | 2022-11-15 | 0
TX CHILDRENS | BE00116267 | SPX21380156SA | LIM SUPERCARTRIDGE ECG BP TMP | GE Medical Systems Information Tech Inc | PDM | 6222.33 | 2022-11-15 | 0
TX CHILDRENS | BE00116189 | SPX21380155SA | LIM SUPERCARTRIDGE ECG BP TMP | GE Medical Systems Information Tech Inc | PDM | 6222.33 | 2022-11-15 | 0
TX CHILDRENS | BE00116254 | SPX21380215SA | LIM SUPERCARTRIDGE ECG BP TMP | GE Medical Systems Information Tech Inc | PDM | 6222.33 | 2022-11-15 | 0
TX CHILDRENS | BE00116250 | SPX21380211SA | LIM SUPERCARTRIDGE ECG BP TMP | GE Medical Systems Information Tech Inc | PDM | 6222.33 | 2022-11-15 | 0
TX CHILDRENS | BE00116205 | SPX21380103SA | LIM SUPERCARTRIDGE ECG BP TMP | GE Medical Systems Information Tech Inc | PDM | 6222.33 | 2022-11-15 | 0
TX CHILDRENS | BE00116206 | SPX21380120SA | LIM SUPERCARTRIDGE ECG BP TMP | GE Medical Systems Information Tech Inc | PDM | 6222.33 | 2022-11-15 | 0
TX CHILDRENS | BE00116284 | SPX21380183SA | LIM SUPERCARTRIDGE ECG BP TMP | GE Medical Systems Information Tech Inc | PDM | 6222.33 | 2022-11-15 | 0
TX CHILDRENS | BE00116283 | SPX21360573SA | LIM SUPERCARTRIDGE ECG BP TMP | GE Medical Systems Information Tech Inc | PDM | 6222.33 | 2022-11-15 | 0
TX CHILDRENS | BE00116282 | SPX21380185SA | LIM SUPERCARTRIDGE ECG BP TMP | GE Medical Systems Information Tech Inc | PDM | 6222.33 | 2022-11-15 | 0
TX CHILDRENS | BE00116185 | SPX21380163SA | LIM SUPERCARTRIDGE ECG BP TMP | GE Medical Systems Information Tech Inc | PDM | 6222.33 | 2022-11-15 | 0
TX CHILDRENS | BE00116248 | SPX21380226SA | LIM SUPERCARTRIDGE ECG BP TMP | GE Medical Systems Information Tech Inc | PDM | 6222.33 | 2022-11-15 | 0
TX CHILDRENS | BE00116201 | SPX21380225SA | LIM SUPERCARTRIDGE ECG BP TMP | GE Medical Systems Information Tech Inc | PDM | 6222.33 | 2022-11-15 | 0
TX CHILDRENS | BE00116262 | SPX21380179SA | LIM SUPERCARTRIDGE ECG BP TMP | GE Medical Systems Information Tech Inc | PDM | 6222.33 | 2022-11-15 | 0
TX CHILDRENS | BE00116230 | SPX21380142SA | LIM SUPERCARTRIDGE ECG BP TMP | GE Medical Systems Information Tech Inc | PDM | 6222.33 | 2022-11-15 | 0
TX CHILDRENS | BE00116279 | SPX21380136SA | LIM SUPERCARTRIDGE ECG BP TMP | GE Medical Systems Information Tech Inc | PDM | 6222.33 | 2022-11-15 | 0
TX CHILDRENS | BE00116216 | SPX21370284SA | LIM SUPERCARTRIDGE ECG BP TMP | GE Medical Systems Information Tech Inc | PDM | 6222.33 | 2022-11-15 | 0
TX CHILDRENS | BE00116213 | SPX21380216SA | LIM SUPERCARTRIDGE ECG BP TMP | GE Medical Systems Information Tech Inc | PDM | 6222.33 | 2022-11-15 | 0
TX CHILDRENS | BE00116226 | SPX21380139SA | LIM SUPERCARTRIDGE ECG BP TMP | GE Medical Systems Information Tech Inc | PDM | 6222.33 | 2022-11-15 | 0
TX CHILDRENS | BE00116242 | SPX21370249SA | LIM SUPERCARTRIDGE ECG BP TMP | GE Medical Systems Information Tech Inc | PDM | 6222.33 | 2022-11-15 | 0
TX CHILDRENS | BE00116183 | SPX21380151SA | LIM SUPERCARTRIDGE ECG BP TMP | GE Medical Systems Information Tech Inc | PDM | 6222.33 | 2022-11-15 | 0
TX CHILDRENS | BE00116233 | SPX21370252SA | LIM SUPERCARTRIDGE ECG BP TMP | GE Medical Systems Information Tech Inc | PDM | 6222.33 | 2022-11-15 | 0
TX CHILDRENS | BE00116187 | SPX21380176SA | LIM SUPERCARTRIDGE ECG BP TMP | GE Medical Systems Information Tech Inc | PDM | 6222.33 | 2022-11-15 | 0
TX CHILDRENS | BE00116522 | SPX21500606SA | LIM SUPERCARTRIDGE ECG BP TMP | GE Medical Systems Information Tech Inc | PDM | 6222.33 | 2023-02-02 | 0
TX CHILDRENS | BE00116222 | SPX21380094SA | LIM SUPERCARTRIDGE ECG BP TMP | GE Medical Systems Information Tech Inc | PDM | 6222.33 | 2022-11-15 | 0
TX CHILDRENS | BE00116239 | SPX21380106SA | LIM SUPERCARTRIDGE ECG BP TMP | GE Medical Systems Information Tech Inc | PDM | 6222.33 | 2022-11-15 | 0
TX CHILDRENS | BE00116286 | SPX21380116SA | LIM SUPERCARTRIDGE ECG BP TMP | GE Medical Systems Information Tech Inc | PDM | 6222.33 | 2022-11-15 | 0
TX CHILDRENS | BE00116285 | SPX21370219SA | LIM SUPERCARTRIDGE ECG BP TMP | GE Medical Systems Information Tech Inc | PDM | 6222.33 | 2022-11-15 | 0
TX CHILDRENS | BE00116271 | SPX21380181SA | LIM SUPERCARTRIDGE ECG BP TMP | GE Medical Systems Information Tech Inc | PDM | 6222.33 | 2022-11-15 | 0
TX CHILDRENS | BE00116270 | SPX21380134SA | LIM SUPERCARTRIDGE ECG BP TMP | GE Medical Systems Information Tech Inc | PDM | 6222.33 | 2022-11-15 | 0
TX CHILDRENS | BE00116240 | SPX21380113SA | LIM SUPERCARTRIDGE ECG BP TMP | GE Medical Systems Information Tech Inc | PDM | 6222.33 | 2022-11-15 | 0
TX CHILDRENS | BE00116224 | SPX21380233SA | LIM SUPERCARTRIDGE ECG BP TMP | GE Medical Systems Information Tech Inc | PDM | 6222.33 | 2022-11-15 | 0
TX CHILDRENS | BE00116288 | SPX21380088SA | LIM SUPERCARTRIDGE ECG BP TMP | GE Medical Systems Information Tech Inc | PDM | 6222.33 | 2022-11-15 | 0
TX CHILDRENS | BE00116287 | SPX21380150SA | LIM SUPERCARTRIDGE ECG BP TMP | GE Medical Systems Information Tech Inc | PDM | 6222.33 | 2022-11-15 | 0
TX CHILDRENS | BE00116241 | SPX21380174SA | LIM SUPERCARTRIDGE ECG BP TMP | GE Medical Systems Information Tech Inc | PDM | 6222.33 | 2022-11-15 | 0
TX CHILDRENS | BE00116225 | SPX2138101SA | LIM SUPERCARTRIDGE ECG BP TMP | GE Medical Systems Information Tech Inc | PDM | 6222.33 | 2022-11-15 | 0
TX CHILDRENS | BE00116269 | SPX21380092SA | LIM SUPERCARTRIDGE ECG BP TMP | GE Medical Systems Information Tech Inc | PDM | 6222.33 | 2022-11-15 | 0
TX CHILDRENS | BE00116238 | SPX21380083SA | LIM SUPERCARTRIDGE ECG BP TMP | GE Medical Systems Information Tech Inc | PDM | 6222.33 | 2022-11-15 | 0
TX CHILDRENS | BE00116188 | SPX21380197SA | LIM SUPERCARTRIDGE ECG BP TMP | GE Medical Systems Information Tech Inc | PDM | 6222.33 | 2022-11-15 | 0
TX CHILDRENS | BE00116249 | SPX21380236SA | LIM SUPERCARTRIDGE ECG BP TMP | GE Medical Systems Information Tech Inc | PDM | 6222.33 | 2022-11-15 | 0
TX CHILDRENS | BE00116266 | SPX21380178SA | LIM SUPERCARTRIDGE ECG BP TMP | GE Medical Systems Information Tech Inc | PDM | 6222.33 | 2022-11-15 | 0
TX CHILDRENS | BE00116253 | SPX21380209SA | LIM SUPERCARTRIDGE ECG BP TMP | GE Medical Systems Information Tech Inc | PDM | 6222.33 | 2022-11-15 | 0
TX CHILDRENS | BE00116227 | SPX21370220SA | LIM SUPERCARTRIDGE ECG BP TMP | GE Medical Systems Information Tech Inc | PDM | 6222.33 | 2022-11-15 | 0
TX CHILDRENS | BE00116273 | SPX21380188SA | LIM SUPERCARTRIDGE ECG BP TMP | GE Medical Systems Information Tech Inc | PDM | 6222.33 | 2022-11-15 | 0
TX CHILDRENS | BE00116263 | SPX21380196SA | LIM SUPERCARTRIDGE ECG BP TMP | GE Medical Systems Information Tech Inc | PDM | 6222.33 | 2022-11-15 | 0
TX CHILDRENS | BE00116215 | SPX21380220SA | LIM SUPERCARTRIDGE ECG BP TMP | GE Medical Systems Information Tech Inc | PDM | 6222.33 | 2022-11-15 | 0
TX CHILDRENS | BE00116261 | SPX21380115SA | LIM SUPERCARTRIDGE ECG BP TMP | GE Medical Systems Information Tech Inc | PDM | 6222.33 | 2022-11-15 | 0
TX CHILDRENS | BE00116278 | SPX21380152SA | LIM SUPERCARTRIDGE ECG BP TMP | GE Medical Systems Information Tech Inc | PDM | 6222.33 | 2022-11-15 | 0
TX CHILDRENS | BE00116204 | SPX21380145SA | LIM SUPERCARTRIDGE ECG BP TMP | GE Medical Systems Information Tech Inc | PDM | 6222.33 | 2022-11-15 | 0
TX CHILDRENS | BE00116203 | SPX21380208SA | LIM SUPERCARTRIDGE ECG BP TMP | GE Medical Systems Information Tech Inc | PDM | 6222.33 | 2022-11-15 | 0
TX CHILDRENS | BE00116281 | SPX21380184SA | LIM SUPERCARTRIDGE ECG BP TMP | GE Medical Systems Information Tech Inc | PDM | 6222.33 | 2022-11-15 | 0
TX CHILDRENS | BE00116202 | SPX21380143SA | LIM SUPERCARTRIDGE ECG BP TMP | GE Medical Systems Information Tech Inc | PDM | 6222.33 | 2022-11-15 | 0
TX CHILDRENS | BE00116184 | SPX21380159SA | LIM SUPERCARTRIDGE ECG BP TMP | GE Medical Systems Information Tech Inc | PDM | 6222.33 | 2022-11-15 | 0
TX CHILDRENS | BE00116247 | SPX21380214SA | LIM SUPERCARTRIDGE ECG BP TMP | GE Medical Systems Information Tech Inc | PDM | 6222.33 | 2022-11-15 | 0
TX CHILDRENS | BE00116232 | SPX21380119SA | LIM SUPERCARTRIDGE ECG BP TMP | GE Medical Systems Information Tech Inc | PDM | 6222.33 | 2022-11-15 | 0
TX CHILDRENS | BE00116186 | SPX21380165SA | LIM SUPERCARTRIDGE ECG BP TMP | GE Medical Systems Information Tech Inc | PDM | 6222.33 | 2022-11-15 | 0
TX CHILDRENS | BE00116293 | SPX21380218SA | LIM SUPERCARTRIDGE ECG BP TMP | GE Medical Systems Information Tech Inc | PDM | 6222.33 | 2022-11-15 | 0
TX CHILDRENS | BE00116291 | SPX21380213SA | LIM SUPERCARTRIDGE ECG BP TMP | GE Medical Systems Information Tech Inc | PDM | 6222.33 | 2022-11-15 | 0
TX CHILDRENS | BE00116231 | SPX21380132SA | LIM SUPERCARTRIDGE ECG BP TMP | GE Medical Systems Information Tech Inc | PDM | 6222.33 | 2022-11-15 | 0
TX CHILDRENS | BE00116280 | SPX21380135SA | LIM SUPERCARTRIDGE ECG BP TMP | GE Medical Systems Information Tech Inc | PDM | 6222.33 | 2022-11-15 | 0
TX CHILDRENS | BE00116214 | SPX21380146SA | LIM SUPERCARTRIDGE ECG BP TMP | GE Medical Systems Information Tech Inc | PDM | 6222.33 | 2022-11-15 | 0
TX CHILDRENS | BE00116274 | SPX21380082SA | LIM SUPERCARTRIDGE ECG BP TMP | GE Medical Systems Information Tech Inc | PDM | 6222.33 | 2022-11-15 | 0
TX CHILDRENS | BE00116275 | SPX21380168SA | LIM SUPERCARTRIDGE ECG BP TMP | GE Medical Systems Information Tech Inc | PDM | 6222.33 | 2022-11-15 | 0
TX CHILDRENS | BE00116182 | SPX21380147SA | LIM SUPERCARTRIDGE ECG BP TMP | GE Medical Systems Information Tech Inc | PDM | 6222.33 | 2022-11-15 | 0
TX CHILDRENS | BE00116212 | SPX21370008SA | LIM SUPERCARTRIDGE ECG BP TMP | GE Medical Systems Information Tech Inc | PDM | 6222.33 | 2022-11-15 | 0
TX CHILDRENS | BE00116257 | SPX21380177SA | LIM SUPERCARTRIDGE ECG BP TMP | GE Medical Systems Information Tech Inc | PDM | 6222.33 | 2022-11-15 | 0
TX CHILDRENS | BE00116211 | SPX21380118SA | LIM SUPERCARTRIDGE ECG BP TMP | GE Medical Systems Information Tech Inc | PDM | 6222.33 | 2022-11-15 | 0
TX CHILDRENS | BE00116243 | SPX21370023SA | LIM SUPERCARTRIDGE ECG BP TMP | GE Medical Systems Information Tech Inc | PDM | 6222.33 | 2022-11-15 | 0
TX CHILDRENS | BE00116245 | SPX21380105SA | LIM SUPERCARTRIDGE ECG BP TMP | GE Medical Systems Information Tech Inc | PDM | 6222.33 | 2022-11-15 | 0
TX CHILDRENS | BE00116229 | SPX21380166SA | LIM SUPERCARTRIDGE ECG BP TMP | GE Medical Systems Information Tech Inc | PDM | 6222.33 | 2022-11-15 | 0
TX CHILDRENS | BE00116524 | SPX21520073SA | LIM SUPERCARTRIDGE ECG BP TMP | GE Medical Systems Information Tech Inc | PDM | 6222.33 | 2023-02-02 | 0
TX CHILDRENS | BE00116290 | SPX21380173SA | LIM SUPERCARTRIDGE ECG BP TMP | GE Medical Systems Information Tech Inc | PDM | 6222.33 | 2022-11-15 | 0
TX CHILDRENS | BE00116181 | SPX21380141SA | LIM SUPERCARTRIDGE ECG BP TMP | GE Medical Systems Information Tech Inc | PDM | 6222.33 | 2022-11-15 | 0
TX CHILDRENS | BE00116260 | SPX21380117SA | LIM SUPERCARTRIDGE ECG BP TMP | GE Medical Systems Information Tech Inc | PDM | 6222.33 | 2022-11-15 | 0
TX CHILDRENS | BE00116174 | SPX21370274SA | LIM SUPERCARTRIDGE ECG BP TMP | GE Medical Systems Information Tech Inc | PDM | 6222.33 | 2022-11-15 | 0
TX CHILDRENS | BE00116176 | SPX21380087SA | LIM SUPERCARTRIDGE ECG BP TMP | GE Medical Systems Information Tech Inc | PDM | 6222.33 | 2022-11-15 | 0
TX CHILDRENS | BE00116219 | SPX21370278SA | LIM SUPERCARTRIDGE ECG BP TMP | GE Medical Systems Information Tech Inc | PDM | 6222.33 | 2022-11-15 | 0
TX CHILDRENS | BE00116255 | SPX21380158SA | LIM SUPERCARTRIDGE ECG BP TMP | GE Medical Systems Information Tech Inc | PDM | 6222.33 | 2022-11-15 | 0
TX CHILDRENS | BE00116192 | SPX21370247SA | LIM SUPERCARTRIDGE ECG BP TMP | GE Medical Systems Information Tech Inc | PDM | 6222.33 | 2022-11-15 | 0
TX CHILDRENS | BE00116179 | SPX21380114SA | LIM SUPERCARTRIDGE ECG BP TMP | GE Medical Systems Information Tech Inc | PDM | 6222.33 | 2022-11-15 | 0
TX CHILDRENS | BE00116194 | SPX21380224SA | LIM SUPERCARTRIDGE ECG BP TMP | GE Medical Systems Information Tech Inc | PDM | 6222.33 | 2022-11-15 | 0
TX CHILDRENS | BE00116251 | SPX21360551SA | LIM SUPERCARTRIDGE ECG BP TMP | GE Medical Systems Information Tech Inc | PDM | 6222.33 | 2022-11-15 | 0
TX CHILDRENS | BE00116190 | SPX21380242SA | LIM SUPERCARTRIDGE ECG BP TMP | GE Medical Systems Information Tech Inc | PDM | 6222.33 | 2022-11-15 | 0
TX CHILDRENS | BE00116235 | SPX21380210SA | LIM SUPERCARTRIDGE ECG BP TMP | GE Medical Systems Information Tech Inc | PDM | 6222.33 | 2022-11-15 | 0
TX CHILDRENS | BE00116523 | SPX21520079SA | LIM SUPERCARTRIDGE ECG BP TMP | GE Medical Systems Information Tech Inc | PDM | 6222.33 | 2023-02-02 | 0
TX CHILDRENS | BE00116169 | SPX21360575SA | LIM SUPERCARTRIDGE ECG BP TMP | GE Medical Systems Information Tech Inc | PDM | 6222.33 | 2022-11-15 | 0
TX CHILDRENS | BE00116170 | SPX21360576SA | LIM SUPERCARTRIDGE ECG BP TMP | GE Medical Systems Information Tech Inc | PDM | 6222.33 | 2022-11-15 | 0
TX CHILDRENS | BE00116172 | SPX21370215SA | LIM SUPERCARTRIDGE ECG BP TMP | GE Medical Systems Information Tech Inc | PDM | 6222.33 | 2022-11-15 | 0
TX CHILDRENS | BE00116220 | SPX21370254SA | LIM SUPERCARTRIDGE ECG BP TMP | GE Medical Systems Information Tech Inc | PDM | 6222.33 | 2022-11-15 | 0
TX CHILDRENS | BE00116223 | SPX21370268SA | LIM SUPERCARTRIDGE ECG BP TMP | GE Medical Systems Information Tech Inc | PDM | 6222.33 | 2022-11-15 | 0
TX CHILDRENS | BE00116208 | SPX21380140SA | LIM SUPERCARTRIDGE ECG BP TMP | GE Medical Systems Information Tech Inc | PDM | 6222.33 | 2022-11-15 | 0
TX CHILDRENS | BE00116272 | SPX21380090SA | LIM SUPERCARTRIDGE ECG BP TMP | GE Medical Systems Information Tech Inc | PDM | 6222.33 | 2022-11-15 | 0
TX CHILDRENS | BE00116207 | SPX21380144SA | LIM SUPERCARTRIDGE ECG BP TMP | GE Medical Systems Information Tech Inc | PDM | 6222.33 | 2022-11-15 | 0
TX CHILDRENS | BE00116191 | SPX21360561SA | LIM SUPERCARTRIDGE ECG BP TMP | GE Medical Systems Information Tech Inc | PDM | 6222.33 | 2022-11-15 | 0
TX CHILDRENS | BE00116236 | SPX21380221SA | LIM SUPERCARTRIDGE ECG BP TMP | GE Medical Systems Information Tech Inc | PDM | 6222.33 | 2022-11-15 | 0
TX CHILDRENS | BE00116173 | SPX21370217SA | LIM SUPERCARTRIDGE ECG BP TMP | GE Medical Systems Information Tech Inc | PDM | 6222.33 | 2022-11-15 | 0
TX CHILDRENS | BE00116252 | SPX21380235SA | LIM SUPERCARTRIDGE ECG BP TMP | GE Medical Systems Information Tech Inc | PDM | 6222.33 | 2022-11-15 | 0
TX CHILDRENS | BE00116180 | SPX21380138SA | LIM SUPERCARTRIDGE ECG BP TMP | GE Medical Systems Information Tech Inc | PDM | 6222.33 | 2022-11-15 | 0
TX CHILDRENS | BE00116244 | SPX21380212SA | LIM SUPERCARTRIDGE ECG BP TMP | GE Medical Systems Information Tech Inc | PDM | 6222.33 | 2022-11-15 | 0
TX CHILDRENS | BE00116228 | SPX21380085SA | LIM SUPERCARTRIDGE ECG BP TMP | GE Medical Systems Information Tech Inc | PDM | 6222.33 | 2022-11-15 | 0
TX CHILDRENS | BE00116276 | SPX21380161SA | LIM SUPERCARTRIDGE ECG BP TMP | GE Medical Systems Information Tech Inc | PDM | 6222.33 | 2022-11-15 | 0
TX CHILDRENS | BE00116198 | SPX21360569SA | LIM SUPERCARTRIDGE ECG BP TMP | GE Medical Systems Information Tech Inc | PDM | 6222.33 | 2022-11-15 | 0
TX CHILDRENS | BE00116197 | SPX21370009SA | LIM SUPERCARTRIDGE ECG BP TMP | GE Medical Systems Information Tech Inc | PDM | 6222.33 | 2022-11-15 | 0
TX CHILDRENS | BE00116196 | SPX21380234SA | LIM SUPERCARTRIDGE ECG BP TMP | GE Medical Systems Information Tech Inc | PDM | 6222.33 | 2022-11-15 | 0
TX CHILDRENS | BE00116195 | SPX21380084SA | LIM SUPERCARTRIDGE ECG BP TMP | GE Medical Systems Information Tech Inc | PDM | 6222.33 | 2022-11-15 | 0
TX CHILDRENS | BE00116259 | SPX21380098SA | LIM SUPERCARTRIDGE ECG BP TMP | GE Medical Systems Information Tech Inc | PDM | 6222.33 | 2022-11-15 | 0
TX CHILDRENS | BE00116218 | SPX21380172SA | LIM SUPERCARTRIDGE ECG BP TMP | GE Medical Systems Information Tech Inc | PDM | 6222.33 | 2022-11-15 | 0
TX CHILDRENS | BE00116175 | SPX21370277SA | LIM SUPERCARTRIDGE ECG BP TMP | GE Medical Systems Information Tech Inc | PDM | 6222.33 | 2022-11-15 | 0
TX CHILDRENS | BE00116234 | SPX21380160SA | LIM SUPERCARTRIDGE ECG BP TMP | GE Medical Systems Information Tech Inc | PDM | 6222.33 | 2022-11-15 | 0
TX CHILDRENS | BE00116221 | SPX21370281SA | LIM SUPERCARTRIDGE ECG BP TMP | GE Medical Systems Information Tech Inc | PDM | 6222.33 | 2022-11-15 | 0
TX CHILDRENS | BE00116264 | SPX21380089SA | LIM SUPERCARTRIDGE ECG BP TMP | GE Medical Systems Information Tech Inc | PDM | 6222.33 | 2022-11-15 | 0
TX CHILDRENS | BE00116171 | SPX21360586SA | LIM SUPERCARTRIDGE ECG BP TMP | GE Medical Systems Information Tech Inc | PDM | 6222.33 | 2022-11-15 | 0
TX CHILDRENS | BE00116210 | SPX21380121SA | LIM SUPERCARTRIDGE ECG BP TMP | GE Medical Systems Information Tech Inc | PDM | 6222.33 | 2022-11-15 | 0
TX CHILDRENS | BE00116209 | SPX21360587SA | LIM SUPERCARTRIDGE ECG BP TMP | GE Medical Systems Information Tech Inc | PDM | 6222.33 | 2022-11-15 | 0
TX CHILDRENS | BE00116256 | SPX21380154SA | LIM SUPERCARTRIDGE ECG BP TMP | GE Medical Systems Information Tech Inc | PDM | 6222.33 | 2022-11-15 | 0
TX CHILDRENS | BE00116177 | SPX21380093SA | LIM SUPERCARTRIDGE ECG BP TMP | GE Medical Systems Information Tech Inc | PDM | 6222.33 | 2022-11-15 | 0
TX CHILDRENS | BE00116277 | SPX21380195SA | LIM SUPERCARTRIDGE ECG BP TMP | GE Medical Systems Information Tech Inc | PDM | 6222.33 | 2022-11-15 | 0
TX CHILDRENS | BE00116200 | SPX21380198SA | LIM SUPERCARTRIDGE ECG BP TMP | GE Medical Systems Information Tech Inc | PDM | 6222.33 | 2022-11-15 | 0
TX CHILDRENS | BE00116199 | SPX21360540SA | LIM SUPERCARTRIDGE ECG BP TMP | GE Medical Systems Information Tech Inc | PDM | 6222.33 | 2022-11-15 | 0
TX CHILDRENS | BE00116246 | SPX21380162SA | LIM SUPERCARTRIDGE ECG BP TMP | GE Medical Systems Information Tech Inc | PDM | 6222.33 | 2022-11-15 | 0
TX CHILDRENS | BE00116178 | SPX21380104SA | LIM SUPERCARTRIDGE ECG BP TMP | GE Medical Systems Information Tech Inc | PDM | 6222.33 | 2022-11-15 | 0
TX CHILDRENS | BE00116258 | SPX21380180SA | LIM SUPERCARTRIDGE ECG BP TMP | GE Medical Systems Information Tech Inc | PDM | 6222.33 | 2022-11-15 | 0
TX CHILDRENS | BE00119553 | SPX23030515SA | LIM SUPERCARTRIDGE ECG BP TMP | GE Medical Systems Information Tech Inc | PDM | 6219.6 | 2024-10-29 | 0
TX CHILDRENS | BE00119549 | SPX22260210SA | LIM SUPERCARTRIDGE ECG BP TMP | GE Medical Systems Information Tech Inc | PDM | 6219.6 | 2024-10-29 | 0
TX CHILDRENS | BE00119550 | SPX22350952SA | LIM SUPERCARTRIDGE ECG BP TMP | GE Medical Systems Information Tech Inc | PDM | 6219.6 | 2024-10-29 | 0
TX CHILDRENS | BE00119554 | SPX23030544SA | LIM SUPERCARTRIDGE ECG BP TMP | GE Medical Systems Information Tech Inc | PDM | 6219.6 | 2024-10-29 | 0
TX CHILDRENS | BE00119555 | SPX23040088SA | LIM SUPERCARTRIDGE ECG BP TMP | GE Medical Systems Information Tech Inc | PDM | 6219.6 | 2024-10-29 | 0
TX CHILDRENS | BE00119552 | SPX22450316SA | LIM SUPERCARTRIDGE ECG BP TMP | GE Medical Systems Information Tech Inc | PDM | 6219.6 | 2024-10-29 | 0
TX CHILDRENS | BE00119551 | SPX22400276SA | LIM SUPERCARTRIDGE ECG BP TMP | GE Medical Systems Information Tech Inc | PDM | 6219.6 | 2024-10-29 | 0
TX CHILDRENS | BE00063741 | 80614E-0-406 | MOUSE TOUCH SCREEN CHAMBER | LAFAYETTE INSTRUMENT ACQUISITION LLC | 80614 | 6219 | 2015-02-19 | 0
TX CHILDRENS | BE00063742 | 80614E-0-407 | MOUSE TOUCH SCREEN CHAMBER | LAFAYETTE INSTRUMENT ACQUISITION LLC | 80614 | 6219 | 2015-02-19 | 0
TX CHILDRENS | BE00103608 | SNV17510213PAS | FETAL CARDIAC MONITOR | GE HEALTHCARE INC | 172 | 6214.65 | 2019-06-13 | 0
TX CHILDRENS | BE00103607 | SNV17510016PAS | FETAL CARDIAC MONITOR | GE HEALTHCARE INC | 172 | 6214.65 | 2019-06-13 | 0
TX CHILDRENS | BE00103609 | SNV17510080PAS | FETAL CARDIAC MONITOR | GE HEALTHCARE INC | 172 | 6214.65 | 2019-06-13 | 0
TX CHILDRENS | BE00087639 | IR65101692 | INFUSION PUMP MONITOR | IRADIMED CORPORATION | 3865 | 6201.6 | 2018-04-11 | 0
TX CHILDRENS | BE00106534 | IR65101969 | INFUSION PUMP MONITOR | IRADIMED CORPORATION | 3865 | 6201.6 | 2019-03-05 | 0
TX CHILDRENS | BE00087641 | IR65101694 | INFUSION PUMP MONITOR | IRADIMED CORPORATION | 3865 | 6201.6 | 2018-04-11 | 0
TX CHILDRENS | BE00106539 | IR65101975 | INFUSION PUMP MONITOR | IRADIMED CORPORATION | 3865 | 6201.6 | 2019-03-05 | 0
TX CHILDRENS | BE00106538 | IR65101974 | INFUSION PUMP MONITOR | IRADIMED CORPORATION | 3865 | 6201.6 | 2019-03-05 | 0
TX CHILDRENS | BE00106537 | IR65101973 | INFUSION PUMP MONITOR | IRADIMED CORPORATION | 3865 | 6201.6 | 2019-03-05 | 0
TX CHILDRENS | BE00106551 | IR65101971 | INFUSION PUMP MONITOR | IRADIMED CORPORATION | 3865 | 6201.6 | 2019-03-05 | 0
TX CHILDRENS | BE00106550 | IR65101968 | INFUSION PUMP MONITOR | IRADIMED CORPORATION | 3865 | 6201.6 | 2019-03-05 | 0
TX CHILDRENS | BE00087640 | IR65101693 | INFUSION PUMP MONITOR | IRADIMED CORPORATION | 3865 | 6201.6 | 2018-04-11 | 0
TX CHILDRENS | BE00106548 | IR65101955 | INFUSION PUMP MONITOR | IRADIMED CORPORATION | 3865 | 6201.6 | 2019-03-05 | 0
TX CHILDRENS | BE00106549 | IR65101956 | INFUSION PUMP MONITOR | IRADIMED CORPORATION | 3865 | 6201.6 | 2019-03-05 | 0
TX CHILDRENS | BE00106535 | IR65101970 | INFUSION PUMP MONITOR | IRADIMED CORPORATION | 3865 | 6201.6 | 2019-03-05 | 0
TX CHILDRENS | BE00106536 | IR65101972 | INFUSION PUMP MONITOR | IRADIMED CORPORATION | 3865 | 6201.6 | 2019-03-05 | 0
TX CHILDRENS | BE00125676 | DK2247D00185 | EXERCISE EQUIP, POWERED | TOTAL GYM | RS ENCOMPASS | 6200.75 | 2024-11-02 | 0
TX CHILDRENS | BE00126288 | 223315 | COMPUTER, TABLET / I-PAD | STRYKER CORP | 0794-001-010 | 6200.2 | 2024-11-20 | 0
TX CHILDRENS | BE00122532 | 223373 | COMPUTER, TABLET / I-PAD | STRYKER CORP | 0794-001-010 | 6200.2 | 2024-11-20 | 0
TX CHILDRENS | BE00122531 | 223461 | COMPUTER, TABLET / I-PAD | STRYKER CORP | 0794-001-010 | 6200.2 | 2024-11-20 | 0
TX CHILDRENS | BE00126011 | 223458 | COMPUTER, TABLET / I-PAD | STRYKER CORP | 0794-001-010 | 6200.2 | 2024-11-20 | 0
TX CHILDRENS | BE00122528 | 223533 | COMPUTER, TABLET / I-PAD | STRYKER CORP | 0794-001-010 | 6200.2 | 2024-11-20 | 0
TX CHILDRENS | BE00122529 | 223492 | COMPUTER, TABLET / I-PAD | STRYKER CORP | 0794-001-010 | 6200.2 | 2024-11-20 | 0
TX CHILDRENS | BE00122530 | 223605 | COMPUTER, TABLET / I-PAD | STRYKER CORP | 0794-001-010 | 6200.2 | 2024-11-20 | 0
TX CHILDRENS | BE00126010 | 223499 | COMPUTER, TABLET / I-PAD | STRYKER CORP | 0794-001-010 | 6200.2 | 2024-11-20 | 0
TX CHILDRENS | BE00126012 | 223442 | COMPUTER, TABLET / I-PAD | STRYKER CORP | 0794-001-010 | 6200.2 | 2024-11-20 | 0
TX CHILDRENS | BE00122527 | 223457 | COMPUTER, TABLET / I-PAD | STRYKER CORP | 0794-001-010 | 6200.2 | 2024-11-20 | 0
TX CHILDRENS | BE00122526 | 223532 | COMPUTER, TABLET / I-PAD | STRYKER CORP | 0794-001-010 | 6200.2 | 2024-11-20 | 0
TX CHILDRENS | KN215338 | S31G | TEST EQUIPMENT,NON-PATIENT | TIMETER INSTRUMENT CORP. | RT200 | 6200 | 2002-12-21 | 0
TX CHILDRENS | KN211669 | 70090304008 | CHAIR, EXAM | RELIANCE MEDICAL PRODUCTS, INC | 7000L | 6200 | 2004-12-15 | 0
TX CHILDRENS | KN211666 | 70110304017 | CHAIR, EXAM | RELIANCE MEDICAL PRODUCTS, INC | 7000L | 6200 | 2004-12-15 | 0
TX CHILDRENS | BE00061091 | 813B0007 | ELECTRO-KINETIC TRANSFECTION SYS | LONZA WALKERSVILLE INC | 4D-NUCLEOFECTOR CORE UNIT | 6200 | 2020-11-28 | 0
TX CHILDRENS | KN211667 | 7011030-4015 | CHAIR, EXAM | RELIANCE MEDICAL PRODUCTS, INC | 7000L | 6200 | 2004-12-15 | 0
TX CHILDRENS | KN102308 | NONE | CHAIR, EXAM | RELIANCE MEDICAL PRODUCTS, INC | 700 | 6200 | 2005-09-21 | 0
TX CHILDRENS | BE00101654 | 16-270052 | DISPLAY, VIDEO | NATIONAL DISPLAY SYSTEMS (NDS) | SC-WU27-G1522 | 6195 | 2018-08-09 | 0
TX CHILDRENS | BE00101655 | 16-270046 | DISPLAY, VIDEO | NATIONAL DISPLAY SYSTEMS (NDS) | SC-WU27-G1522 | 6195 | 2018-08-09 | 0
TX CHILDRENS | BE00103757 | 8D47278 | MICROSCOPE | OLYMPUS AMERICA INC | BX43F | 6192 | 2019-06-30 | 0
TX CHILDRENS | BE00058763 | 10219 | UTILITY CART | SMR | S160000D | 6187 | 2015-09-18 | 0
TX CHILDRENS | BE00062399 | 10220 | UTILITY CART | SMR | S160000D | 6187 | 2015-09-18 | 0
TX CHILDRENS | BE00011739 | 42033449 | CENTRIFUGE, REFRIGERATED | THERMO FISHER SCIENTIFIC ASHEVILLE LLC | LEGEND X1R | 6176.08 | 2017-12-18 | 0
TX CHILDRENS | BE00061088 | SA314253494GA | LIM SUPERCARTRIDGE ECG BP TMP | GE Medical Systems Information Tech Inc | PDM | 6171.4 | 2015-07-14 | 0
TX CHILDRENS | BE00060489 | SA315144041GA | LIM SUPERCARTRIDGE ECG BP TMP | GE Medical Systems Information Tech Inc | PDM | 6171.4 | 2016-04-28 | 0
TX CHILDRENS | BE00060494 | SA315144121GA | LIM SUPERCARTRIDGE ECG BP TMP | GE Medical Systems Information Tech Inc | PDM | 6171.4 | 2016-04-28 | 0
TX CHILDRENS | BE00060496 | SA315144144GA | LIM SUPERCARTRIDGE ECG BP TMP | GE Medical Systems Information Tech Inc | PDM | 6171.4 | 2016-04-28 | 0
TX CHILDRENS | BE00061090 | SA314253539GA | LIM SUPERCARTRIDGE ECG BP TMP | GE Medical Systems Information Tech Inc | PDM | 6171.4 | 2015-07-14 | 0
TX CHILDRENS | BE00060490 | SA315144042GA | LIM SUPERCARTRIDGE ECG BP TMP | GE Medical Systems Information Tech Inc | PDM | 6171.4 | 2016-04-28 | 0
TX CHILDRENS | BE00062172 | SA315144226GA | LIM SUPERCARTRIDGE ECG BP TMP | GE Medical Systems Information Tech Inc | PDM | 6171.4 | 2016-04-28 | 0
TX CHILDRENS | BE00062174 | SA315144228GA | LIM SUPERCARTRIDGE ECG BP TMP | GE Medical Systems Information Tech Inc | PDM | 6171.4 | 2016-04-28 | 0
TX CHILDRENS | BE00062171 | SA315144242GA | LIM SUPERCARTRIDGE ECG BP TMP | GE Medical Systems Information Tech Inc | PDM | 6171.4 | 2016-04-28 | 0
TX CHILDRENS | BE00060487 | SA315144038GA | LIM SUPERCARTRIDGE ECG BP TMP | GE Medical Systems Information Tech Inc | PDM | 6171.4 | 2016-04-28 | 0
TX CHILDRENS | BE00060491 | SA315144050GA | LIM SUPERCARTRIDGE ECG BP TMP | GE Medical Systems Information Tech Inc | PDM | 6171.4 | 2016-04-28 | 0
TX CHILDRENS | BE00064696 | SA315270892GA | LIM SUPERCARTRIDGE ECG BP TMP | GE Medical Systems Information Tech Inc | PDM | 6171.4 | 2016-04-28 | 0
TX CHILDRENS | BE00064695 | SA315270890GA | LIM SUPERCARTRIDGE ECG BP TMP | GE Medical Systems Information Tech Inc | PDM | 6171.4 | 2016-04-28 | 0
TX CHILDRENS | BE00062169 | SA315144215GA | LIM SUPERCARTRIDGE ECG BP TMP | GE Medical Systems Information Tech Inc | PDM | 6171.4 | 2016-04-28 | 0
TX CHILDRENS | BE00060486 | SA315144037GA | LIM SUPERCARTRIDGE ECG BP TMP | GE Medical Systems Information Tech Inc | PDM | 6171.4 | 2016-04-28 | 0
TX CHILDRENS | BE00060495 | SA315144143GA | LIM SUPERCARTRIDGE ECG BP TMP | GE Medical Systems Information Tech Inc | PDM | 6171.4 | 2016-04-28 | 0
TX CHILDRENS | BE00062173 | SA315144227GA | LIM SUPERCARTRIDGE ECG BP TMP | GE Medical Systems Information Tech Inc | PDM | 6171.4 | 2016-04-28 | 0
TX CHILDRENS | BE00038356 | SA311163919GA | LIM SUPERCARTRIDGE ECG BP TMP | GE Medical Systems Information Tech Inc | PDM | 6171.4 | 2013-03-18 | 0
TX CHILDRENS | BE00062170 | SA315144222GA | LIM SUPERCARTRIDGE ECG BP TMP | GE Medical Systems Information Tech Inc | PDM | 6171.4 | 2016-04-28 | 0
TX CHILDRENS | BE00060492 | SA315144053GA | LIM SUPERCARTRIDGE ECG BP TMP | GE Medical Systems Information Tech Inc | PDM | 6171.4 | 2016-04-28 | 0
TX CHILDRENS | BE00060488 | SA315144039GA | LIM SUPERCARTRIDGE ECG BP TMP | GE Medical Systems Information Tech Inc | PDM | 6171.4 | 2016-04-28 | 0
TX CHILDRENS | BE00038358 | SA311163991GA | LIM SUPERCARTRIDGE ECG BP TMP | GE Medical Systems Information Tech Inc | PDM | 6171.4 | 2013-03-18 | 0
TX CHILDRENS | BE00060485 | SA315143980GA | LIM SUPERCARTRIDGE ECG BP TMP | GE Medical Systems Information Tech Inc | PDM | 6171.4 | 2016-04-28 | 0
TX CHILDRENS | BE00061089 | SA314253512GA | LIM SUPERCARTRIDGE ECG BP TMP | GE Medical Systems Information Tech Inc | PDM | 6171.4 | 2015-07-14 | 0
TX CHILDRENS | BE00060493 | SA315144110GA | LIM SUPERCARTRIDGE ECG BP TMP | GE Medical Systems Information Tech Inc | PDM | 6171.4 | 2016-04-28 | 0
TX CHILDRENS | BE00141632 | U2518058 | LARYNGOSCOPE | PEAK MEDICAL RESOURCES LLC | MO3 | 6169 | 2026-08-25 | 0
TX CHILDRENS | BE00141633 | U2508028 | LARYNGOSCOPE | PEAK MEDICAL RESOURCES LLC | MO3 | 6169 | 2026-08-25 | 0
TX CHILDRENS | BE00141631 | U2527109 | LARYNGOSCOPE | PEAK MEDICAL RESOURCES LLC | MO3 | 6169 | 2026-08-25 | 0
TX CHILDRENS | KN231540 | 050808-702 | WARMER, BLANKET | BLICKMAN HEALTH INDUSTRIES INC | 7921MS | 6154.47 | 2009-07-25 | 0
TX CHILDRENS | KN231984 | 071108-703 | WARMER, BLANKET | BLICKMAN HEALTH INDUSTRIES INC | 7921MS | 6154.47 | 2022-08-03 | 0
TX CHILDRENS | BE00129631 | 54297 | BLOOD GAS ANALYZER | SIEMENS HEALTHCARE DIAGNOSTICS | EPOC READER | 6150 | 2026-01-15 | 0
TX CHILDRENS | BE00114438 | 30076 | BLOOD GAS ANALYZER | ALERE NORTH AMERICA INC | EPOC READER | 6150 | 2020-12-01 | 0
TX CHILDRENS | BE00118888 | 5220 | BLOOD GAS ANALYZER | SIEMENS HEALTHCARE DIAGNOSTICS | EPOC READER | 6150 | 2023-02-23 | 0
TX CHILDRENS | BE00119392 | 46272 | BLOOD GAS ANALYZER | SIEMENS HEALTHCARE DIAGNOSTICS | EPOC READER | 6150 | 2023-03-15 | 0
TX CHILDRENS | BE00036971 | 398860-8426 | INCUBATOR CO2 | THERMO FISHER SCIENTIFIC ASHEVILLE LLC | 370 | 6149.25 | 2012-05-03 | 0
TX CHILDRENS | BE00126948 | 0447583BM | TREADMILL AND ACCESSORIES | SPORTS ART AMERICA | T655MS | 6142.65 | 2025-10-16 | 0
TX CHILDRENS | BE00128129 | 0444168BM | TREADMILL AND ACCESSORIES | SPORTS ART AMERICA | T655MS | 6142.65 | 2025-05-05 | 0
TX CHILDRENS | BE00121823 | 0440003BM | TREADMILL AND ACCESSORIES | SPORTS ART AMERICA | T655MS | 6142.65 | 2024-10-03 | 0
TX CHILDRENS | BE00036970 | B204641226 | SCALE | METTLER | XP10002S | 6141.68 | 2012-05-03 | 0
TX CHILDRENS | BE00118540 | V2498175 | AUTOCLAVE | RITTER MIDWEST DIV SYBRON CORP | M11-042 | 6136.29 | 2023-11-27 | 0
TX CHILDRENS | BE00035503 | 110577-8918 | INCUBATOR CO2 | THERMO FISHER SCIENTIFIC ASHEVILLE LLC | 370 | 6133.05 | 2012-08-07 | 0
TX CHILDRENS | BE00126125 | PB07201196 | CAPNOGRAPH | ORIDION CAPNOGRAPHY INC. | CAPNOSTREAM 20P | 6131.5 | 2024-11-14 | 0
TX CHILDRENS | BE00126121 | PB04201043 | CAPNOGRAPH | ORIDION CAPNOGRAPHY INC. | CAPNOSTREAM 20P | 6131.5 | 2024-11-14 | 0
TX CHILDRENS | BE00126126 | PB07201197 | CAPNOGRAPH | ORIDION CAPNOGRAPHY INC. | CAPNOSTREAM 20P | 6131.5 | 2024-11-14 | 0
TX CHILDRENS | BE00126122 | PB06201148 | CAPNOGRAPH | ORIDION CAPNOGRAPHY INC. | CAPNOSTREAM 20P | 6131.5 | 2024-11-14 | 0
TX CHILDRENS | BE00104465 | PA42186378 | CAPNOGRAPH | ORIDION CAPNOGRAPHY INC. | CAPNOSTREAM 20P | 6131.5 | 2023-08-17 | 0
TX CHILDRENS | BE00126123 | PB06201151 | CAPNOGRAPH | ORIDION CAPNOGRAPHY INC. | CAPNOSTREAM 20P | 6131.5 | 2024-11-14 | 0
TX CHILDRENS | BE00126124 | PB07201195 | CAPNOGRAPH | ORIDION CAPNOGRAPHY INC. | CAPNOSTREAM 20P | 6131.5 | 2024-11-14 | 0
TX CHILDRENS | BE00036490 | 354257-5 | ASPIRATOR | GYRUS ENT LLC | VC-10 | 6129 | 2012-10-30 | 0
TX CHILDRENS | BE00036491 | 354257-10 | ASPIRATOR | GYRUS ENT LLC | VC-10 | 6129 | 2012-10-30 | 0
TX CHILDRENS | BE00038488 | 380390-10 | ASPIRATOR | GYRUS ENT LLC | VC-10 | 6128.32 | 2013-07-15 | 0
TX CHILDRENS | BE00038487 | 380390-5 | ASPIRATOR | GYRUS ENT LLC | VC-10 | 6128.32 | 2013-07-15 | 0
TX CHILDRENS | BE00126588 | 2023005489 | EXERCISE EQUIP, POWERED | VYAIRE MEDICAL 211 INC | VIASPRINT 150 | 6127.6 | 2025-07-10 | 0
TX CHILDRENS | BE00082220 | XU739052-P | SURGICAL CAMERA & ACCESSORIES | KARL STORZ ENDOSCOPY-AMERICA INC | TC 300 | 6124.56 | 2017-04-20 | 0
TX CHILDRENS | BE00119823 | XO855927-P | SURGICAL CAMERA & ACCESSORIES | KARL STORZ ENDOSCOPY-AMERICA INC | TC 300 | 6124.56 | 2023-10-19 | 0
TX CHILDRENS | BE00064758 | TU30977-P | SURGICAL CAMERA & ACCESSORIES | KARL STORZ ENDOSCOPY-AMERICA INC | TC 300 | 6124.56 | 2016-07-28 | 0
TX CHILDRENS | BE00127992 | OL902739-P | SURGICAL CAMERA & ACCESSORIES | KARL STORZ ENDOSCOPY-AMERICA INC | TC 300 | 6124.56 | 2025-08-15 | 0
TX CHILDRENS | BE00064082 | OU728456-P | SURGICAL CAMERA & ACCESSORIES | KARL STORZ ENDOSCOPY-AMERICA INC | TC 300 | 6124.56 | 2016-05-05 | 0
TX CHILDRENS | BE00064063 | NU727675-P | SURGICAL CAMERA & ACCESSORIES | KARL STORZ ENDOSCOPY-AMERICA INC | TC 300 | 6124.56 | 2016-05-05 | 0
TX CHILDRENS | BE00113593 | OR780899-P | SURGICAL CAMERA & ACCESSORIES | KARL STORZ ENDOSCOPY-AMERICA INC | TC 300 | 6124.56 | 2020-06-01 | 0
TX CHILDRENS | BE00082217 | XU739032-P | SURGICAL CAMERA & ACCESSORIES | KARL STORZ ENDOSCOPY-AMERICA INC | TC 300 | 6124.56 | 2017-04-20 | 0
TX CHILDRENS | BE00127964 | ZM898735-P | SURGICAL CAMERA & ACCESSORIES | KARL STORZ ENDOSCOPY-AMERICA INC | TC 300 | 6124.56 | 2025-08-15 | 0
TX CHILDRENS | BE00113578 | OR780854-P | SURGICAL CAMERA & ACCESSORIES | KARL STORZ ENDOSCOPY-AMERICA INC | TC 300 | 6124.56 | 2020-05-29 | 0
TX CHILDRENS | BE00082225 | XU739030-P | SURGICAL CAMERA & ACCESSORIES | KARL STORZ ENDOSCOPY-AMERICA INC | TC 300 | 6124.56 | 2017-04-20 | 0
TX CHILDRENS | BE00128097 | XO856438-P | SURGICAL CAMERA & ACCESSORIES | KARL STORZ ENDOSCOPY-AMERICA INC | TC 300 | 6124.56 | 2026-04-30 | 0
TX CHILDRENS | BE00084773 | OT745614-P | SURGICAL CAMERA & ACCESSORIES | KARL STORZ ENDOSCOPY-AMERICA INC | TC 300 | 6124.56 | 2023-10-06 | 0
TX CHILDRENS | BE00064756 | TU30966-P | SURGICAL CAMERA & ACCESSORIES | KARL STORZ ENDOSCOPY-AMERICA INC | TC 300 | 6124.56 | 2016-07-28 | 0
TX CHILDRENS | BE00064051 | NU727690-P | SURGICAL CAMERA & ACCESSORIES | KARL STORZ ENDOSCOPY-AMERICA INC | TC 300 | 6124.56 | 2016-05-05 | 0
TX CHILDRENS | BE00113571 | OR780876-P | SURGICAL CAMERA & ACCESSORIES | KARL STORZ ENDOSCOPY-AMERICA INC | TC 300 | 6124.56 | 2020-05-29 | 0
TX CHILDRENS | BE00113573 | OR780452-P | SURGICAL CAMERA & ACCESSORIES | KARL STORZ ENDOSCOPY-AMERICA INC | TC 300 | 6124.56 | 2020-06-01 | 0
TX CHILDRENS | BE00082215 | XU739023-P | SURGICAL CAMERA & ACCESSORIES | KARL STORZ ENDOSCOPY-AMERICA INC | TC 300 | 6124.56 | 2017-04-20 | 0
TX CHILDRENS | BE00064081 | PU729390-P | SURGICAL CAMERA & ACCESSORIES | KARL STORZ ENDOSCOPY-AMERICA INC | TC 300 | 6124.56 | 2016-05-05 | 0
TX CHILDRENS | BE00082218 | XU739408-P | SURGICAL CAMERA & ACCESSORIES | KARL STORZ ENDOSCOPY-AMERICA INC | TC 300 | 6124.56 | 2017-04-20 | 0
TX CHILDRENS | BE00082219 | XU739050-P | SURGICAL CAMERA & ACCESSORIES | KARL STORZ ENDOSCOPY-AMERICA INC | TC 300 | 6124.56 | 2017-04-20 | 0
TX CHILDRENS | BE00064069 | NU727689-P | SURGICAL CAMERA & ACCESSORIES | KARL STORZ ENDOSCOPY-AMERICA INC | TC 300 | 6124.56 | 2016-05-05 | 0
TX CHILDRENS | BE00064757 | TU30971-P | SURGICAL CAMERA & ACCESSORIES | KARL STORZ ENDOSCOPY-AMERICA INC | TC 300 | 6124.56 | 2016-07-28 | 0
TX CHILDRENS | BE00064760 | TU30986-P | SURGICAL CAMERA & ACCESSORIES | KARL STORZ ENDOSCOPY-AMERICA INC | TC 300 | 6124.56 | 2016-07-28 | 0
TX CHILDRENS | BE00119828 | XO855944-P | SURGICAL CAMERA & ACCESSORIES | KARL STORZ ENDOSCOPY-AMERICA INC | TC 300 | 6124.56 | 2023-10-19 | 0
TX CHILDRENS | BE00064761 | TU30993-P | SURGICAL CAMERA & ACCESSORIES | KARL STORZ ENDOSCOPY-AMERICA INC | TC 300 | 6124.56 | 2016-07-28 | 0
TX CHILDRENS | BE00064759 | TU30979-P | SURGICAL CAMERA & ACCESSORIES | KARL STORZ ENDOSCOPY-AMERICA INC | TC 300 | 6124.56 | 2016-07-28 | 0
TX CHILDRENS | BE00128102 | XO855939-P | SURGICAL CAMERA & ACCESSORIES | KARL STORZ ENDOSCOPY-AMERICA INC | TC 300 | 6124.56 | 2026-04-30 | 0
TX CHILDRENS | BE00082224 | YU741036-P | SURGICAL CAMERA & ACCESSORIES | KARL STORZ ENDOSCOPY-AMERICA INC | TC 300 | 6124.56 | 2017-04-20 | 0
TX CHILDRENS | BE00114235 | 20407 1912 0428 | EXERCISE EQUIP, POWERED | BIODEX MEDICAL SYSTEMS INC | SB1 | 6115 | 2021-11-05 | 0
TX CHILDRENS | BE00105671 | XS3532 | SURGICAL CAMERA & ACCESSORIES | KARL STORZ ENDOSCOPY-AMERICA INC | 202903 20 | 6111 | 2020-02-07 | 0
TX CHILDRENS | BE00105659 | US3451 | SURGICAL CAMERA & ACCESSORIES | KARL STORZ ENDOSCOPY-AMERICA INC | 202903 20 | 6111 | 2020-02-07 | 0
TX CHILDRENS | BE00105645 | XS3517 | SURGICAL CAMERA & ACCESSORIES | KARL STORZ ENDOSCOPY-AMERICA INC | 202903 20 | 6111 | 2020-02-07 | 0
TX CHILDRENS | BE00105646 | XS3518 | SURGICAL CAMERA & ACCESSORIES | KARL STORZ ENDOSCOPY-AMERICA INC | 202903 20 | 6111 | 2020-02-07 | 0
TX CHILDRENS | BE00105661 | US3454 | SURGICAL CAMERA & ACCESSORIES | KARL STORZ ENDOSCOPY-AMERICA INC | 202903 20 | 6111 | 2020-02-07 | 0
TX CHILDRENS | BE00105653 | US3439 | SURGICAL CAMERA & ACCESSORIES | KARL STORZ ENDOSCOPY-AMERICA INC | 202903 20 | 6111 | 2020-02-07 | 0
TX CHILDRENS | BE00105670 | XS3528 | SURGICAL CAMERA & ACCESSORIES | KARL STORZ ENDOSCOPY-AMERICA INC | 202903 20 | 6111 | 2020-02-07 | 0
TX CHILDRENS | BE00105664 | VS3501 | SURGICAL CAMERA & ACCESSORIES | KARL STORZ ENDOSCOPY-AMERICA INC | 202903 20 | 6111 | 2020-02-07 | 0
TX CHILDRENS | BE00105650 | XS3533 | SURGICAL CAMERA & ACCESSORIES | KARL STORZ ENDOSCOPY-AMERICA INC | 202903 20 | 6111 | 2020-02-07 | 0
TX CHILDRENS | BE00105657 | US3446 | SURGICAL CAMERA & ACCESSORIES | KARL STORZ ENDOSCOPY-AMERICA INC | 202903 20 | 6111 | 2020-02-07 | 0
TX CHILDRENS | BE00105669 | XS3521 | SURGICAL CAMERA & ACCESSORIES | KARL STORZ ENDOSCOPY-AMERICA INC | 202903 20 | 6111 | 2020-02-07 | 0
TX CHILDRENS | BE00105652 | US3437 | SURGICAL CAMERA & ACCESSORIES | KARL STORZ ENDOSCOPY-AMERICA INC | 202903 20 | 6111 | 2020-02-07 | 0
TX CHILDRENS | BE00105660 | US3452 | SURGICAL CAMERA & ACCESSORIES | KARL STORZ ENDOSCOPY-AMERICA INC | 202903 20 | 6111 | 2020-02-07 | 0
TX CHILDRENS | BE00105667 | US3450 | SURGICAL CAMERA & ACCESSORIES | KARL STORZ ENDOSCOPY-AMERICA INC | 202903 20 | 6111 | 2020-02-07 | 0
TX CHILDRENS | BE00115346 | PO5491 | SURGICAL CAMERA & ACCESSORIES | KARL STORZ ENDOSCOPY-AMERICA INC | 202903 20 | 6111 | 2020-02-07 | 0
TX CHILDRENS | BE00105654 | US3443 | SURGICAL CAMERA & ACCESSORIES | KARL STORZ ENDOSCOPY-AMERICA INC | 202903 20 | 6111 | 2020-02-07 | 0
TX CHILDRENS | BE00105647 | XS3520 | SURGICAL CAMERA & ACCESSORIES | KARL STORZ ENDOSCOPY-AMERICA INC | 202903 20 | 6111 | 2020-02-07 | 0
TX CHILDRENS | BE00101651 | TT3186 | SURGICAL CAMERA & ACCESSORIES | KARL STORZ ENDOSCOPY-AMERICA INC | 202903 20 | 6111 | 2019-07-24 | 0
TX CHILDRENS | BE00108990 | XS3516 | SURGICAL CAMERA & ACCESSORIES | KARL STORZ ENDOSCOPY-AMERICA INC | 202903 20 | 6111 | 2019-05-21 | 0
TX CHILDRENS | BE00105665 | VS3514 | SURGICAL CAMERA & ACCESSORIES | KARL STORZ ENDOSCOPY-AMERICA INC | 202903 20 | 6111 | 2020-02-07 | 0
TX CHILDRENS | BE00105655 | US3444 | SURGICAL CAMERA & ACCESSORIES | KARL STORZ ENDOSCOPY-AMERICA INC | 202903 20 | 6111 | 2020-02-07 | 0
TX CHILDRENS | BE00105648 | XS3523 | SURGICAL CAMERA & ACCESSORIES | KARL STORZ ENDOSCOPY-AMERICA INC | 202903 20 | 6111 | 2020-02-07 | 0
TX CHILDRENS | BE00105666 | XU3043 | SURGICAL CAMERA & ACCESSORIES | KARL STORZ ENDOSCOPY-AMERICA INC | 202903 20 | 6111 | 2020-02-07 | 0
TX CHILDRENS | BE00101649 | VU2952 | SURGICAL CAMERA & ACCESSORIES | KARL STORZ ENDOSCOPY-AMERICA INC | 202903 20 | 6111 | 2019-07-24 | 0
TX CHILDRENS | BE00101652 | TT3187 | SURGICAL CAMERA & ACCESSORIES | KARL STORZ ENDOSCOPY-AMERICA INC | 202903 20 | 6111 | 2019-07-24 | 0
TX CHILDRENS | BE00105649 | XS3530 | SURGICAL CAMERA & ACCESSORIES | KARL STORZ ENDOSCOPY-AMERICA INC | 202903 20 | 6111 | 2020-02-07 | 0
TX CHILDRENS | BE00105663 | VS3498 | SURGICAL CAMERA & ACCESSORIES | KARL STORZ ENDOSCOPY-AMERICA INC | 202903 20 | 6111 | 2020-02-07 | 0
TX CHILDRENS | BE00101650 | XU3044 | SURGICAL CAMERA & ACCESSORIES | KARL STORZ ENDOSCOPY-AMERICA INC | 202903 20 | 6111 | 2019-07-24 | 0
TX CHILDRENS | BE00105656 | US3445 | SURGICAL CAMERA & ACCESSORIES | KARL STORZ ENDOSCOPY-AMERICA INC | 202903 20 | 6111 | 2020-02-07 | 0
TX CHILDRENS | BE00105668 | XS3519 | SURGICAL CAMERA & ACCESSORIES | KARL STORZ ENDOSCOPY-AMERICA INC | 202903 20 | 6111 | 2020-02-07 | 0
TX CHILDRENS | BE00105651 | US3436 | SURGICAL CAMERA & ACCESSORIES | KARL STORZ ENDOSCOPY-AMERICA INC | 202903 20 | 6111 | 2020-02-07 | 0
TX CHILDRENS | BE00065266 | V1666006 | TABLE, EXAM | MIDWEST MEDICAL SUPPLY CO LLC | 223-016 | 6110.71 | 2016-09-07 | 0
TX CHILDRENS | BE00065267 | V1665789 | TABLE, EXAM | MIDWEST MEDICAL SUPPLY CO LLC | 223-016 | 6110.71 | 2016-09-07 | 0
TX CHILDRENS | BE00128598 | 7391168 | DISPLAY, VIDEO | OLYMPUS AMERICA INC | OEV-262H | 6100 | 2025-11-06 | 0
TX CHILDRENS | BE00113482 | 5090 | BLOOD GAS ANALYZER | ALERE NORTH AMERICA INC | EPOC READER | 6100 | 2021-04-13 | 0
TX CHILDRENS | BE00110171 | 25641 | BLOOD GAS ANALYZER | SIEMENS HEALTHCARE DIAGNOSTICS | EPOC READER | 6100 | 2020-06-10 | 0
TX CHILDRENS | BE00129577 | 49465 | BLOOD GAS ANALYZER | SIEMENS HEALTHCARE DIAGNOSTICS | EPOC READER | 6100 | 2020-06-10 | 0
TX CHILDRENS | BE00113065 | 5804 10767573 | CENTRIFUGE | Eppendorf North America Inc | 5804 | 6095 | 2021-12-17 | 0
TX CHILDRENS | BE00110388 | 070025D0818003 | CHAIR, EXAM | RELIANCE MEDICAL PRODUCTS, INC | 7000L | 6091 | 2019-06-30 | 0
TX CHILDRENS | BE00110397 | 070025D0818035 | CHAIR, EXAM | RELIANCE MEDICAL PRODUCTS, INC | 7000L | 6091 | 2019-06-30 | 0
TX CHILDRENS | BE00110390 | 070025D0818004 | CHAIR, EXAM | RELIANCE MEDICAL PRODUCTS, INC | 7000L | 6091 | 2019-06-30 | 0
TX CHILDRENS | BE00110392 | 070025D0818002 | CHAIR, EXAM | RELIANCE MEDICAL PRODUCTS, INC | 7000L | 6091 | 2019-06-30 | 0
TX CHILDRENS | BE00110401 | 070025D0818023 | CHAIR, EXAM | RELIANCE MEDICAL PRODUCTS, INC | 7000L | 6091 | 2019-06-30 | 0
TX CHILDRENS | KN221115 | L2G42606G | MAINFRAME, PATIENT MONITORING | GE Medical Systems Information Tech Inc | SOLAR 8000M | 6084.75 | 2021-01-12 | 0
TX CHILDRENS | KN221129 | L2G42620G | MAINFRAME, PATIENT MONITORING | GE Medical Systems Information Tech Inc | SOLAR 8000M | 6084.75 | 2008-03-01 | 0
TX CHILDRENS | KN221103 | L2G42594G | MAINFRAME, PATIENT MONITORING | GE Medical Systems Information Tech Inc | SOLAR 8000M | 6084.75 | 2008-03-01 | 0
TX CHILDRENS | KN221144 | L2G42635G | MAINFRAME, PATIENT MONITORING | GE Medical Systems Information Tech Inc | SOLAR 8000M | 6084.75 | 2008-03-01 | 0
TX CHILDRENS | KN221141 | L2G42632G | MAINFRAME, PATIENT MONITORING | GE Medical Systems Information Tech Inc | SOLAR 8000M | 6084.75 | 2008-03-01 | 0
TX CHILDRENS | KN221156 | L2G42647G | MAINFRAME, PATIENT MONITORING | GE Medical Systems Information Tech Inc | SOLAR 8000M | 6084.75 | 2008-03-01 | 0
TX CHILDRENS | KN221154 | L2G42645G | MAINFRAME, PATIENT MONITORING | GE Medical Systems Information Tech Inc | SOLAR 8000M | 6084.75 | 2008-03-01 | 0
TX CHILDRENS | KN221620 | L2G42689G | MAINFRAME, PATIENT MONITORING | GE Medical Systems Information Tech Inc | SOLAR 8000M | 6084.75 | 2008-03-01 | 0
TX CHILDRENS | KN221164 | L2G42655G | MAINFRAME, PATIENT MONITORING | GE Medical Systems Information Tech Inc | SOLAR 8000M | 6084.75 | 2008-03-01 | 0
TX CHILDRENS | KN221621 | L2G42695G | MAINFRAME, PATIENT MONITORING | GE Medical Systems Information Tech Inc | SOLAR 8000M | 6084.75 | 2008-03-01 | 0
TX CHILDRENS | KN221618 | L2G42687G | MAINFRAME, PATIENT MONITORING | GE Medical Systems Information Tech Inc | SOLAR 8000M | 6084.75 | 2008-03-01 | 0
TX CHILDRENS | KN221135 | L2G42626G | MAINFRAME, PATIENT MONITORING | GE Medical Systems Information Tech Inc | SOLAR 8000M | 6084.75 | 2008-03-01 | 0
TX CHILDRENS | KN221121 | L2G42612G | MAINFRAME, PATIENT MONITORING | GE Medical Systems Information Tech Inc | SOLAR 8000M | 6084.75 | 2008-03-01 | 0
TX CHILDRENS | KN221109 | L2G42600G | MAINFRAME, PATIENT MONITORING | GE Medical Systems Information Tech Inc | SOLAR 8000M | 6084.75 | 2008-03-01 | 0
TX CHILDRENS | KN221628 | L2G42697G | MAINFRAME, PATIENT MONITORING | GE Medical Systems Information Tech Inc | SOLAR 8000M | 6084.75 | 2008-03-01 | 0
TX CHILDRENS | KN221119 | L2G42610G | MAINFRAME, PATIENT MONITORING | GE Medical Systems Information Tech Inc | SOLAR 8000M | 6084.75 | 2008-03-01 | 0
TX CHILDRENS | KN221594 | L2G42663G | MAINFRAME, PATIENT MONITORING | GE Medical Systems Information Tech Inc | SOLAR 8000M | 6084.75 | 2008-03-01 | 0
TX CHILDRENS | KN221637 | L2G42706G | MAINFRAME, PATIENT MONITORING | GE Medical Systems Information Tech Inc | SOLAR 8000M | 6084.75 | 2008-03-01 | 0
TX CHILDRENS | KN221140 | L2G42631G | MAINFRAME, PATIENT MONITORING | GE Medical Systems Information Tech Inc | SOLAR 8000M | 6084.75 | 2008-03-01 | 0
TX CHILDRENS | KN221151 | L2G42642G | MAINFRAME, PATIENT MONITORING | GE Medical Systems Information Tech Inc | SOLAR 8000M | 6084.75 | 2008-03-01 | 0
TX CHILDRENS | KN221601 | L2G42670G | MAINFRAME, PATIENT MONITORING | GE Medical Systems Information Tech Inc | SOLAR 8000M | 6084.75 | 2008-03-01 | 0
TX CHILDRENS | KN221645 | L2G42714G | MAINFRAME, PATIENT MONITORING | GE Medical Systems Information Tech Inc | SOLAR 8000M | 6084.75 | 2008-03-01 | 0
TX CHILDRENS | KN221118 | L2G42609G | MAINFRAME, PATIENT MONITORING | GE Medical Systems Information Tech Inc | SOLAR 8000M | 6084.75 | 2008-03-01 | 0
TX CHILDRENS | KN221623 | L2G42691G | MAINFRAME, PATIENT MONITORING | GE Medical Systems Information Tech Inc | SOLAR 8000M | 6084.75 | 2008-03-01 | 0
TX CHILDRENS | KN221105 | L2G42596G | MAINFRAME, PATIENT MONITORING | GE Medical Systems Information Tech Inc | SOLAR 8000M | 6084.75 | 2008-03-01 | 0
TX CHILDRENS | KN221095 | L2G42586G | MAINFRAME, PATIENT MONITORING | GE Medical Systems Information Tech Inc | SOLAR 8000M | 6084.75 | 2008-03-01 | 0
TX CHILDRENS | KN221133 | L2G42624G | MAINFRAME, PATIENT MONITORING | GE Medical Systems Information Tech Inc | SOLAR 8000M | 6084.75 | 2008-03-01 | 0
TX CHILDRENS | KN221157 | L2G42648G | MAINFRAME, PATIENT MONITORING | GE Medical Systems Information Tech Inc | SOLAR 8000M | 6084.75 | 2008-03-01 | 0
TX CHILDRENS | KN221613 | L2G42682G | MAINFRAME, PATIENT MONITORING | GE Medical Systems Information Tech Inc | SOLAR 8000M | 6084.75 | 2008-03-01 | 0
TX CHILDRENS | KN221643 | L2G42712G | MAINFRAME, PATIENT MONITORING | GE Medical Systems Information Tech Inc | SOLAR 8000M | 6084.75 | 2008-03-01 | 0
TX CHILDRENS | KN221097 | L2G42588G | MAINFRAME, PATIENT MONITORING | GE Medical Systems Information Tech Inc | SOLAR 8000M | 6084.75 | 2008-03-01 | 0
TX CHILDRENS | KN221110 | L2G42601G | MAINFRAME, PATIENT MONITORING | GE Medical Systems Information Tech Inc | SOLAR 8000M | 6084.75 | 2008-03-01 | 0
TX CHILDRENS | KN221150 | L2G42641G | MAINFRAME, PATIENT MONITORING | GE Medical Systems Information Tech Inc | SOLAR 8000M | 6084.75 | 2008-03-01 | 0
TX CHILDRENS | KN221137 | L2G42628G | MAINFRAME, PATIENT MONITORING | GE Medical Systems Information Tech Inc | SOLAR 8000M | 6084.75 | 2008-03-01 | 0
TX CHILDRENS | KN221161 | L2G42652G | MAINFRAME, PATIENT MONITORING | GE Medical Systems Information Tech Inc | SOLAR 8000M | 6084.75 | 2008-03-01 | 0
TX CHILDRENS | KN221642 | L2G42711G | MAINFRAME, PATIENT MONITORING | GE Medical Systems Information Tech Inc | SOLAR 8000M | 6084.75 | 2008-03-01 | 0
TX CHILDRENS | KN221130 | L2G42621G | MAINFRAME, PATIENT MONITORING | GE Medical Systems Information Tech Inc | SOLAR 8000M | 6084.75 | 2008-03-01 | 0
TX CHILDRENS | KN221159 | L2G42650G | MAINFRAME, PATIENT MONITORING | GE Medical Systems Information Tech Inc | SOLAR 8000M | 6084.75 | 2008-03-01 | 0
TX CHILDRENS | KN221591 | L2G42660G | MAINFRAME, PATIENT MONITORING | GE Medical Systems Information Tech Inc | SOLAR 8000M | 6084.75 | 2008-03-01 | 0
TX CHILDRENS | KN221143 | L2G42634G | MAINFRAME, PATIENT MONITORING | GE Medical Systems Information Tech Inc | SOLAR 8000M | 6084.75 | 2008-03-01 | 0
TX CHILDRENS | KN221090 | L2G42581G | MAINFRAME, PATIENT MONITORING | GE Medical Systems Information Tech Inc | SOLAR 8000M | 6084.75 | 2008-03-01 | 0
TX CHILDRENS | KN221633 | L2G42702G | MAINFRAME, PATIENT MONITORING | GE Medical Systems Information Tech Inc | SOLAR 8000M | 6084.75 | 2008-03-01 | 0
TX CHILDRENS | KN221104 | L2G42595G | MAINFRAME, PATIENT MONITORING | GE Medical Systems Information Tech Inc | SOLAR 8000M | 6084.75 | 2008-03-01 | 0
TX CHILDRENS | KN221635 | L2G42704G | MAINFRAME, PATIENT MONITORING | GE Medical Systems Information Tech Inc | SOLAR 8000M | 6084.75 | 2008-03-01 | 0
TX CHILDRENS | KN221101 | L2G42592G | MAINFRAME, PATIENT MONITORING | GE Medical Systems Information Tech Inc | SOLAR 8000M | 6084.75 | 2008-03-01 | 0
TX CHILDRENS | KN221107 | L2G42598G | MAINFRAME, PATIENT MONITORING | GE Medical Systems Information Tech Inc | SOLAR 8000M | 6084.75 | 2008-03-01 | 0
TX CHILDRENS | KN216635 | R3T05142591GA | MAINFRAME, PATIENT MONITORING | GE Medical Systems Information Tech Inc | SOLAR 8000M | 6084.75 | 2010-06-20 | 0
TX CHILDRENS | KN221595 | L2G42664G | MAINFRAME, PATIENT MONITORING | GE Medical Systems Information Tech Inc | SOLAR 8000M | 6084.75 | 2008-03-01 | 0
TX CHILDRENS | KN221120 | L2G42611G | MAINFRAME, PATIENT MONITORING | GE Medical Systems Information Tech Inc | SOLAR 8000M | 6084.75 | 2008-03-01 | 0
TX CHILDRENS | KN221131 | L2G42622G | MAINFRAME, PATIENT MONITORING | GE Medical Systems Information Tech Inc | SOLAR 8000M | 6084.75 | 2008-03-01 | 0
TX CHILDRENS | KN221593 | L2G42662G | MAINFRAME, PATIENT MONITORING | GE Medical Systems Information Tech Inc | SOLAR 8000M | 6084.75 | 2008-03-01 | 0
TX CHILDRENS | KN221149 | L2G42640G | MAINFRAME, PATIENT MONITORING | GE Medical Systems Information Tech Inc | SOLAR 8000M | 6084.75 | 2008-03-01 | 0
TX CHILDRENS | KN221612 | L2G42681G | MAINFRAME, PATIENT MONITORING | GE Medical Systems Information Tech Inc | SOLAR 8000M | 6084.75 | 2008-03-01 | 0
TX CHILDRENS | KN221106 | L2G42597G | MAINFRAME, PATIENT MONITORING | GE Medical Systems Information Tech Inc | SOLAR 8000M | 6084.75 | 2008-03-01 | 0
TX CHILDRENS | KN221091 | L2G42582G | MAINFRAME, PATIENT MONITORING | GE Medical Systems Information Tech Inc | SOLAR 8000M | 6084.75 | 2008-03-01 | 0
TX CHILDRENS | KN221605 | L2G42674G | MAINFRAME, PATIENT MONITORING | GE Medical Systems Information Tech Inc | SOLAR 8000M | 6084.75 | 2008-03-01 | 0
TX CHILDRENS | KN221124 | L2G42615G | MAINFRAME, PATIENT MONITORING | GE Medical Systems Information Tech Inc | SOLAR 8000M | 6084.75 | 2008-03-01 | 0
TX CHILDRENS | KN221116 | L2G42607G | MAINFRAME, PATIENT MONITORING | GE Medical Systems Information Tech Inc | SOLAR 8000M | 6084.75 | 2008-03-01 | 0
TX CHILDRENS | KN221128 | L2G42619G | MAINFRAME, PATIENT MONITORING | GE Medical Systems Information Tech Inc | SOLAR 8000M | 6084.75 | 2008-03-01 | 0
TX CHILDRENS | KN221617 | L2G42686G | MAINFRAME, PATIENT MONITORING | GE Medical Systems Information Tech Inc | SOLAR 8000M | 6084.75 | 2008-03-01 | 0
TX CHILDRENS | KN221588 | L2G42657G | MAINFRAME, PATIENT MONITORING | GE Medical Systems Information Tech Inc | SOLAR 8000M | 6084.75 | 2008-03-01 | 0
TX CHILDRENS | KN221153 | L2G42644G | MAINFRAME, PATIENT MONITORING | GE Medical Systems Information Tech Inc | SOLAR 8000M | 6084.75 | 2008-03-01 | 0
TX CHILDRENS | KN221163 | L2G42654G | MAINFRAME, PATIENT MONITORING | GE Medical Systems Information Tech Inc | SOLAR 8000M | 6084.75 | 2008-03-01 | 0
TX CHILDRENS | KN221616 | L2G42685G | MAINFRAME, PATIENT MONITORING | GE Medical Systems Information Tech Inc | SOLAR 8000M | 6084.75 | 2008-03-01 | 0
TX CHILDRENS | KN221094 | L2G42585G | MAINFRAME, PATIENT MONITORING | GE Medical Systems Information Tech Inc | SOLAR 8000M | 6084.75 | 2008-03-01 | 0
TX CHILDRENS | KN221622 | L2G42690G | MAINFRAME, PATIENT MONITORING | GE Medical Systems Information Tech Inc | SOLAR 8000M | 6084.75 | 2008-03-01 | 0
TX CHILDRENS | KN221145 | L2G42636G | MAINFRAME, PATIENT MONITORING | GE Medical Systems Information Tech Inc | SOLAR 8000M | 6084.75 | 2008-03-01 | 0
TX CHILDRENS | KN221609 | L2G42678G | MAINFRAME, PATIENT MONITORING | GE Medical Systems Information Tech Inc | SOLAR 8000M | 6084.75 | 2008-03-01 | 0
TX CHILDRENS | KN221147 | L2G42638G | MAINFRAME, PATIENT MONITORING | GE Medical Systems Information Tech Inc | SOLAR 8000M | 6084.75 | 2008-03-01 | 0
TX CHILDRENS | KN221638 | L2G42707G | MAINFRAME, PATIENT MONITORING | GE Medical Systems Information Tech Inc | SOLAR 8000M | 6084.75 | 2008-03-01 | 0
TX CHILDRENS | KN221102 | L2G42593G | MAINFRAME, PATIENT MONITORING | GE Medical Systems Information Tech Inc | SOLAR 8000M | 6084.75 | 2008-03-01 | 0
TX CHILDRENS | KN221607 | L2G42676G | MAINFRAME, PATIENT MONITORING | GE Medical Systems Information Tech Inc | SOLAR 8000M | 6084.75 | 2008-03-01 | 0
TX CHILDRENS | KN221606 | L2G42675G | MAINFRAME, PATIENT MONITORING | GE Medical Systems Information Tech Inc | SOLAR 8000M | 6084.75 | 2008-03-01 | 0
TX CHILDRENS | KN221123 | L2G42614G | MAINFRAME, PATIENT MONITORING | GE Medical Systems Information Tech Inc | SOLAR 8000M | 6084.75 | 2008-03-01 | 0
TX CHILDRENS | KN221596 | L2G42665G | MAINFRAME, PATIENT MONITORING | GE Medical Systems Information Tech Inc | SOLAR 8000M | 6084.75 | 2008-03-01 | 0
TX CHILDRENS | KN221614 | L2G42683G | MAINFRAME, PATIENT MONITORING | GE Medical Systems Information Tech Inc | SOLAR 8000M | 6084.75 | 2008-03-01 | 0
TX CHILDRENS | KN221627 | L2G42696G | MAINFRAME, PATIENT MONITORING | GE Medical Systems Information Tech Inc | SOLAR 8000M | 6084.75 | 2008-03-01 | 0
TX CHILDRENS | KN221625 | L2G42693G | MAINFRAME, PATIENT MONITORING | GE Medical Systems Information Tech Inc | SOLAR 8000M | 6084.75 | 2008-03-01 | 0
TX CHILDRENS | KN221108 | L2G42599G | MAINFRAME, PATIENT MONITORING | GE Medical Systems Information Tech Inc | SOLAR 8000M | 6084.75 | 2008-03-01 | 0
TX CHILDRENS | KN221122 | L2G42613G | MAINFRAME, PATIENT MONITORING | GE Medical Systems Information Tech Inc | SOLAR 8000M | 6084.75 | 2008-03-01 | 0
TX CHILDRENS | KN221598 | L2G42667G | MAINFRAME, PATIENT MONITORING | GE Medical Systems Information Tech Inc | SOLAR 8000M | 6084.75 | 2008-03-01 | 0
TX CHILDRENS | KN221619 | L2G42688G | MAINFRAME, PATIENT MONITORING | GE Medical Systems Information Tech Inc | SOLAR 8000M | 6084.75 | 2008-03-01 | 0
TX CHILDRENS | KN221092 | L2G42583G | MAINFRAME, PATIENT MONITORING | GE Medical Systems Information Tech Inc | SOLAR 8000M | 6084.75 | 2008-03-01 | 0
TX CHILDRENS | KN221142 | L2G42633G | MAINFRAME, PATIENT MONITORING | GE Medical Systems Information Tech Inc | SOLAR 8000M | 6084.75 | 2008-03-01 | 0
TX CHILDRENS | KN221639 | L2G42708G | MAINFRAME, PATIENT MONITORING | GE Medical Systems Information Tech Inc | SOLAR 8000M | 6084.75 | 2008-03-01 | 0
TX CHILDRENS | KN221114 | L2G42605G | MAINFRAME, PATIENT MONITORING | GE Medical Systems Information Tech Inc | SOLAR 8000M | 6084.75 | 2008-03-01 | 0
TX CHILDRENS | KN221592 | L2G42661G | MAINFRAME, PATIENT MONITORING | GE Medical Systems Information Tech Inc | SOLAR 8000M | 6084.75 | 2008-03-01 | 0
TX CHILDRENS | KN221611 | L2G42680G | MAINFRAME, PATIENT MONITORING | GE Medical Systems Information Tech Inc | SOLAR 8000M | 6084.75 | 2008-03-01 | 0
TX CHILDRENS | KN221146 | L2G42637G | MAINFRAME, PATIENT MONITORING | GE Medical Systems Information Tech Inc | SOLAR 8000M | 6084.75 | 2008-03-01 | 0
TX CHILDRENS | KN221646 | L2G42715G | MAINFRAME, PATIENT MONITORING | GE Medical Systems Information Tech Inc | SOLAR 8000M | 6084.75 | 2008-03-01 | 0
TX CHILDRENS | KN221631 | L2G42700G | MAINFRAME, PATIENT MONITORING | GE Medical Systems Information Tech Inc | SOLAR 8000M | 6084.75 | 2008-03-01 | 0
TX CHILDRENS | KN221126 | L2G42617G | MAINFRAME, PATIENT MONITORING | GE Medical Systems Information Tech Inc | SOLAR 8000M | 6084.75 | 2008-03-01 | 0
TX CHILDRENS | KN221138 | L2G42629G | MAINFRAME, PATIENT MONITORING | GE Medical Systems Information Tech Inc | SOLAR 8000M | 6084.75 | 2008-03-01 | 0
TX CHILDRENS | KN221139 | L2G42630G | MAINFRAME, PATIENT MONITORING | GE Medical Systems Information Tech Inc | SOLAR 8000M | 6084.75 | 2008-03-01 | 0
TX CHILDRENS | KN221152 | L2G42643G | MAINFRAME, PATIENT MONITORING | GE Medical Systems Information Tech Inc | SOLAR 8000M | 6084.75 | 2008-03-01 | 0
TX CHILDRENS | KN221155 | L2G42646G | MAINFRAME, PATIENT MONITORING | GE Medical Systems Information Tech Inc | SOLAR 8000M | 6084.75 | 2008-03-01 | 0
TX CHILDRENS | KN221597 | L2G42666G | MAINFRAME, PATIENT MONITORING | GE Medical Systems Information Tech Inc | SOLAR 8000M | 6084.75 | 2008-03-01 | 0
TX CHILDRENS | KN221640 | L2G42709G | MAINFRAME, PATIENT MONITORING | GE Medical Systems Information Tech Inc | SOLAR 8000M | 6084.75 | 2008-03-01 | 0
TX CHILDRENS | KN221162 | L2G42653G | MAINFRAME, PATIENT MONITORING | GE Medical Systems Information Tech Inc | SOLAR 8000M | 6084.75 | 2008-03-01 | 0
TX CHILDRENS | KN221096 | L2G42587G | MAINFRAME, PATIENT MONITORING | GE Medical Systems Information Tech Inc | SOLAR 8000M | 6084.75 | 2008-03-01 | 0
TX CHILDRENS | KN221160 | L2G42651G | MAINFRAME, PATIENT MONITORING | GE Medical Systems Information Tech Inc | SOLAR 8000M | 6084.75 | 2008-03-01 | 0
TX CHILDRENS | KN221125 | L2G42616G | MAINFRAME, PATIENT MONITORING | GE Medical Systems Information Tech Inc | SOLAR 8000M | 6084.75 | 2008-03-01 | 0
TX CHILDRENS | KN221098 | L2G42589G | MAINFRAME, PATIENT MONITORING | GE Medical Systems Information Tech Inc | SOLAR 8000M | 6084.75 | 2008-03-01 | 0
TX CHILDRENS | KN221112 | L2G42603G | MAINFRAME, PATIENT MONITORING | GE Medical Systems Information Tech Inc | SOLAR 8000M | 6084.75 | 2008-03-01 | 0
TX CHILDRENS | KN221113 | L2G42604G | MAINFRAME, PATIENT MONITORING | GE Medical Systems Information Tech Inc | SOLAR 8000M | 6084.75 | 2008-03-01 | 0
TX CHILDRENS | KN221589 | L2G42658G | MAINFRAME, PATIENT MONITORING | GE Medical Systems Information Tech Inc | SOLAR 8000M | 6084.75 | 2008-03-01 | 0
TX CHILDRENS | KN221100 | L2G42591G | MAINFRAME, PATIENT MONITORING | GE Medical Systems Information Tech Inc | SOLAR 8000M | 6084.75 | 2008-03-01 | 0
TX CHILDRENS | KN221615 | L2G42684G | MAINFRAME, PATIENT MONITORING | GE Medical Systems Information Tech Inc | SOLAR 8000M | 6084.75 | 2008-03-01 | 0
TX CHILDRENS | KN221158 | L2G42649G | MAINFRAME, PATIENT MONITORING | GE Medical Systems Information Tech Inc | SOLAR 8000M | 6084.75 | 2008-03-01 | 0
TX CHILDRENS | KN221624 | L2G42692G | MAINFRAME, PATIENT MONITORING | GE Medical Systems Information Tech Inc | SOLAR 8000M | 6084.75 | 2008-03-01 | 0
TX CHILDRENS | KN221649 | L2G42718G | MAINFRAME, PATIENT MONITORING | GE Medical Systems Information Tech Inc | SOLAR 8000M | 6084.75 | 2008-03-01 | 0
TX CHILDRENS | KN221590 | L2G42659G | MAINFRAME, PATIENT MONITORING | GE Medical Systems Information Tech Inc | SOLAR 8000M | 6084.75 | 2008-03-01 | 0
TX CHILDRENS | KN221630 | L2G42699G | MAINFRAME, PATIENT MONITORING | GE Medical Systems Information Tech Inc | SOLAR 8000M | 6084.75 | 2008-03-01 | 0
TX CHILDRENS | KN221148 | L2G42639G | MAINFRAME, PATIENT MONITORING | GE Medical Systems Information Tech Inc | SOLAR 8000M | 6084.75 | 2008-03-01 | 0
TX CHILDRENS | KN221099 | L2G42590G | MAINFRAME, PATIENT MONITORING | GE Medical Systems Information Tech Inc | SOLAR 8000M | 6084.75 | 2008-03-01 | 0
TX CHILDRENS | KN221600 | L2G42669G | MAINFRAME, PATIENT MONITORING | GE Medical Systems Information Tech Inc | SOLAR 8000M | 6084.75 | 2008-03-01 | 0
TX CHILDRENS | KN221134 | L2G42625G | MAINFRAME, PATIENT MONITORING | GE Medical Systems Information Tech Inc | SOLAR 8000M | 6084.75 | 2008-03-01 | 0
TX CHILDRENS | KN221648 | L2G42717G | MAINFRAME, PATIENT MONITORING | GE Medical Systems Information Tech Inc | SOLAR 8000M | 6084.75 | 2008-03-01 | 0
TX CHILDRENS | KN221647 | L2G42716G | MAINFRAME, PATIENT MONITORING | GE Medical Systems Information Tech Inc | SOLAR 8000M | 6084.75 | 2008-03-01 | 0
TX CHILDRENS | KN221117 | L2G42608G | MAINFRAME, PATIENT MONITORING | GE Medical Systems Information Tech Inc | SOLAR 8000M | 6084.75 | 2008-03-01 | 0
TX CHILDRENS | KN221636 | L2G42705G | MAINFRAME, PATIENT MONITORING | GE Medical Systems Information Tech Inc | SOLAR 8000M | 6084.75 | 2008-03-01 | 0
TX CHILDRENS | KN222924 | A43T2575G | MAINFRAME, PATIENT MONITORING | GE Medical Systems Information Tech Inc | SOLAR 8000M | 6084.75 | 2008-03-01 | 0
TX CHILDRENS | KN221610 | L2G42679G | MAINFRAME, PATIENT MONITORING | GE Medical Systems Information Tech Inc | SOLAR 8000M | 6084.75 | 2008-03-01 | 0
TX CHILDRENS | KN221093 | L2G42584G | MAINFRAME, PATIENT MONITORING | GE Medical Systems Information Tech Inc | SOLAR 8000M | 6084.75 | 2008-03-01 | 0
TX CHILDRENS | KN221634 | L2G42703G | MAINFRAME, PATIENT MONITORING | GE Medical Systems Information Tech Inc | SOLAR 8000M | 6084.75 | 2008-03-01 | 0
TX CHILDRENS | KN221608 | L2G42677G | MAINFRAME, PATIENT MONITORING | GE Medical Systems Information Tech Inc | SOLAR 8000M | 6084.75 | 2008-03-01 | 0
TX CHILDRENS | KN221088 | K2RF4281G | MAINFRAME, PATIENT MONITORING | GE Medical Systems Information Tech Inc | UNITYVIEW S8K | 6084.75 | 2008-03-01 | 0
TX CHILDRENS | BE00110050 | C18998047A | PHOTO DIODE ARRAY DETECTOR | WATERS TECHNOLOGIES CORPORATIONS | 2998 | 6082.6 | 2019-03-21 | 4148.55
TX CHILDRENS | BE00086765 | ALF16J47 | CENTRIFUGE, REFRIGERATED | BECKMAN COULTER INC - SERVICE AGREEMENT | ALLEGRA X-14R | 6082 | 2017-12-19 | 0
TX CHILDRENS | BE00086766 | ALF16J46 | CENTRIFUGE, REFRIGERATED | BECKMAN COULTER INC - SERVICE AGREEMENT | ALLEGRA X-14R | 6082 | 2017-12-19 | 0
TX CHILDRENS | BE00100527 | 7B46513 | MICROSCOPE | OLYMPUS AMERICA INC | BX43F | 6081.92 | 2018-04-30 | 0
TX CHILDRENS | BE00100528 | 6H44798 | MICROSCOPE | OLYMPUS AMERICA INC | BX43F | 6081.92 | 2018-04-30 | 0
TX CHILDRENS | BE00126650 | ASTD-0961 | ANESTHETIC VAPORIZER | DRAEGER MEDICAL INC | SEVO 3000 | 6080.83 | 2025-07-17 | 0
TX CHILDRENS | BE00126654 | ASTD-0962 | ANESTHETIC VAPORIZER | DRAEGER MEDICAL INC | SEVO 3000 | 6080.83 | 2025-07-17 | 0
TX CHILDRENS | BE00126652 | ASTD-0963 | ANESTHETIC VAPORIZER | DRAEGER MEDICAL INC | SEVO 3000 | 6080.83 | 2025-07-17 | 0
TX CHILDRENS | BE00035198 | 098048B0512026 | CHAIR, EXAM | RELIANCE MEDICAL PRODUCTS, INC | 980H | 6080 | 2013-07-04 | 0
TX CHILDRENS | BE00034908 | 098048B0512027 | CHAIR, EXAM | RELIANCE MEDICAL PRODUCTS, INC | 980H | 6080 | 2013-07-04 | 0
TX CHILDRENS | BE00035197 | 098048B0512016 | CHAIR, EXAM | RELIANCE MEDICAL PRODUCTS, INC | 980H | 6080 | 2013-07-04 | 0
TX CHILDRENS | BE00034732 | L20134951219 | WAVELENGTH DETECTOR | SHIMADZU SCIENTIFIC INSTRUMENT | SPD-20A | 6075 | 2013-01-12 | 0
TX CHILDRENS | BE00014620 | 91WLPP1 | COMPUTER & PERIPHERALS | DELL MARKETING LP | E5510 | 6064.93 | 2013-09-19 | 0
TX CHILDRENS | BE00011454 | 9YD05N1 | COMPUTER & PERIPHERALS | HEWLETT PACKARD | E5500 | 6064.93 | 2010-09-08 | 0
TX CHILDRENS | BE00109207 | GEDC1375 | TREADMILL AND ACCESSORIES | GE Medical Systems Information Tech Inc | T2100-ST2 | 6056.4 | 2019-07-10 | 0
TX CHILDRENS | BE00109205 | GEDC1359 | TREADMILL AND ACCESSORIES | GE Medical Systems Information Tech Inc | T2100-ST2 | 6056.4 | 2019-07-10 | 0
TX CHILDRENS | BE00060828 | 380418 | CONTROL MODULE/PANEL | LEICA MICROSYSTEMS INC | CTR HS | 6055 | 2015-01-14 | 0
TX CHILDRENS | BE00117036 | 1155023801211221 | VACUUM CENTRIFUGE | SAVANT INSTRUMENTS, INC. | DNA130 | 6050.75 | 2023-03-21 | 0
TX CHILDRENS | KN154395 | 8WG8M81 | COMPUTER & PERIPHERALS | DELL MARKETING LP | GX620 | 6045 | 2008-11-30 | 0
TX CHILDRENS | BE00125872 | M00121597 | NONINVASIVE BP MANAGEMENT SYST | SUNTECH MEDICAL INC | TANGO M2 | 6037.5 | 2026-03-20 | 0
TX CHILDRENS | BE00060907 | MP922787 | ELECTRO-KINETIC TRANSFECTION SYS | LIFE TECHNOLOGIES CORPORATION | MPK5000 | 6035 | 2015-06-08 | 0
TX CHILDRENS | BE00035684 | 812881 | LAB ELECTROPHYSIOLOGY EQ. | MOLECULAR DEVICES LLC | DD1440 | 6035 | 2014-01-03 | 0
TX CHILDRENS | BE00118696 | V2454062 | CHAIR, EXAM | RITTER MIDWEST DIV SYBRON CORP |  | 6032.23 | 2023-07-06 | 0
TX CHILDRENS | KN232327 | 805S8212929 | DNA THERMAL CYCLER | APPLIED BIOSYSTEMS | 9700 | 6030.75 | 2010-10-23 | 0
TX CHILDRENS | BE00061831 | G7GM49E1412GA047 | EXERCISE EQUIP, NON-POWERED | MATRIX, INC | G7-S70 | 6027.12 | 2016-03-31 | 0
TX CHILDRENS | BE00064519 | G7GM49E1412GA045 | EXERCISE EQUIP, NON-POWERED | MATRIX, INC | G7-S70 | 6027.12 | 2016-03-31 | 0
TX CHILDRENS | BE00064375 | NONE | EXERCISE EQUIP, NON-POWERED | MATRIX, INC | G7-5709 | 6027.12 | 2016-06-08 | 0
TX CHILDRENS | BE00064117 | NONE | EXERCISE EQUIP, NON-POWERED | MATRIX, INC | G7-5709 | 6027.12 | 2016-06-08 | 0
TX CHILDRENS | BE00065826 | 41836778 | INCUBATOR CO2 | THERMO FISHER SCIENTIFIC ASHEVILLE LLC | HERACELL VIOS 160i | 6026.82 | 2016-10-25 | 0
TX CHILDRENS | BE00065848 | 41837153 | INCUBATOR CO2 | THERMO FISHER SCIENTIFIC ASHEVILLE LLC | HERACELL VIOS 160i | 6026.82 | 2016-10-25 | 0
TX CHILDRENS | BE00065825 | 41836776 | INCUBATOR CO2 | THERMO FISHER SCIENTIFIC ASHEVILLE LLC | HERACELL VIOS 160i | 6026.82 | 2016-10-25 | 0
TX CHILDRENS | BE00065827 | 41837152 | INCUBATOR CO2 | THERMO FISHER SCIENTIFIC ASHEVILLE LLC | HERACELL VIOS 160i | 6026.82 | 2016-10-25 | 0
TX CHILDRENS | BE00063783 | 14-247808 | DISPLAY, VIDEO | NATIONAL DISPLAY SYSTEMS (NDS) | SC-WU26-A1511 | 6007.36 | 2017-03-10 | 0
TX CHILDRENS | BE00063754 | 14-247793 | DISPLAY, VIDEO | NATIONAL DISPLAY SYSTEMS (NDS) | SC-WU26-A1511 | 6007.36 | 2017-03-10 | 0
TX CHILDRENS | BE00064079 | 15-248685 | DISPLAY, VIDEO | NATIONAL DISPLAY SYSTEMS (NDS) | SC-WU26-A1511 | 6007.36 | 2017-03-10 | 0
TX CHILDRENS | BE00063751 | 14-247794 | DISPLAY, VIDEO | NATIONAL DISPLAY SYSTEMS (NDS) | SC-WU26-A1511 | 6007.36 | 2017-02-06 | 0
TX CHILDRENS | BE00064074 | 14-247791 | DISPLAY, VIDEO | NATIONAL DISPLAY SYSTEMS (NDS) | SC-WU26-A1511 | 6007.36 | 2017-03-10 | 0
TX CHILDRENS | BE00063782 | 14-247797 | DISPLAY, VIDEO | NATIONAL DISPLAY SYSTEMS (NDS) | SC-WU26-A1511 | 6007.36 | 2017-03-10 | 0
TX CHILDRENS | BE00063750 | 14-247776 | DISPLAY, VIDEO | NATIONAL DISPLAY SYSTEMS (NDS) | SC-WU26-A1511 | 6007.36 | 2017-02-06 | 0
TX CHILDRENS | BE00064078 | 15-248707 | DISPLAY, VIDEO | NATIONAL DISPLAY SYSTEMS (NDS) | SC-WU26-A1511 | 6007.36 | 2017-03-10 | 0
TX CHILDRENS | BE00064043 | 14-246300 | DISPLAY, VIDEO | NATIONAL DISPLAY SYSTEMS (NDS) | SC-WU26-A1511 | 6007.36 | 2017-03-10 | 0
TX CHILDRENS | BE00064076 | 14-246266 | DISPLAY, VIDEO | NATIONAL DISPLAY SYSTEMS (NDS) | SC-WU26-A1511 | 6007.36 | 2017-03-10 | 0
TX CHILDRENS | BE00064047 | 14-246342 | DISPLAY, VIDEO | NATIONAL DISPLAY SYSTEMS (NDS) | SC-WU26-A1511 | 6007.36 | 2017-03-10 | 0
TX CHILDRENS | BE00100541 | 14-247799 | DISPLAY, VIDEO | NATIONAL DISPLAY SYSTEMS (NDS) | SC-WU26-A1511 | 6007.36 | 2017-05-03 | 0
TX CHILDRENS | BE00064080 | 15-248686 | DISPLAY, VIDEO | NATIONAL DISPLAY SYSTEMS (NDS) | SC-WU26-A1511 | 6007.36 | 2017-03-10 | 0
TX CHILDRENS | BE00063755 | 14-247796 | DISPLAY, VIDEO | NATIONAL DISPLAY SYSTEMS (NDS) | SC-WU26-A1511 | 6007.36 | 2017-03-10 | 0
TX CHILDRENS | BE00131235 | 5406OH429195 | CENTRIFUGE, REFRIGERATED | Eppendorf North America Inc | 5425R | 6006 | 2026-06-22 | 0
TX CHILDRENS | BE00088952 | 0343138 | TREADMILL AND ACCESSORIES | SPORTS ART AMERICA | T655M | 6000.77 | 2017-10-03 | 0
TX CHILDRENS | BE00121821 | DK2247D00111 | EXERCISE EQUIP, POWERED | TOTAL GYM | RS ENCOMPASS | 6000.04 | 2024-10-03 | 0
TX CHILDRENS | BE00103429 | PS1264 | DISPLAY, FLAT PANEL, TOUCH | KARL STORZ ENDOSCOPY-AMERICA INC | 200907 21 | 6000 | 2019-03-19 | 0
TX CHILDRENS | KN217638 | 95030P3300357 | DISPLAY, VIDEO | AMX CORPORATION | AXT-CA10 | 6000 | 2001-07-01 | 0
TX CHILDRENS | HTMUS-226416YP6 | 226416YP6 | PROBE, CURVED LINEAR - LINEAR | GE Precision Healthcare LLC | C1-5-D | 6000 | 2023-04-10 | 0
TX CHILDRENS | HTMFS-2112068 | 2112068 | PROBE, ENDO | OLYMPUS AMERICA INC | SIF Q 180 | 6000 | 2023-06-27 | 0
TX CHILDRENS | HTMFS-2042087 | 2042087 | PROBE, BRONC | OLYMPUS AMERICA INC | BF-P180 | 6000 | 2023-03-28 | 0
TX CHILDRENS | KN223877 | L1783-D | OPHTHALMOSCOPE, LASER INDIRECT | IRIDEX MEDICAL INSTRUMENTS | INDIRECT | 6000 | 2006-11-29 | 0
TX CHILDRENS | HTMUS-626183WX8 | 626183WX8 | PROBE, ENDO | GE Precision Healthcare LLC | IC5-9-D | 6000 | 2023-02-15 | 0
TX CHILDRENS | BE00062490 | G3M510D1406GC020 | EXERCISE EQUIP, NON-POWERED | MATRIX, INC | 03MSFT3P | 6000 | 2014-12-02 | 0
TX CHILDRENS | BE00117325 | S1HRM3HN100003E | ULTRASOUND, COLOR FLOW | SAMSUNG | HERAW10 | 6000 | 2022-05-02 | 0
TX CHILDRENS | BE00108786 | RS1050 | INSUFFLATOR, ENDOSCOPIC | KARL STORZ ENDOSCOPY-AMERICA INC | UI 500 | 6000 | 2019-05-02 | 0
TX CHILDRENS | KN195614 | 97C185 | VISUAL ACUITY CHART | MENTOR CORP | 22-4805 | 6000 | 1998-04-21 | 0
TX CHILDRENS | BE00102877 | FRAQF | RECORDER, PILLCAM | GIVEN IMAGING INC | 50100500 | 6000 | 2018-12-25 | 0
TX CHILDRENS | BE00013468 | 6682490 | SMART ANESTHESIA MULTI-GAS MODULE | GE Medical Systems Information Tech Inc | E-CAiO | 6000 | 2012-04-24 | 0
TX CHILDRENS | BE00013466 | 6682483 | SMART ANESTHESIA MULTI-GAS MODULE | GE Medical Systems Information Tech Inc | E-CAiO | 6000 | 2012-04-24 | 0
TX CHILDRENS | HTMUS-639286WX4 | 639286WX4 | PROBE, CURVED LINEAR - LINEAR | GE Precision Healthcare LLC | L10-22-RS | 6000 | 2023-05-01 | 0
TX CHILDRENS | BE00108834 | RS1061 | INSUFFLATOR, ENDOSCOPIC | KARL STORZ ENDOSCOPY-AMERICA INC | UI 500 | 6000 | 2019-05-02 | 0
TX CHILDRENS | BE00088464 | 16-267599 | DISPLAY, VIDEO | NATIONAL DISPLAY SYSTEMS (NDS) | SC-WU26-A1511 | 6000 | 2018-03-13 | 0
TX CHILDRENS | HTMUS-272366YP6 | 272366YP6 | PROBE, CURVED LINEAR - LINEAR | GE Precision Healthcare LLC | C1-5-D | 6000 | 2024-11-04 | 0
TX CHILDRENS | HTMFS-2033342 | 2033342 | PROBE, ENDO | OLYMPUS AMERICA INC | SIF Q 180 | 6000 | 2023-06-27 | 0
TX CHILDRENS | HTMUS-22402174 | 22402174 | PROBE, PHASED ARRAY | GE Precision Healthcare LLC | S1-5 | 6000 | 2023-02-15 | 0
TX CHILDRENS | BE00102910 | VT44372 | ANESTHESIA MONITOR | ASPECT MEDICAL SYSTEMS | BIS | 6000 | 2022-12-21 | 0
TX CHILDRENS | KN223876 | L2433 | OPHTHALMOSCOPE, LASER INDIRECT | IRIDEX MEDICAL INSTRUMENTS | INDIRECT | 6000 | 2006-11-29 | 0
TX CHILDRENS | BE00058693 | 06087 | SURGICAL CAMERA & ACCESSORIES | TRUPHATEK INC | PCD4190 | 6000 | 2014-05-29 | 0
TX CHILDRENS | HTMUS-93991YP8 | 93991YP8 | PROBE, CURVED LINEAR - LINEAR | GE Precision Healthcare LLC | C1-5-D | 6000 | 2023-02-15 | 0
TX CHILDRENS | KN194837 | NONE | ANALYZER | NOT APPLICABLE | RLS-9100 | 6000 | 1996-04-16 | 0
TX CHILDRENS | BE00088470 | 16-267588 | DISPLAY, VIDEO | NATIONAL DISPLAY SYSTEMS (NDS) | SC-WU26-A1511 | 6000 | 2018-03-13 | 0
TX CHILDRENS | BE00013483 | 6684539 | SMART ANESTHESIA MULTI-GAS MODULE | GE Medical Systems Information Tech Inc | E-CAiO | 6000 | 2012-04-24 | 0
TX CHILDRENS | HTMUS-196775WP1 | 196775WP1 | PROBE, CURVED LINEAR - LINEAR | GE Precision Healthcare LLC | 9L-D | 6000 | 2023-03-17 | 0
TX CHILDRENS | BE00100930 | 5600070 | KERATOMETER | NIDEK INCORPORATED | HANDYREF-K | 6000 | 2017-08-24 | 0
TX CHILDRENS | HTMUS-1000984WX3 | 1000984WX3 | PROBE, CURVED LINEAR - LINEAR | GE Precision Healthcare LLC | IC5-9-RS | 6000 | 2023-02-22 | 0
TX CHILDRENS | BE00010111 | MHD07G007 | CENTRIFUGE, REFRIGERATED | BECKMAN COULTER INC - SERVICE AGREEMENT | MICROFUGE 22R | 6000 | 2009-10-07 | 0
TX CHILDRENS | BE00033186 | 10-166052 | DISPLAY, VIDEO | NATIONAL DISPLAY SYSTEMS (NDS) | SC-WU26-A1515 | 6000 | 2012-03-20 | 0
TX CHILDRENS | HTMUS-255200KR8 | 255200KR8 | PROBE, ENDO | GE Precision Healthcare LLC | RIC5-9-D | 6000 | 2023-04-25 | 0
TX CHILDRENS | BE00013460 | 6682438 | SMART ANESTHESIA MULTI-GAS MODULE | GE Medical Systems Information Tech Inc | E-CAiO | 6000 | 2012-04-24 | 0
TX CHILDRENS | HTMUS-229830KR5 | 229830KR5 | PROBE, ENDO | GE Precision Healthcare LLC | RIC5-9-D | 6000 | 2023-02-15 | 0
TX CHILDRENS | BE00013459 | 6682431 | SMART ANESTHESIA MULTI-GAS MODULE | GE Medical Systems Information Tech Inc | E-CAiO | 6000 | 2012-04-24 | 0
TX CHILDRENS | BE00064501 | VT18117 | ANESTHESIA MONITOR | ASPECT MEDICAL SYSTEMS | BIS VISTA | 6000 | 2016-07-05 | 0
TX CHILDRENS | BE00108956 | NR 14401 | LARYNGOSCOPE | KARL STORZ ENDOSCOPY-AMERICA INC | 8403 ZX | 6000 | 2020-11-06 | 0
TX CHILDRENS | BE00013476 | 6684433 | SMART ANESTHESIA MULTI-GAS MODULE | GE Medical Systems Information Tech Inc | E-CAiO | 6000 | 2012-04-24 | 0
TX CHILDRENS | HTMUS-30602501 | 30602501 | PROBE, PHASED ARRAY | GE Precision Healthcare LLC | S1-5 | 6000 | 2023-02-15 | 0
TX CHILDRENS | BE00108802 | RS1068 | INSUFFLATOR, ENDOSCOPIC | KARL STORZ ENDOSCOPY-AMERICA INC | UI 500 | 6000 | 2019-05-02 | 0
TX CHILDRENS | HTMUS-230074KR7 | 230074KR7 | PROBE, ENDO | GE Precision Healthcare LLC | RIC5-9-D | 6000 | 2023-02-15 | 0
TX CHILDRENS | BE00012958 | 10-167078 | DISPLAY, VIDEO | NATIONAL DISPLAY SYSTEMS (NDS) | SC-WU26-A1515 | 6000 | 2012-03-20 | 0
TX CHILDRENS | BE00065361 | SE10545 | TIMER, COAGULATION | INTERNATIONAL TECHNIDYNE CORP. | SIGNATURE ELITE | 6000 | 2016-11-12 | 0
TX CHILDRENS | BE00108754 | RS1067 | INSUFFLATOR, ENDOSCOPIC | KARL STORZ ENDOSCOPY-AMERICA INC | UI 500 | 6000 | 2019-05-02 | 0
TX CHILDRENS | KN211595 | M011776439501GL | PULM FUNCTION DATA CALCULATOR | VIASYS (SENSORMEDICS) | JLAB | 6000 | 2006-04-25 | 0
TX CHILDRENS | KN7003135 | 305040650 | CENTRIFUGE | JOUAN INC. | C4i | 6000 | 2008-08-16 | 0
TX CHILDRENS | KN223879 | 1064961 | OPHTHALMOSCOPE, LASER INDIRECT | IRIDEX MEDICAL INSTRUMENTS | INDIRECT | 6000 | 2006-11-30 | 0
TX CHILDRENS | HTMFS-2801063 | 2801063 | PROBE, BRONC | OLYMPUS AMERICA INC | BF-3C160 | 6000 | 2023-06-27 | 0
TX CHILDRENS | BE00013482 | 6684527 | SMART ANESTHESIA MULTI-GAS MODULE | GE Medical Systems Information Tech Inc | E-CAiO | 6000 | 2012-04-24 | 0
TX CHILDRENS | BE00013480 | 6684470 | SMART ANESTHESIA MULTI-GAS MODULE | GE Medical Systems Information Tech Inc | E-CAiO | 6000 | 2012-04-24 | 0
TX CHILDRENS | BE00106069 | 1634500383 | BATTERY CHARGER | STRYKER CORP | 7110-120-000 | 6000 | 2024-01-20 | 0
TX CHILDRENS | BE00013478 | 6684463 | SMART ANESTHESIA MULTI-GAS MODULE | GE Medical Systems Information Tech Inc | E-CAiO | 6000 | 2012-04-24 | 0
TX CHILDRENS | BE00109657 | 130260010315 | BATTERY CHARGER | STRYKER CORP | 408-655-200 | 6000 | 2019-01-16 | 0
TX CHILDRENS | BE00102909 | VT44498 | ANESTHESIA MONITOR | ASPECT MEDICAL SYSTEMS | BIS | 6000 | 2022-12-21 | 0
TX CHILDRENS | BE00033993 | 1111134875 | ELECTROSURG CUT & COAG DEVICE | ETHICON US LLC | GEN11 | 6000 | 2012-09-18 | 0
TX CHILDRENS | HTMUS-271731KR2 | 271731KR2 | PROBE, ENDO | GE Precision Healthcare LLC | RIC5-9-D | 6000 | 2023-02-24 | 0
TX CHILDRENS | BE00120294 | A202208232029271 | PATIENT LIFT | HANDICARE USA INC | A-625 | 6000 | 2024-01-30 | 0
TX CHILDRENS | BE00088462 | 16-267613 | DISPLAY, VIDEO | NATIONAL DISPLAY SYSTEMS (NDS) | SC-WU26-A1511 | 6000 | 2018-03-13 | 0
TX CHILDRENS | BE00120295 | A202208232029273 | PATIENT LIFT | HANDICARE USA INC | A-625 | 6000 | 2023-12-20 | 0
TX CHILDRENS | BE00102874 | VT44493 | ANESTHESIA MONITOR | ASPECT MEDICAL SYSTEMS | BIS | 6000 | 2022-12-21 | 0
TX CHILDRENS | BE00013469 | 6682495 | SMART ANESTHESIA MULTI-GAS MODULE | GE Medical Systems Information Tech Inc | E-CAiO | 6000 | 2012-04-24 | 0
TX CHILDRENS | BE00106068 | 1634500263 | BATTERY CHARGER | STRYKER CORP | 7110-120-000 | 6000 | 2019-01-16 | 0
TX CHILDRENS | HTMUS-884626WX3 | 884626WX3 | PROBE, CURVED LINEAR - LINEAR | GE Precision Healthcare LLC | L4-12T-RS | 6000 | 2023-05-01 | 0
TX CHILDRENS | BE00117342 | B00148 | ULTRASOUND, COLOR FLOW | GE Precision Healthcare LLC | VOLUSON i | 6000 | 2022-05-02 | 0
TX CHILDRENS | BE00102876 | VT44548 | ANESTHESIA MONITOR | ASPECT MEDICAL SYSTEMS | BIS | 6000 | 2022-12-21 | 0
TX CHILDRENS | HTMUS-265441KR6 | 265441KR6 | PROBE, ENDO | GE Precision Healthcare LLC | RIC6-12-D | 6000 | 2024-08-16 | 0
TX CHILDRENS | KN228439 | VT07395 | ANESTHESIA MONITOR | ASPECT MEDICAL SYSTEMS | BIS VISTA | 6000 | 2009-08-04 | 0
TX CHILDRENS | HTMUS-221074WP8 | 221074WP8 | PROBE, CURVED LINEAR - LINEAR | GE Precision Healthcare LLC | 9L-D | 6000 | 2023-03-09 | 0
TX CHILDRENS | BE00108954 | VS 12936 | LARYNGOSCOPE | KARL STORZ ENDOSCOPY-AMERICA INC | 8403 ZX | 6000 | 2020-04-09 | 0
TX CHILDRENS | BE00082663 | N762510-9 | ASPIRATOR | GYRUS ENT LLC | VC-10 | 6000 | 2016-04-29 | 0
TX CHILDRENS | HTMUS-281654KR4 | 281654KR4 | PROBE, ENDO | GE Precision Healthcare LLC | RIC5-9-D | 6000 | 2024-11-04 | 0
TX CHILDRENS | BE00033989 | 1111133056 | ELECTROSURG CUT & COAG DEVICE | ETHICON US LLC | GEN11 | 6000 | 2012-09-18 | 0
TX CHILDRENS | BE00088468 | 16-267753 | DISPLAY, VIDEO | NATIONAL DISPLAY SYSTEMS (NDS) | SC-WU26-A1511 | 6000 | 2018-03-13 | 0
TX CHILDRENS | HTMUS-004069WP6 | 004069WP6 | PROBE, CURVED LINEAR - LINEAR | GE Precision Healthcare LLC | 9L-D | 6000 | 2023-02-15 | 0
TX CHILDRENS | HTMUS-93918YP1 | 93918YP1 | PROBE, CURVED LINEAR - LINEAR | GE Precision Healthcare LLC | C1-5-D | 6000 | 2023-02-15 | 0
TX CHILDRENS | BE00082811 | N976794-3 | ASPIRATOR | GYRUS ENT LLC | VC-10 | 6000 | 2016-05-16 | 0
TX CHILDRENS | HTMUS-204195WX2 | 204195WX2 | PROBE, ENDO | GE Precision Healthcare LLC | IC5-9-D | 6000 | 2023-02-15 | 0
TX CHILDRENS | HTMUS-199509KR1 | 199509KR1 | PROBE, ENDO | GE Precision Healthcare LLC | RIC6-12-D | 6000 | 2024-11-04 | 0
TX CHILDRENS | BE00102873 | VT44530 | ANESTHESIA MONITOR | ASPECT MEDICAL SYSTEMS | BIS | 6000 | 2022-12-21 | 0
TX CHILDRENS | BE00033994 | 1111134980 | ELECTROSURG CUT & COAG DEVICE | ETHICON US LLC | GEN11 | 6000 | 2012-09-18 | 0
TX CHILDRENS | BE00038231 | 73781248 | TEST EQUIPMENT,NON-PATIENT | BC GROUP INTERNATIONAL | ESU 2400 | 6000 | 2015-05-20 | 0
TX CHILDRENS | BE00117333 | S1HRM3HMB00013M | ULTRASOUND, COLOR FLOW | SAMSUNG | HERAW10 | 6000 | 2022-05-02 | 0
TX CHILDRENS | BE00033992 | 1111134850 | ELECTROSURG CUT & COAG DEVICE | ETHICON US LLC | GEN11 | 6000 | 2012-09-18 | 0
TX CHILDRENS | KN231948 | 308080042 | CENTRIFUGE | SORVALL (BIOMED PRODUCTS DEPT) | SORVALL T3 | 6000 | 2009-04-09 | 0
TX CHILDRENS | HTMUS-109318KR6 | 109318KR6 | PROBE, ENDO | GE Precision Healthcare LLC | RIC6-12-D | 6000 | 2024-11-04 | 0
TX CHILDRENS | BE00013461 | 6682454 | SMART ANESTHESIA MULTI-GAS MODULE | GE Medical Systems Information Tech Inc | E-CAiO | 6000 | 2012-04-24 | 0
TX CHILDRENS | KN217616 | 95030H0110635 | DISPLAY, VIDEO | AMX CORPORATION | AXT-CA10 | 6000 | 2001-07-01 | 0
TX CHILDRENS | KN217614 | 95030H1410764 | DISPLAY, VIDEO | AMX CORPORATION | AXT-CA10 | 6000 | 2001-07-01 | 0
TX CHILDRENS | KN225524 | VT04385 | ANESTHESIA MONITOR | ASPECT MEDICAL SYSTEMS | BIS VISTA | 6000 | 2010-03-16 | 0
TX CHILDRENS | BE00013454 | 6676596 | SMART ANESTHESIA MULTI-GAS MODULE | GE Medical Systems Information Tech Inc | E-CAiO | 6000 | 2012-04-24 | 0
TX CHILDRENS | HTMUS-150844KR9 | 150844KR9 | PROBE, ENDO | GE Precision Healthcare LLC | RIC5-9-D | 6000 | 2024-11-04 | 0
TX CHILDRENS | BE00108818 | RS1062 | INSUFFLATOR, ENDOSCOPIC | KARL STORZ ENDOSCOPY-AMERICA INC | UI 500 | 6000 | 2019-05-02 | 0
TX CHILDRENS | BE00013474 | 6684424 | SMART ANESTHESIA MULTI-GAS MODULE | GE Medical Systems Information Tech Inc | E-CAiO | 6000 | 2012-04-24 | 0
TX CHILDRENS | BE00033991 | 1111134354 | ELECTROSURG CUT & COAG DEVICE | ETHICON US LLC | GEN11 | 6000 | 2012-09-18 | 0
TX CHILDRENS | KN215371 | 98110004008 | CHAIR, EXAM | ENHANCED MEDICAL SERVICES LLC | 980H | 6000 | 2001-08-28 | 0
TX CHILDRENS | BE00013475 | 6684432 | SMART ANESTHESIA MULTI-GAS MODULE | GE Medical Systems Information Tech Inc | E-CAiO | 6000 | 2012-04-24 | 0
TX CHILDRENS | BE00033990 | 1111134354 | ELECTROSURG CUT & COAG DEVICE | ETHICON US LLC | GEN11 | 6000 | 2012-09-18 | 0
TX CHILDRENS | HTMUS-230105KR9 | 230105KR9 | PROBE, ENDO | GE Precision Healthcare LLC | RIC5-9-D | 6000 | 2023-04-25 | 0
TX CHILDRENS | HTMUS-276771KR3 | 276771KR3 | PROBE, ENDO | GE Precision Healthcare LLC | RIC5-9-D | 6000 | 2023-02-24 | 0
TX CHILDRENS | BE00106067 | 1634500163 | BATTERY CHARGER | STRYKER CORP | 7110-120-000 | 6000 | 2019-01-16 | 0
TX CHILDRENS | BE00010392 | 309030001 | CENTRIFUGE | SORVALL (BIOMED PRODUCTS DEPT) | SORVALL T3 | 6000 | 2009-12-23 | 0
TX CHILDRENS | HTMUS-235546KR9 | 235546KR9 | PROBE, ENDO | GE Precision Healthcare LLC | RIC5-9-D | 6000 | 2023-04-17 | 0
TX CHILDRENS | BE00102875 | VT44490 | ANESTHESIA MONITOR | ASPECT MEDICAL SYSTEMS | BIS | 6000 | 2022-12-21 | 0
TX CHILDRENS | BE00013467 | 6682485 | SMART ANESTHESIA MULTI-GAS MODULE | GE Medical Systems Information Tech Inc | E-CAiO | 6000 | 2012-04-24 | 0
TX CHILDRENS | BE00103463 | WS1552 | INSUFFLATOR, ENDOSCOPIC | KARL STORZ ENDOSCOPY-AMERICA INC | UI 500 | 6000 | 2018-04-06 | 0
TX CHILDRENS | BE00088465 | 16-267624 | DISPLAY, VIDEO | NATIONAL DISPLAY SYSTEMS (NDS) | SC-WU26-A1511 | 6000 | 2018-03-13 | 0
TX CHILDRENS | BE00103464 | ZS1822 | INSUFFLATOR, ENDOSCOPIC | KARL STORZ ENDOSCOPY-AMERICA INC | UI 500 | 6000 | 2018-04-06 | 0
TX CHILDRENS | BE00117420 | (21)GI1007758 | OTOACOUSTIC EMISSION DEVICE | LUCAS GRASON STADLER (GSI) | CORTI | 6000 | 2022-06-29 | 0
TX CHILDRENS | 16169 | CU0004957 | PACEMAKER, EXTERNAL | MEDTRONIC, INC. | 5328 | 6000 | 1987-09-18 | 0
TX CHILDRENS | BE00115471 | ALF15G22 | CENTRIFUGE, REFRIGERATED | BECKMAN COULTER INC - SERVICE AGREEMENT | ALLEGRA X-14R | 6000 | 2021-06-28 | 0
TX CHILDRENS | BE00013456 | 6676641 | SMART ANESTHESIA MULTI-GAS MODULE | GE Medical Systems Information Tech Inc | E-CAiO | 6000 | 2012-04-24 | 0
TX CHILDRENS | HTMUS-174426YP7 | 174426YP7 | PROBE, CURVED LINEAR - LINEAR | GE Precision Healthcare LLC | C1-5-D | 6000 | 2024-11-04 | 0
TX CHILDRENS | BE00126859 | 738027 | SPIROMETER DIAGNOSTIC | JAEGER MEDICAL INSTRUMENTS | MS-IOS | 6000 | 2016-12-15 | 0
TX CHILDRENS | BE00088461 | 16-267585 | DISPLAY, VIDEO | NATIONAL DISPLAY SYSTEMS (NDS) | SC-WU26-A1511 | 6000 | 2018-03-13 | 0
TX CHILDRENS | BE00120226 | VT03481 | ANESTHESIA MONITOR | ASPECT MEDICAL SYSTEMS | BIS VISTA | 6000 | 2024-05-31 | 0
TX CHILDRENS | BE00013479 | 6684468 | SMART ANESTHESIA MULTI-GAS MODULE | GE Medical Systems Information Tech Inc | E-CAiO | 6000 | 2012-04-24 | 0
TX CHILDRENS | BE00013465 | 6682480 | SMART ANESTHESIA MULTI-GAS MODULE | GE Medical Systems Information Tech Inc | E-CAiO | 6000 | 2012-04-24 | 0
TX CHILDRENS | BE00103462 | ZS1815 | INSUFFLATOR, ENDOSCOPIC | KARL STORZ ENDOSCOPY-AMERICA INC | UI 500 | 6000 | 2018-04-06 | 0
TX CHILDRENS | HTMUS-282436KR5 | 282436KR5 | PROBE, ENDO | GE Precision Healthcare LLC | RIC5-9-D | 6000 | 2023-02-15 | 0
TX CHILDRENS | THI001875 | 1829606003 | BATTERY CHARGER | STRYKER CORP | 7110-120-000 | 6000 | 2023-03-02 | 0
TX CHILDRENS | BE00013477 | 6684438 | SMART ANESTHESIA MULTI-GAS MODULE | GE Medical Systems Information Tech Inc | E-CAiO | 6000 | 2020-04-12 | 0
TX CHILDRENS | KN190946 | SXA93C33 | CENTRIFUGE | BECKMAN COULTER INC - SERVICE AGREEMENT | SPINCRON 15 | 6000 | 1994-07-14 | 0
TX CHILDRENS | BE00013462 | 6682460 | SMART ANESTHESIA MULTI-GAS MODULE | GE Medical Systems Information Tech Inc | E-CAiO | 6000 | 2012-04-24 | 0
TX CHILDRENS | HTMUS-150151YP9 | 150151YP9 | PROBE, CURVED LINEAR - LINEAR | GE Precision Healthcare LLC | C1-5-D | 6000 | 2024-11-04 | 0
TX CHILDRENS | HTMUS-67136YP2 | 67136YP2 | PROBE, CURVED LINEAR - LINEAR | GE Precision Healthcare LLC | C1-5-D | 6000 | 2024-11-04 | 0
TX CHILDRENS | BE00013464 | 6682474 | SMART ANESTHESIA MULTI-GAS MODULE | GE Medical Systems Information Tech Inc | E-CAiO | 6000 | 2012-04-24 | 0
TX CHILDRENS | KN224076 | 675343 | MICROSCOPE | NIKON INSTRUMENT INC | ECLIPSE E400 | 6000 | 2007-04-18 | 0
TX CHILDRENS | BE00100836 | 1702023393 | BATTERY CHARGER | STRYKER CORP | 7110-120-000 | 6000 | 2018-02-15 | 0
TX CHILDRENS | BE00013472 | 6682521 | SMART ANESTHESIA MULTI-GAS MODULE | GE Medical Systems Information Tech Inc | E-CAiO | 6000 | 2012-04-24 | 0
TX CHILDRENS | HTMFS-2042091 | 2042091 | PROBE, BRONC | OLYMPUS AMERICA INC | BF-P180 | 6000 | 2023-03-28 | 0
TX CHILDRENS | HTMUS-109647WP8 | 109647WP8 | PROBE, CURVED LINEAR - LINEAR | GE Precision Healthcare LLC | 9L-D | 6000 | 2023-02-15 | 0
TX CHILDRENS | BE00108770 | RS1058 | INSUFFLATOR, ENDOSCOPIC | KARL STORZ ENDOSCOPY-AMERICA INC | UI 500 | 6000 | 2019-05-02 | 0
TX CHILDRENS | BE00088471 | 16-267606 | DISPLAY, VIDEO | NATIONAL DISPLAY SYSTEMS (NDS) | SC-WU26-A1511 | 6000 | 2018-03-13 | 0
TX CHILDRENS | KN224077 | 676171 | MICROSCOPE | NIKON INSTRUMENT INC | ECLIPSE E400 | 6000 | 2007-04-18 | 0
TX CHILDRENS | BE00061794 | SA313304267GR | LIM SUPERCARTRIDGE ECG BP TMP | GE Medical Systems Information Tech Inc | PDM | 6000 | 2015-09-18 | 0
TX CHILDRENS | HTMUS-95815YP7 | 95815YP7 | PROBE, CURVED LINEAR - LINEAR | GE Precision Healthcare LLC | C1-5-D | 6000 | 2023-02-15 | 0
TX CHILDRENS | KN188619 | 12314 | VIDEO PRINTER, COLOR S-VHS | SONY CORPORATION-SVCE CENTER | UP-3000 | 6000 | 1992-11-21 | 0
TX CHILDRENS | BE00013481 | 6684511 | SMART ANESTHESIA MULTI-GAS MODULE | GE Medical Systems Information Tech Inc | E-CAiO | 6000 | 2012-04-24 | 0
TX CHILDRENS | BE00103461 | ZS1820 | INSUFFLATOR, ENDOSCOPIC | KARL STORZ ENDOSCOPY-AMERICA INC | UI 500 | 6000 | 2018-04-06 | 0
TX CHILDRENS | BE00012451 | 10110025 | TABLE, TILTING, EPS | BIODEX MEDICAL SYSTEMS INC | 058-700 | 6000 | 2012-02-08 | 0
TX CHILDRENS | BE00109654 | NR 14401 | LARYNGOSCOPE | KARL STORZ ENDOSCOPY-AMERICA INC | 8403 ZX | 6000 | 2019-01-16 | 0
TX CHILDRENS | BE00130152 | 241823124 | HYBRIDIZER | ABBOTT MOLECULAR | S500-12 | 6000 | 2026-03-20 | 0
TX CHILDRENS | HTMUS-407211WX2 | 407211WX2 | PROBE, CURVED LINEAR - LINEAR | GE Precision Healthcare LLC | L4-12T-RS | 6000 | 2023-05-01 | 0
TX CHILDRENS | BE00103196 | FRAPT | RECORDER, PILLCAM | GIVEN IMAGING INC | 50100500 | 6000 | 2018-12-25 | 0
TX CHILDRENS | HTMUS-27037YP6 | 270372YP6 | PROBE, CURVED LINEAR - LINEAR | GE Precision Healthcare LLC | C1-5-D | 6000 | 2023-04-10 | 0
TX CHILDRENS | BE00013458 | 6679840 | SMART ANESTHESIA MULTI-GAS MODULE | GE Medical Systems Information Tech Inc | E-CAiO | 6000 | 2012-04-24 | 0
TX CHILDRENS | KN223878 | L1563 | OPHTHALMOSCOPE, LASER INDIRECT | IRIDEX MEDICAL INSTRUMENTS | INDIRECT | 6000 | 2006-11-29 | 0
TX CHILDRENS | BE00064346 | E126475 | TRANSILLUMINATOR | U.V.P. INC | GEL DOC-IT 310 | 6000 | 2016-07-15 | 0
TX CHILDRENS | HTMFS-2801060 | 2801060 | PROBE, BRONC | OLYMPUS AMERICA INC | BF-3C160 | 6000 | 2023-06-27 | 0
TX CHILDRENS | BE00108955 | NR 14394 | LARYNGOSCOPE | KARL STORZ ENDOSCOPY-AMERICA INC | 8403 ZX | 6000 | 2019-10-29 | 0
TX CHILDRENS | BE00063408 | EB111453 | VACUUM PUMP | WELCH-IIMVAC-GARDNER DENVER-KKR | 202701 | 6000 | 2014-12-29 | 0
TX CHILDRENS | BE00103428 | PS1393 | DISPLAY, FLAT PANEL, TOUCH | KARL STORZ ENDOSCOPY-AMERICA INC | 200907 21 | 6000 | 2019-03-19 | 0
TX CHILDRENS | BE00013453 | 6674119 | SMART ANESTHESIA MULTI-GAS MODULE | GE Medical Systems Information Tech Inc | E-CAiO | 6000 | 2012-04-24 | 0
TX CHILDRENS | HTMUS-223403KR7 | 223403KR7 | PROBE, ENDO | GE Precision Healthcare LLC | RIC5-9-D | 6000 | 2024-11-04 | 0
TX CHILDRENS | BE00088467 | 16-267607 | DISPLAY, VIDEO | NATIONAL DISPLAY SYSTEMS (NDS) | SC-WU26-A1511 | 6000 | 2018-03-13 | 0
TX CHILDRENS | HTMUS-286166YP4 | 286166YP4 | PROBE, CURVED LINEAR - LINEAR | GE Precision Healthcare LLC | C1-5-D | 6000 | 2023-02-15 | 0
TX CHILDRENS | BE00117328 | S1HRM3HN100011A | ULTRASOUND, COLOR FLOW | SAMSUNG | HERAW10 | 6000 | 2022-05-02 | 0
TX CHILDRENS | BE00035347 | 5811-0034047 | CENTRIFUGE, REFRIGERATED | Eppendorf North America Inc | 5810R | 6000 | 2012-12-26 | 0
TX CHILDRENS | HTMUS-271747KR8 | 271747KR8 | PROBE, ENDO | GE Precision Healthcare LLC | RIC5-9-D | 6000 | 2024-11-04 | 0
TX CHILDRENS | BE00013463 | 6682462 | SMART ANESTHESIA MULTI-GAS MODULE | GE Medical Systems Information Tech Inc | E-CAiO | 6000 | 2012-04-24 | 0
TX CHILDRENS | BE00064861 | 330596 | CHAIR, EXAM | RELIANCE MEDICAL PRODUCTS, INC | 980H | 6000 | 2015-08-13 | 0
TX CHILDRENS | HTMUS-1305741WX9 | 1305741WX9 | PROBE, CURVED LINEAR - LINEAR | GE Precision Healthcare LLC | L10-22-RS | 6000 | 2024-01-23 | 0
TX CHILDRENS | BE00102908 | FRA07 | RECORDER, PILLCAM | GIVEN IMAGING INC | 50100500 | 6000 | 2019-01-10 | 0
TX CHILDRENS | BE00117322 | S1HRM3HN300012T | ULTRASOUND, COLOR FLOW | SAMSUNG | HERAW10 | 6000 | 2022-05-02 | 0
TX CHILDRENS | BE00109656 | 1634500223 | BATTERY CHARGER | STRYKER CORP | 7110-120-000 | 6000 | 2019-01-16 | 0
TX CHILDRENS | HTMUS-P34-142038 | P34-142038 | PROBE, PHASED ARRAY | GE Precision Healthcare LLC | 3SP-D | 6000 | 2023-02-22 | 0
TX CHILDRENS | BE00013457 | 6679804 | SMART ANESTHESIA MULTI-GAS MODULE | GE Medical Systems Information Tech Inc | E-CAiO | 6000 | 2012-04-24 | 0
TX CHILDRENS | KN217615 | 95030H1410751 | DISPLAY, VIDEO | AMX CORPORATION | AXT-CA10 | 6000 | 2001-07-01 | 0
TX CHILDRENS | BE00013470 | 6682511 | SMART ANESTHESIA MULTI-GAS MODULE | GE Medical Systems Information Tech Inc | E-CAiO | 6000 | 2012-04-24 | 0
TX CHILDRENS | HTMUS-374653WX4 | 374653WX4 | PROBE, CURVED LINEAR - LINEAR | GE Precision Healthcare LLC | L10-22-RS | 6000 | 2023-05-01 | 0
TX CHILDRENS | BE00117338 | S1HRM3HN100001X | ULTRASOUND, COLOR FLOW | SAMSUNG | HERAW10 | 6000 | 2022-05-02 | 0
TX CHILDRENS | HTMFS-250T027 | 250T027 | PROBE, ENDO | OLYMPUS AMERICA INC | PJF-160 | 6000 | 2023-06-27 | 0
TX CHILDRENS | HTMUS-243495YP9 | 243495YP9 | PROBE, CURVED LINEAR - LINEAR | GE Precision Healthcare LLC | C1-5-D | 6000 | 2023-04-17 | 0
TX CHILDRENS | BE00103427 | PS1364 | DISPLAY, FLAT PANEL, TOUCH | KARL STORZ ENDOSCOPY-AMERICA INC | 200907 21 | 6000 | 2019-03-19 | 0
TX CHILDRENS | HTMUS-110135WP1 | 110135WP1 | PROBE, CURVED LINEAR - LINEAR | GE Precision Healthcare LLC | 9L-D | 6000 | 2023-04-25 | 0
TX CHILDRENS | BE00013471 | 6682519 | SMART ANESTHESIA MULTI-GAS MODULE | GE Medical Systems Information Tech Inc | E-CAiO | 6000 | 2012-04-24 | 0
TX CHILDRENS | BE00013473 | 6682522 | SMART ANESTHESIA MULTI-GAS MODULE | GE Medical Systems Information Tech Inc | E-CAiO | 6000 | 2012-04-24 | 0
TX CHILDRENS | BE00013455 | 6676609 | SMART ANESTHESIA MULTI-GAS MODULE | GE Medical Systems Information Tech Inc | E-CAiO | 6000 | 2012-04-24 | 0
TX CHILDRENS | BE00082812 | N976794-5 | ASPIRATOR | GYRUS ENT LLC | VC-10 | 6000 | 2016-05-16 | 0
TX CHILDRENS | BE00121822 | 0439992BM | TREADMILL AND ACCESSORIES | SPORTS ART AMERICA | T655MS | 5999.99 | 2024-10-03 | 0
TX CHILDRENS | BE00113007 | 582019 | UTILITY CART | COVIDIEN LP | DD-954 | 5999.64 | 2020-12-01 | 0
TX CHILDRENS | BE00118147 | DE24802022 | ANALYZER | AGILENT TECHNOLOGIES | 2100 BIOANALYZER | 5999 | 2023-10-18 | 0
TX CHILDRENS | BE00102140 | 101209D | DISTRACTION DEVICE | TFH USA LTD | VECTA DELUXE | 5999 | 2020-08-06 | 0
TX CHILDRENS | BE00109127 | 101148D | DISTRACTION DEVICE | TFH USA LTD | VECTA DELUXE | 5999 | 2018-11-28 | 0
TX CHILDRENS | BE00088238 | 101124D | DISTRACTION DEVICE | TFH USA LTD | VECTA DELUXE | 5999 | 2019-03-13 | 0
TX CHILDRENS | BE00035443 | 26627-01X 00146 | DNA THERMAL CYCLER | BIOMEDICAL SOLUTIONS INC. | PEQSTAR 2X | 5998 | 2013-08-28 | 0
TX CHILDRENS | BE00087252 | 1608402943 | BATTERY CHARGER | STRYKER CORP | 7110-120-000 | 5997.13 | 2017-03-16 | 0
TX CHILDRENS | BE00103204 | F91704269 | BODY MASS TRACKING | BIOSPACE INC - INBODY | INBODY 270 | 5995 | 2019-02-04 | 0
TX CHILDRENS | BE00141540 | 746BR0001986 | DNA THERMAL CYCLER | BIO RAD LABORATORIES INC | PTC TEMPO 48/48 | 5995 | 2026-07-01 | 0
TX CHILDRENS | BE00115121 | XT720L-0674 | MICROSCOPE ACCESSORIES | EXCELITAS TECHNOLOGIES CORP | XT720L | 5995 | 2022-04-19 | 0
TX CHILDRENS | BE00014782 | 805S3220212 | DNA THERMAL CYCLER | APPLIED BIOSYSTEMS | 9700 | 5995 | 2015-04-15 | 0
TX CHILDRENS | KN225128 | 1131 | CHAIR, EXAM | GLOBAL SURGICAL CORPORATION | MAX128 | 5990 | 2009-04-22 | 0
TX CHILDRENS | BE00128151 | 5406MK521105 | CENTRIFUGE, REFRIGERATED | Eppendorf North America Inc | 5425R | 5990 | 2025-04-10 | 0
TX CHILDRENS | BE00011708 | 0061316 | CAMERA | OLYMPUS AMERICA INC | D21-CU | 5989 | 2011-10-06 | 0
TX CHILDRENS | THI002026 | 1787640 | TABLE, SURGICAL, AC POWERED | SHOR-LINE SCHROER MFG. CO. | 903.3131.00 | 5985 | 2023-03-06 | 0
TX CHILDRENS | THI002027 | 1785429 | TABLE, SURGICAL, AC POWERED | SHOR-LINE SCHROER MFG. CO. | 903.3131.00 | 5985 | 2023-03-06 | 0
TX CHILDRENS | KN217062 | 900329 | CAMERA | PENTAX PRECISION INSTRUMENT CORP | ENDOVISION4000 | 5980 | 2003-01-14 | 0
TX CHILDRENS | KN217427 | 5811-08621 | CENTRIFUGE, REFRIGERATED | Eppendorf North America Inc | 5810R | 5972.97 | 2004-12-01 | 0
TX CHILDRENS | BE00115864 | 35835 | WARMER, BLANKET | BLICKMAN HEALTH INDUSTRIES INC | 7921TS | 5970 | 2021-10-02 | 0
TX CHILDRENS | BE00089100 | 070025D0816028 | CHAIR, EXAM | RELIANCE MEDICAL PRODUCTS, INC | 7000L | 5970 | 2017-11-09 | 0
TX CHILDRENS | BE00089095 | 070025D0816031 | CHAIR, EXAM | RELIANCE MEDICAL PRODUCTS, INC | 7000L | 5970 | 2017-11-09 | 0
TX CHILDRENS | BE00089090 | 070025D0816030 | CHAIR, EXAM | RELIANCE MEDICAL PRODUCTS, INC | 7000L | 5970 | 2017-11-09 | 0
TX CHILDRENS | BE00115865 | 35753 | WARMER, BLANKET | BLICKMAN HEALTH INDUSTRIES INC | 7921TS | 5970 | 2021-10-02 | 0
TX CHILDRENS | BE00115863 | 35754 | WARMER, BLANKET | BLICKMAN HEALTH INDUSTRIES INC | 7921TS | 5970 | 2021-10-02 | 0
TX CHILDRENS | BE00089085 | 070025D0816034 | CHAIR, EXAM | RELIANCE MEDICAL PRODUCTS, INC | 7000L | 5970 | 2017-11-09 | 0
TX CHILDRENS | BE00089075 | 070025D0816032 | CHAIR, EXAM | RELIANCE MEDICAL PRODUCTS, INC | 7000L | 5970 | 2017-11-09 | 0
TX CHILDRENS | BE00089080 | 070025D0816033 | CHAIR, EXAM | RELIANCE MEDICAL PRODUCTS, INC | 7000L | 5970 | 2017-11-09 | 0
TX CHILDRENS | BE00087537 | SA316520001SA | LIM SUPERCARTRIDGE ECG BP TMP | GE Medical Systems Information Tech Inc | PDM | 5962.2 | 2018-01-03 | 0
TX CHILDRENS | BE00087816 | SA316520394SA | LIM SUPERCARTRIDGE ECG BP TMP | GE Medical Systems Information Tech Inc | PDM | 5962.2 | 2018-02-07 | 0
TX CHILDRENS | BE00087836 | SA316520496SA | LIM SUPERCARTRIDGE ECG BP TMP | GE Medical Systems Information Tech Inc | PDM | 5962.2 | 2018-02-07 | 0
TX CHILDRENS | BE00115234 | SPX21060356SA | LIM SUPERCARTRIDGE ECG BP TMP | GE Medical Systems Information Tech Inc | PDM | 5962.2 | 2022-09-01 | 0
TX CHILDRENS | BE00087543 | SA316520029SA | LIM SUPERCARTRIDGE ECG BP TMP | GE Medical Systems Information Tech Inc | PDM | 5962.2 | 2018-01-03 | 0
TX CHILDRENS | BE00087843 | SA317010010SA | LIM SUPERCARTRIDGE ECG BP TMP | GE Medical Systems Information Tech Inc | PDM | 5962.2 | 2018-02-07 | 0
TX CHILDRENS | BE00115233 | SPX21060317SA | LIM SUPERCARTRIDGE ECG BP TMP | GE Medical Systems Information Tech Inc | PDM | 5962.2 | 2022-09-01 | 0
TX CHILDRENS | BE00087681 | SA316520388SA | LIM SUPERCARTRIDGE ECG BP TMP | GE Medical Systems Information Tech Inc | PDM | 5962.2 | 2018-02-07 | 0
TX CHILDRENS | BE00087679 | SA316520386SA | LIM SUPERCARTRIDGE ECG BP TMP | GE Medical Systems Information Tech Inc | PDM | 5962.2 | 2018-02-07 | 0
TX CHILDRENS | BE00087573 | SA316520112SA | LIM SUPERCARTRIDGE ECG BP TMP | GE Medical Systems Information Tech Inc | PDM | 5962.2 | 2018-01-03 | 0
TX CHILDRENS | BE00087822 | SA316520405SA | LIM SUPERCARTRIDGE ECG BP TMP | GE Medical Systems Information Tech Inc | PDM | 5962.2 | 2018-02-07 | 0
TX CHILDRENS | BE00087544 | SA316520031SA | LIM SUPERCARTRIDGE ECG BP TMP | GE Medical Systems Information Tech Inc | PDM | 5962.2 | 2018-01-03 | 0
TX CHILDRENS | BE00087663 | SA316520085SA | LIM SUPERCARTRIDGE ECG BP TMP | GE Medical Systems Information Tech Inc | PDM | 5962.2 | 2018-02-07 | 0
TX CHILDRENS | BE00087578 | SA316520269SA | LIM SUPERCARTRIDGE ECG BP TMP | GE Medical Systems Information Tech Inc | PDM | 5962.2 | 2018-01-03 | 0
TX CHILDRENS | BE00087827 | SA316520416SA | LIM SUPERCARTRIDGE ECG BP TMP | GE Medical Systems Information Tech Inc | PDM | 5962.2 | 2018-02-07 | 0
TX CHILDRENS | BE00113055 | SPX19510465SA | LIM SUPERCARTRIDGE ECG BP TMP | GE Medical Systems Information Tech Inc | PDM | 5962.2 | 2021-01-05 | 0
TX CHILDRENS | BE00087849 | SA317010042SA | LIM SUPERCARTRIDGE ECG BP TMP | GE Medical Systems Information Tech Inc | PDM | 5962.2 | 2018-02-07 | 0
TX CHILDRENS | BE00087825 | SA316520413SA | LIM SUPERCARTRIDGE ECG BP TMP | GE Medical Systems Information Tech Inc | PDM | 5962.2 | 2018-02-07 | 0
TX CHILDRENS | BE00087576 | SA316520235SA | LIM SUPERCARTRIDGE ECG BP TMP | GE Medical Systems Information Tech Inc | PDM | 5962.2 | 2018-01-03 | 0
TX CHILDRENS | BE00087823 | SA316520406SA | LIM SUPERCARTRIDGE ECG BP TMP | GE Medical Systems Information Tech Inc | PDM | 5962.2 | 2018-02-07 | 0
TX CHILDRENS | BE00087677 | SA316520384SA | LIM SUPERCARTRIDGE ECG BP TMP | GE Medical Systems Information Tech Inc | PDM | 5962.2 | 2018-02-07 | 0
TX CHILDRENS | BE00087528 | SA316510399SA | LIM SUPERCARTRIDGE ECG BP TMP | GE Medical Systems Information Tech Inc | PDM | 5962.2 | 2018-01-03 | 0
TX CHILDRENS | BE00087529 | SA316510400SA | LIM SUPERCARTRIDGE ECG BP TMP | GE Medical Systems Information Tech Inc | PDM | 5962.2 | 2018-01-03 | 0
TX CHILDRENS | BE00087545 | SA316520032SA | LIM SUPERCARTRIDGE ECG BP TMP | GE Medical Systems Information Tech Inc | PDM | 5962.2 | 2018-01-03 | 0
TX CHILDRENS | BE00087532 | SA316510411SA | LIM SUPERCARTRIDGE ECG BP TMP | GE Medical Systems Information Tech Inc | PDM | 5962.2 | 2018-01-03 | 0
TX CHILDRENS | BE00087813 | SA316520391SA | LIM SUPERCARTRIDGE ECG BP TMP | GE Medical Systems Information Tech Inc | PDM | 5962.2 | 2018-02-07 | 0
TX CHILDRENS | BE00087568 | SA316520105SA | LIM SUPERCARTRIDGE ECG BP TMP | GE Medical Systems Information Tech Inc | PDM | 5962.2 | 2018-01-03 | 0
TX CHILDRENS | BE00087815 | SA316520393SA | LIM SUPERCARTRIDGE ECG BP TMP | GE Medical Systems Information Tech Inc | PDM | 5962.2 | 2018-02-07 | 0
TX CHILDRENS | BE00109855 | SA318240345SA | LIM SUPERCARTRIDGE ECG BP TMP | GE Medical Systems Information Tech Inc | PDM | 5962.2 | 2019-09-20 | 0
TX CHILDRENS | BE00087669 | SA316520252SA | LIM SUPERCARTRIDGE ECG BP TMP | GE Medical Systems Information Tech Inc | PDM | 5962.2 | 2018-02-07 | 0
TX CHILDRENS | BE00087560 | SA316520096SA | LIM SUPERCARTRIDGE ECG BP TMP | GE Medical Systems Information Tech Inc | PDM | 5962.2 | 2018-01-03 | 0
TX CHILDRENS | BE00087826 | SA316520414SA | LIM SUPERCARTRIDGE ECG BP TMP | GE Medical Systems Information Tech Inc | PDM | 5962.2 | 2018-02-07 | 0
TX CHILDRENS | BE00115237 | SPX21060378SA | LIM SUPERCARTRIDGE ECG BP TMP | GE Medical Systems Information Tech Inc | PDM | 5962.2 | 2022-09-01 | 0
TX CHILDRENS | BE00087564 | SA316520100SA | LIM SUPERCARTRIDGE ECG BP TMP | GE Medical Systems Information Tech Inc | PDM | 5962.2 | 2018-01-03 | 0
TX CHILDRENS | BE00087530 | SA316510406SA | LIM SUPERCARTRIDGE ECG BP TMP | GE Medical Systems Information Tech Inc | PDM | 5962.2 | 2018-01-03 | 0
TX CHILDRENS | BE00087845 | SA317010026SA | LIM SUPERCARTRIDGE ECG BP TMP | GE Medical Systems Information Tech Inc | PDM | 5962.2 | 2018-02-07 | 0
TX CHILDRENS | BE00087846 | SA317010027SA | LIM SUPERCARTRIDGE ECG BP TMP | GE Medical Systems Information Tech Inc | PDM | 5962.2 | 2018-02-07 | 0
TX CHILDRENS | BE00087675 | SA316520379SA | LIM SUPERCARTRIDGE ECG BP TMP | GE Medical Systems Information Tech Inc | PDM | 5962.2 | 2018-02-07 | 0
TX CHILDRENS | BE00087539 | SA316520010SA | LIM SUPERCARTRIDGE ECG BP TMP | GE Medical Systems Information Tech Inc | PDM | 5962.2 | 2018-01-03 | 0
TX CHILDRENS | BE00087830 | SA316520471SA | LIM SUPERCARTRIDGE ECG BP TMP | GE Medical Systems Information Tech Inc | PDM | 5962.2 | 2018-02-07 | 0
TX CHILDRENS | BE00087852 | SA317010056SA | LIM SUPERCARTRIDGE ECG BP TMP | GE Medical Systems Information Tech Inc | PDM | 5962.2 | 2018-02-07 | 0
TX CHILDRENS | BE00087551 | SA316520048SA | LIM SUPERCARTRIDGE ECG BP TMP | GE Medical Systems Information Tech Inc | PDM | 5962.2 | 2018-01-03 | 0
TX CHILDRENS | BE00087837 | SA316520503SA | LIM SUPERCARTRIDGE ECG BP TMP | GE Medical Systems Information Tech Inc | PDM | 5962.2 | 2018-02-07 | 0
TX CHILDRENS | BE00087828 | SA316520417SA | LIM SUPERCARTRIDGE ECG BP TMP | GE Medical Systems Information Tech Inc | PDM | 5962.2 | 2018-02-07 | 0
TX CHILDRENS | BE00087819 | SA316520399SA | LIM SUPERCARTRIDGE ECG BP TMP | GE Medical Systems Information Tech Inc | PDM | 5962.2 | 2018-02-07 | 0
TX CHILDRENS | BE00087541 | SA316520014SA | LIM SUPERCARTRIDGE ECG BP TMP | GE Medical Systems Information Tech Inc | PDM | 5962.2 | 2018-01-03 | 0
TX CHILDRENS | BE00087527 | SA316510396SA | LIM SUPERCARTRIDGE ECG BP TMP | GE Medical Systems Information Tech Inc | PDM | 5962.2 | 2018-01-03 | 0
TX CHILDRENS | BE00087557 | SA316520091SA | LIM SUPERCARTRIDGE ECG BP TMP | GE Medical Systems Information Tech Inc | PDM | 5962.2 | 2018-01-03 | 0
TX CHILDRENS | BE00115232 | SPX21060237SA | LIM SUPERCARTRIDGE ECG BP TMP | GE Medical Systems Information Tech Inc | PDM | 5962.2 | 2022-09-01 | 0
TX CHILDRENS | BE00087680 | SA316520387SA | LIM SUPERCARTRIDGE ECG BP TMP | GE Medical Systems Information Tech Inc | PDM | 5962.2 | 2018-02-07 | 0
TX CHILDRENS | BE00113054 | SPX19510403SA | LIM SUPERCARTRIDGE ECG BP TMP | GE Medical Systems Information Tech Inc | PDM | 5962.2 | 2021-01-05 | 0
TX CHILDRENS | BE00087854 | SA317010059SA | LIM SUPERCARTRIDGE ECG BP TMP | GE Medical Systems Information Tech Inc | PDM | 5962.2 | 2018-02-07 | 0
TX CHILDRENS | BE00087565 | SA316520102SA | LIM SUPERCARTRIDGE ECG BP TMP | GE Medical Systems Information Tech Inc | PDM | 5962.2 | 2018-01-03 | 0
TX CHILDRENS | BE00087831 | SA316520472SA | LIM SUPERCARTRIDGE ECG BP TMP | GE Medical Systems Information Tech Inc | PDM | 5962.2 | 2018-02-07 | 0
TX CHILDRENS | BE00087668 | SA316520250SA | LIM SUPERCARTRIDGE ECG BP TMP | GE Medical Systems Information Tech Inc | PDM | 5962.2 | 2018-02-07 | 0
TX CHILDRENS | BE00087567 | SA316520104SA | LIM SUPERCARTRIDGE ECG BP TMP | GE Medical Systems Information Tech Inc | PDM | 5962.2 | 2018-01-03 | 0
TX CHILDRENS | BE00087666 | SA316520232SA | LIM SUPERCARTRIDGE ECG BP TMP | GE Medical Systems Information Tech Inc | PDM | 5962.2 | 2018-02-07 | 0
TX CHILDRENS | BE00087555 | SA316520084SA | LIM SUPERCARTRIDGE ECG BP TMP | GE Medical Systems Information Tech Inc | PDM | 5962.2 | 2018-01-03 | 0
TX CHILDRENS | BE00087838 | SA316520507SA | LIM SUPERCARTRIDGE ECG BP TMP | GE Medical Systems Information Tech Inc | PDM | 5962.2 | 2018-02-07 | 0
TX CHILDRENS | BE00087672 | SA316520372SA | LIM SUPERCARTRIDGE ECG BP TMP | GE Medical Systems Information Tech Inc | PDM | 5962.2 | 2018-02-07 | 0
TX CHILDRENS | BE00087569 | SA316520106SA | LIM SUPERCARTRIDGE ECG BP TMP | GE Medical Systems Information Tech Inc | PDM | 5962.2 | 2018-01-03 | 0
TX CHILDRENS | BE00087553 | SA316520061SA | LIM SUPERCARTRIDGE ECG BP TMP | GE Medical Systems Information Tech Inc | PDM | 5962.2 | 2018-01-03 | 0
TX CHILDRENS | BE00087817 | SA316520396SA | LIM SUPERCARTRIDGE ECG BP TMP | GE Medical Systems Information Tech Inc | PDM | 5962.2 | 2018-02-07 | 0
TX CHILDRENS | BE00087676 | SA316520383SA | LIM SUPERCARTRIDGE ECG BP TMP | GE Medical Systems Information Tech Inc | PDM | 5962.2 | 2018-02-07 | 0
TX CHILDRENS | BE00087574 | SA316520117SA | LIM SUPERCARTRIDGE ECG BP TMP | GE Medical Systems Information Tech Inc | PDM | 5962.2 | 2018-01-03 | 0
TX CHILDRENS | BE00087536 | SA316510433SA | LIM SUPERCARTRIDGE ECG BP TMP | GE Medical Systems Information Tech Inc | PDM | 5962.2 | 2018-01-03 | 0
TX CHILDRENS | BE00087572 | SA316520111SA | LIM SUPERCARTRIDGE ECG BP TMP | GE Medical Systems Information Tech Inc | PDM | 5962.2 | 2018-01-03 | 0
TX CHILDRENS | BE00087842 | SA317010009SA | LIM SUPERCARTRIDGE ECG BP TMP | GE Medical Systems Information Tech Inc | PDM | 5962.2 | 2018-02-07 | 0
TX CHILDRENS | BE00087678 | SA316520385SA | LIM SUPERCARTRIDGE ECG BP TMP | GE Medical Systems Information Tech Inc | PDM | 5962.2 | 2018-02-07 | 0
TX CHILDRENS | BE00087812 | SA316520389SA | LIM SUPERCARTRIDGE ECG BP TMP | GE Medical Systems Information Tech Inc | PDM | 5962.2 | 2018-02-07 | 0
TX CHILDRENS | BE00087533 | SA316510420SA | LIM SUPERCARTRIDGE ECG BP TMP | GE Medical Systems Information Tech Inc | PDM | 5962.2 | 2018-01-03 | 0
TX CHILDRENS | BE00087534 | SA316510421SA | LIM SUPERCARTRIDGE ECG BP TMP | GE Medical Systems Information Tech Inc | PDM | 5962.2 | 2018-01-03 | 0
TX CHILDRENS | BE00109856 | SA318240346SA | LIM SUPERCARTRIDGE ECG BP TMP | GE Medical Systems Information Tech Inc | PDM | 5962.2 | 2019-09-20 | 0
TX CHILDRENS | BE00087855 | SA317010062SA | LIM SUPERCARTRIDGE ECG BP TMP | GE Medical Systems Information Tech Inc | PDM | 5962.2 | 2018-02-07 | 0
TX CHILDRENS | BE00087577 | SA316520266SA | LIM SUPERCARTRIDGE ECG BP TMP | GE Medical Systems Information Tech Inc | PDM | 5962.2 | 2018-01-03 | 0
TX CHILDRENS | BE00087665 | SA316520228SA | LIM SUPERCARTRIDGE ECG BP TMP | GE Medical Systems Information Tech Inc | PDM | 5962.2 | 2018-02-07 | 0
TX CHILDRENS | BE00087549 | SA316520045SA | LIM SUPERCARTRIDGE ECG BP TMP | GE Medical Systems Information Tech Inc | PDM | 5962.2 | 2018-01-03 | 0
TX CHILDRENS | BE00087856 | SA317010111SA | LIM SUPERCARTRIDGE ECG BP TMP | GE Medical Systems Information Tech Inc | PDM | 5962.2 | 2018-02-07 | 0
TX CHILDRENS | BE00087853 | SA317010057SA | LIM SUPERCARTRIDGE ECG BP TMP | GE Medical Systems Information Tech Inc | PDM | 5962.2 | 2018-02-07 | 0
TX CHILDRENS | BE00087563 | SA316520099SA | LIM SUPERCARTRIDGE ECG BP TMP | GE Medical Systems Information Tech Inc | PDM | 5962.2 | 2018-01-03 | 0
TX CHILDRENS | BE00087562 | SA316520098SA | LIM SUPERCARTRIDGE ECG BP TMP | GE Medical Systems Information Tech Inc | PDM | 5962.2 | 2018-01-03 | 0
TX CHILDRENS | BE00087546 | SA316520034SA | LIM SUPERCARTRIDGE ECG BP TMP | GE Medical Systems Information Tech Inc | PDM | 5962.2 | 2018-01-03 | 0
TX CHILDRENS | BE00087848 | SA317010038SA | LIM SUPERCARTRIDGE ECG BP TMP | GE Medical Systems Information Tech Inc | PDM | 5962.2 | 2018-02-07 | 0
TX CHILDRENS | BE00087844 | SA317010025SA | LIM SUPERCARTRIDGE ECG BP TMP | GE Medical Systems Information Tech Inc | PDM | 5962.2 | 2018-02-07 | 0
TX CHILDRENS | BE00087525 | SA316510382SA | LIM SUPERCARTRIDGE ECG BP TMP | GE Medical Systems Information Tech Inc | PDM | 5962.2 | 2018-01-03 | 0
TX CHILDRENS | BE00087542 | SA316520028SA | LIM SUPERCARTRIDGE ECG BP TMP | GE Medical Systems Information Tech Inc | PDM | 5962.2 | 2018-01-03 | 0
TX CHILDRENS | BE00087818 | SA316520397SA | LIM SUPERCARTRIDGE ECG BP TMP | GE Medical Systems Information Tech Inc | PDM | 5962.2 | 2018-02-07 | 0
TX CHILDRENS | BE00087857 | SA317010114SA | LIM SUPERCARTRIDGE ECG BP TMP | GE Medical Systems Information Tech Inc | PDM | 5962.2 | 2018-02-07 | 0
TX CHILDRENS | BE00087538 | SA316520009SA | LIM SUPERCARTRIDGE ECG BP TMP | GE Medical Systems Information Tech Inc | PDM | 5962.2 | 2018-01-03 | 0
TX CHILDRENS | BE00087674 | SA316520378SA | LIM SUPERCARTRIDGE ECG BP TMP | GE Medical Systems Information Tech Inc | PDM | 5962.2 | 2018-02-07 | 0
TX CHILDRENS | BE00087671 | SA316520371SA | LIM SUPERCARTRIDGE ECG BP TMP | GE Medical Systems Information Tech Inc | PDM | 5962.2 | 2018-02-07 | 0
TX CHILDRENS | BE00087835 | SA316520487SA | LIM SUPERCARTRIDGE ECG BP TMP | GE Medical Systems Information Tech Inc | PDM | 5962.2 | 2018-02-07 | 0
TX CHILDRENS | BE00087859 | SA317010119SA | LIM SUPERCARTRIDGE ECG BP TMP | GE Medical Systems Information Tech Inc | PDM | 5962.2 | 2018-02-07 | 0
TX CHILDRENS | BE00087833 | SA316520477SA | LIM SUPERCARTRIDGE ECG BP TMP | GE Medical Systems Information Tech Inc | PDM | 5962.2 | 2018-02-07 | 0
TX CHILDRENS | BE00087566 | SA316520103SA | LIM SUPERCARTRIDGE ECG BP TMP | GE Medical Systems Information Tech Inc | PDM | 5962.2 | 2018-01-03 | 0
TX CHILDRENS | BE00087851 | SA317010049SA | LIM SUPERCARTRIDGE ECG BP TMP | GE Medical Systems Information Tech Inc | PDM | 5962.2 | 2018-02-07 | 0
TX CHILDRENS | BE00087829 | SA316520419SA | LIM SUPERCARTRIDGE ECG BP TMP | GE Medical Systems Information Tech Inc | PDM | 5962.2 | 2018-02-07 | 0
TX CHILDRENS | BE00115296 | SPX20510727SA | LIM SUPERCARTRIDGE ECG BP TMP | GE Medical Systems Information Tech Inc | PDM | 5962.2 | 2022-09-01 | 0
TX CHILDRENS | BE00087821 | SA316520403SA | LIM SUPERCARTRIDGE ECG BP TMP | GE Medical Systems Information Tech Inc | PDM | 5962.2 | 2018-02-07 | 0
TX CHILDRENS | BE00087840 | SA316520511SA | LIM SUPERCARTRIDGE ECG BP TMP | GE Medical Systems Information Tech Inc | PDM | 5962.2 | 2018-02-07 | 0
TX CHILDRENS | BE00087526 | SA316510388SA | LIM SUPERCARTRIDGE ECG BP TMP | GE Medical Systems Information Tech Inc | PDM | 5962.2 | 2018-01-03 | 0
TX CHILDRENS | BE00087552 | SA316520055SA | LIM SUPERCARTRIDGE ECG BP TMP | GE Medical Systems Information Tech Inc | PDM | 5962.2 | 2018-01-03 | 0
TX CHILDRENS | BE00087670 | SA316520260SA | LIM SUPERCARTRIDGE ECG BP TMP | GE Medical Systems Information Tech Inc | PDM | 5962.2 | 2018-02-07 | 0
TX CHILDRENS | BE00087561 | SA316520097SA | LIM SUPERCARTRIDGE ECG BP TMP | GE Medical Systems Information Tech Inc | PDM | 5962.2 | 2018-01-03 | 0
TX CHILDRENS | BE00087558 | SA316520092SA | LIM SUPERCARTRIDGE ECG BP TMP | GE Medical Systems Information Tech Inc | PDM | 5962.2 | 2018-01-03 | 0
TX CHILDRENS | BE00087839 | SA316520510SA | LIM SUPERCARTRIDGE ECG BP TMP | GE Medical Systems Information Tech Inc | PDM | 5962.2 | 2018-02-07 | 0
TX CHILDRENS | BE00115236 | SPX21060373SA | LIM SUPERCARTRIDGE ECG BP TMP | GE Medical Systems Information Tech Inc | PDM | 5962.2 | 2022-09-01 | 0
TX CHILDRENS | BE00087820 | SA316520401SA | LIM SUPERCARTRIDGE ECG BP TMP | GE Medical Systems Information Tech Inc | PDM | 5962.2 | 2018-02-07 | 0
TX CHILDRENS | BE00115235 | SPX21060368SA | LIM SUPERCARTRIDGE ECG BP TMP | GE Medical Systems Information Tech Inc | PDM | 5962.2 | 2022-09-01 | 0
TX CHILDRENS | BE00115230 | SPX21060034SA | LIM SUPERCARTRIDGE ECG BP TMP | GE Medical Systems Information Tech Inc | PDM | 5962.2 | 2022-09-01 | 0
TX CHILDRENS | BE00087841 | SA316520525SA | LIM SUPERCARTRIDGE ECG BP TMP | GE Medical Systems Information Tech Inc | PDM | 5962.2 | 2018-02-07 | 0
TX CHILDRENS | BE00087559 | SA316520094SA | LIM SUPERCARTRIDGE ECG BP TMP | GE Medical Systems Information Tech Inc | PDM | 5962.2 | 2018-01-03 | 0
TX CHILDRENS | BE00087824 | SA316520407SA | LIM SUPERCARTRIDGE ECG BP TMP | GE Medical Systems Information Tech Inc | PDM | 5962.2 | 2018-02-07 | 0
TX CHILDRENS | BE00087664 | SA316520226SA | LIM SUPERCARTRIDGE ECG BP TMP | GE Medical Systems Information Tech Inc | PDM | 5962.2 | 2018-02-07 | 0
TX CHILDRENS | BE00087547 | SA316520038SA | LIM SUPERCARTRIDGE ECG BP TMP | GE Medical Systems Information Tech Inc | PDM | 5962.2 | 2018-01-03 | 0
TX CHILDRENS | BE00087847 | SA317010032SA | LIM SUPERCARTRIDGE ECG BP TMP | GE Medical Systems Information Tech Inc | PDM | 5962.2 | 2018-02-07 | 0
TX CHILDRENS | BE00115238 | SPX21060572SA | LIM SUPERCARTRIDGE ECG BP TMP | GE Medical Systems Information Tech Inc | PDM | 5962.2 | 2022-09-01 | 0
TX CHILDRENS | BE00087540 | SA316520012SA | LIM SUPERCARTRIDGE ECG BP TMP | GE Medical Systems Information Tech Inc | PDM | 5962.2 | 2018-01-03 | 0
TX CHILDRENS | BE00087860 | SA317010122SA | LIM SUPERCARTRIDGE ECG BP TMP | GE Medical Systems Information Tech Inc | PDM | 5962.2 | 2018-02-07 | 0
TX CHILDRENS | BE00087556 | SA316520086SA | LIM SUPERCARTRIDGE ECG BP TMP | GE Medical Systems Information Tech Inc | PDM | 5962.2 | 2018-01-03 | 0
TX CHILDRENS | BE00087570 | SA316520107SA | LIM SUPERCARTRIDGE ECG BP TMP | GE Medical Systems Information Tech Inc | PDM | 5962.2 | 2018-01-03 | 0
TX CHILDRENS | BE00100806 | SA317210730SA | LIM SUPERCARTRIDGE ECG BP TMP | GE Medical Systems Information Tech Inc | PDM | 5962.2 | 2018-06-29 | 0
TX CHILDRENS | BE00087571 | SA316520108SA | LIM SUPERCARTRIDGE ECG BP TMP | GE Medical Systems Information Tech Inc | PDM | 5962.2 | 2018-01-03 | 0
TX CHILDRENS | BE00087814 | SA316520392SA | LIM SUPERCARTRIDGE ECG BP TMP | GE Medical Systems Information Tech Inc | PDM | 5962.2 | 2018-02-07 | 0
TX CHILDRENS | BE00109853 | SA318240335SA | LIM SUPERCARTRIDGE ECG BP TMP | GE Medical Systems Information Tech Inc | PDM | 5962.2 | 2019-09-20 | 0
TX CHILDRENS | BE00087550 | SA316520046SA | LIM SUPERCARTRIDGE ECG BP TMP | GE Medical Systems Information Tech Inc | PDM | 5962.2 | 2018-01-03 | 0
TX CHILDRENS | BE00087548 | SA316520042SA | LIM SUPERCARTRIDGE ECG BP TMP | GE Medical Systems Information Tech Inc | PDM | 5962.2 | 2018-01-03 | 0
TX CHILDRENS | BE00109854 | SA318240342SA | LIM SUPERCARTRIDGE ECG BP TMP | GE Medical Systems Information Tech Inc | PDM | 5962.2 | 2019-09-20 | 0
TX CHILDRENS | BE00087667 | SA316520244SA | LIM SUPERCARTRIDGE ECG BP TMP | GE Medical Systems Information Tech Inc | PDM | 5962.2 | 2018-02-07 | 0
TX CHILDRENS | BE00087832 | SA316520473SA | LIM SUPERCARTRIDGE ECG BP TMP | GE Medical Systems Information Tech Inc | PDM | 5962.2 | 2018-02-07 | 0
TX CHILDRENS | BE00087535 | SA316510432SA | LIM SUPERCARTRIDGE ECG BP TMP | GE Medical Systems Information Tech Inc | PDM | 5962.2 | 2018-01-03 | 0
TX CHILDRENS | BE00087850 | SA317010045SA | LIM SUPERCARTRIDGE ECG BP TMP | GE Medical Systems Information Tech Inc | PDM | 5962.2 | 2018-02-07 | 0
TX CHILDRENS | BE00087531 | SA316510408SA | LIM SUPERCARTRIDGE ECG BP TMP | GE Medical Systems Information Tech Inc | PDM | 5962.2 | 2018-01-03 | 0
TX CHILDRENS | BE00087575 | SA316520118SA | LIM SUPERCARTRIDGE ECG BP TMP | GE Medical Systems Information Tech Inc | PDM | 5962.2 | 2018-01-03 | 0
TX CHILDRENS | BE00087554 | SA316520062SA | LIM SUPERCARTRIDGE ECG BP TMP | GE Medical Systems Information Tech Inc | PDM | 5962.2 | 2018-01-03 | 0
TX CHILDRENS | BE00087673 | SA316520376SA | LIM SUPERCARTRIDGE ECG BP TMP | GE Medical Systems Information Tech Inc | PDM | 5962.2 | 2018-02-07 | 0
TX CHILDRENS | BE00087858 | SA317010117SA | LIM SUPERCARTRIDGE ECG BP TMP | GE Medical Systems Information Tech Inc | PDM | 5962.2 | 2018-02-07 | 0
TX CHILDRENS | BE00087834 | SA316520483SA | LIM SUPERCARTRIDGE ECG BP TMP | GE Medical Systems Information Tech Inc | PDM | 5962.2 | 2018-02-07 | 0
TX CHILDRENS | BE00125103 | V2642199 | CHAIR, EXAM | RITTER MIDWEST DIV SYBRON CORP |  | 5960.1 | 2024-12-22 | 0
TX CHILDRENS | BE00125082 | V2642146 | CHAIR, EXAM | RITTER MIDWEST DIV SYBRON CORP |  | 5960.1 | 2024-12-22 | 0
TX CHILDRENS | BE00125123 | V2642268 | CHAIR, EXAM | RITTER MIDWEST DIV SYBRON CORP |  | 5960.1 | 2024-12-22 | 0
TX CHILDRENS | BE00125113 | V2642204 | CHAIR, EXAM | RITTER MIDWEST DIV SYBRON CORP |  | 5960.1 | 2024-12-22 | 0
TX CHILDRENS | BE00125098 | V2648066 | CHAIR, EXAM | RITTER MIDWEST DIV SYBRON CORP |  | 5960.1 | 2024-12-22 | 0
TX CHILDRENS | BE00125110 | V2643689 | CHAIR, EXAM | RITTER MIDWEST DIV SYBRON CORP |  | 5960.1 | 2024-12-22 | 0
TX CHILDRENS | BE00125129 | V2641133 | CHAIR, EXAM | RITTER MIDWEST DIV SYBRON CORP |  | 5960.1 | 2024-12-22 | 0
TX CHILDRENS | BE00125080 | V2645090 | CHAIR, EXAM | RITTER MIDWEST DIV SYBRON CORP |  | 5960.1 | 2024-12-22 | 0
TX CHILDRENS | BE00125107 | V2645264 | CHAIR, EXAM | RITTER MIDWEST DIV SYBRON CORP |  | 5960.1 | 2024-12-22 | 0
TX CHILDRENS | BE00125085 | V2641114 | CHAIR, EXAM | RITTER MIDWEST DIV SYBRON CORP |  | 5960.1 | 2024-12-22 | 0
TX CHILDRENS | BE00125119 | V2642214 | CHAIR, EXAM | RITTER MIDWEST DIV SYBRON CORP |  | 5960.1 | 2024-12-22 | 0
TX CHILDRENS | BE00128163 | V2690531 | CHAIR, EXAM | RITTER MIDWEST DIV SYBRON CORP |  | 5950.34 | 2025-05-21 | 0
TX CHILDRENS | BE00130516 | V2723335 | CHAIR, EXAM | RITTER MIDWEST DIV SYBRON CORP | 225-002 | 5950.34 | 2026-06-26 | 0
TX CHILDRENS | BE00103890 | AUTO1000-007-0330 | CELL COUNTER, AUTOMATED | NEXCELOM BIOSCIENCE LLC | CELLOMETER AUTO 1000 | 5950 | 2019-08-23 | 0
TX CHILDRENS | KN223326 | RT105241756GA | LIM SUPERCARTRIDGE ECG BP TMP | GE Medical Systems Information Tech Inc | TRAM 451N | 5947.5 | 2010-09-12 | 0
TX CHILDRENS | KN223865 | RT104520182GA | LIM SUPERCARTRIDGE ECG BP TMP | GE Medical Systems Information Tech Inc | TRAM 451N | 5947.5 | 2010-12-19 | 0
TX CHILDRENS | KN223338 | RT105241768GA | LIM SUPERCARTRIDGE ECG BP TMP | GE Medical Systems Information Tech Inc | TRAM 451N | 5947.5 | 2010-09-12 | 0
TX CHILDRENS | KN223079 | RT105211470GA | LIM SUPERCARTRIDGE ECG BP TMP | GE Medical Systems Information Tech Inc | TRAM 451N | 5947.5 | 2010-07-15 | 0
TX CHILDRENS | KN223328 | RT105241758GA | LIM SUPERCARTRIDGE ECG BP TMP | GE Medical Systems Information Tech Inc | TRAM 451N | 5947.5 | 2010-09-12 | 0
TX CHILDRENS | KN223344 | RT105241774GA | LIM SUPERCARTRIDGE ECG BP TMP | GE Medical Systems Information Tech Inc | TRAM 451N | 5947.5 | 2010-09-12 | 0
TX CHILDRENS | KN223904 | RT105463613GA | LIM SUPERCARTRIDGE ECG BP TMP | GE Medical Systems Information Tech Inc | TRAM 451N | 5947.5 | 2011-01-11 | 0
TX CHILDRENS | KN216471 | C4TW5593LI | LIM SUPERCARTRIDGE ECG BP TMP | GE Medical Systems Information Tech Inc | TRAM 451N | 5947.5 | 2009-06-28 | 0
TX CHILDRENS | KN223333 | RT105241763GA | LIM SUPERCARTRIDGE ECG BP TMP | GE Medical Systems Information Tech Inc | TRAM 451N | 5947.5 | 2010-09-12 | 0
TX CHILDRENS | KN223903 | RT105463612GA | LIM SUPERCARTRIDGE ECG BP TMP | GE Medical Systems Information Tech Inc | TRAM 451N | 5947.5 | 2011-01-11 | 0
TX CHILDRENS | KN223906 | RT105463615GA | LIM SUPERCARTRIDGE ECG BP TMP | GE Medical Systems Information Tech Inc | TRAM 451N | 5947.5 | 2011-01-11 | 0
TX CHILDRENS | KN216466 | C4TI9419G | LIM SUPERCARTRIDGE ECG BP TMP | GE Medical Systems Information Tech Inc | TRAM 451N | 5947.5 | 2009-06-28 | 0
TX CHILDRENS | KN216564 | C4TI9395G | LIM SUPERCARTRIDGE ECG BP TMP | GE Medical Systems Information Tech Inc | TRAM 451N | 5947.5 | 2009-06-28 | 0
TX CHILDRENS | KN216467 | C4TI9420G | LIM SUPERCARTRIDGE ECG BP TMP | GE Medical Systems Information Tech Inc | TRAM 451N | 5947.5 | 2009-06-28 | 0
TX CHILDRENS | KN223325 | RT105241752GA | LIM SUPERCARTRIDGE ECG BP TMP | GE Medical Systems Information Tech Inc | TRAM 451N | 5947.5 | 2010-09-12 | 0
TX CHILDRENS | KN216465 | C4TI9418G | LIM SUPERCARTRIDGE ECG BP TMP | GE Medical Systems Information Tech Inc | TRAM 451N | 5947.5 | 2009-06-28 | 0
TX CHILDRENS | KN216468 | C4TI9421G | LIM SUPERCARTRIDGE ECG BP TMP | GE Medical Systems Information Tech Inc | TRAM 451N | 5947.5 | 2009-06-28 | 0
TX CHILDRENS | BE00010683 | SBB09508796GA | LIM SUPERCARTRIDGE ECG BP TMP | GE Medical Systems Information Tech Inc | TRAM 451N | 5947.5 | 2010-02-12 | 0
TX CHILDRENS | KN223335 | RT105241765GA | LIM SUPERCARTRIDGE ECG BP TMP | GE Medical Systems Information Tech Inc | TRAM 451N | 5947.5 | 2010-09-12 | 0
TX CHILDRENS | KN223081 | RT105211475GA | LIM SUPERCARTRIDGE ECG BP TMP | GE Medical Systems Information Tech Inc | TRAM 451N | 5947.5 | 2010-07-15 | 0
TX CHILDRENS | BE00060765 | BBB10309734GA | LIM SUPERCARTRIDGE ECG BP TMP | GE Medical Systems Information Tech Inc | TRAM 451N | 5947.5 | 2014-03-24 | 0
TX CHILDRENS | KN223080 | RT105211472GA | LIM SUPERCARTRIDGE ECG BP TMP | GE Medical Systems Information Tech Inc | TRAM 451N | 5947.5 | 2010-07-15 | 0
TX CHILDRENS | KN223331 | RT105241761GA | LIM SUPERCARTRIDGE ECG BP TMP | GE Medical Systems Information Tech Inc | TRAM 451N | 5947.5 | 2010-09-12 | 0
TX CHILDRENS | KN216568 | C4TI9411G | LIM SUPERCARTRIDGE ECG BP TMP | GE Medical Systems Information Tech Inc | TRAM 451N | 5947.5 | 2009-06-28 | 0
TX CHILDRENS | KN223083 | RT105211479GA | LIM SUPERCARTRIDGE ECG BP TMP | GE Medical Systems Information Tech Inc | TRAM 451N | 5947.5 | 2010-07-15 | 0
TX CHILDRENS | KN223085 | RT105211503GA | LIM SUPERCARTRIDGE ECG BP TMP | GE Medical Systems Information Tech Inc | TRAM 451N | 5947.5 | 2010-07-15 | 0
TX CHILDRENS | KN223905 | RT105463614GA | LIM SUPERCARTRIDGE ECG BP TMP | GE Medical Systems Information Tech Inc | TRAM 451N | 5947.5 | 2011-01-11 | 0
TX CHILDRENS | KN223410 | RT105241775GA | LIM SUPERCARTRIDGE ECG BP TMP | GE Medical Systems Information Tech Inc | TRAM 451N | 5947.5 | 2010-09-12 | 0
TX CHILDRENS | BE00060764 | BBB10309730GA | LIM SUPERCARTRIDGE ECG BP TMP | GE Medical Systems Information Tech Inc | TRAM 451N | 5947.5 | 2014-03-24 | 0
TX CHILDRENS | KN216376 | D4T19603G | LIM SUPERCARTRIDGE ECG BP TMP | GE Medical Systems Information Tech Inc | TRAM 451N | 5947.5 | 2009-06-14 | 0
TX CHILDRENS | KN223086 | RT105221510GA | LIM SUPERCARTRIDGE ECG BP TMP | GE Medical Systems Information Tech Inc | TRAM 451N | 5947.5 | 2010-07-15 | 0
TX CHILDRENS | KN223084 | RT105211487GA | LIM SUPERCARTRIDGE ECG BP TMP | GE Medical Systems Information Tech Inc | TRAM 451N | 5947.5 | 2010-07-15 | 0
TX CHILDRENS | KN216574 | C4TI9429G | LIM SUPERCARTRIDGE ECG BP TMP | GE Medical Systems Information Tech Inc | TRAM 451N | 5947.5 | 2009-06-28 | 0
TX CHILDRENS | KN223082 | RT105211476GA | LIM SUPERCARTRIDGE ECG BP TMP | GE Medical Systems Information Tech Inc | TRAM 451N | 5947.5 | 2010-07-15 | 0
TX CHILDRENS | KN223341 | RT105241771GA | LIM SUPERCARTRIDGE ECG BP TMP | GE Medical Systems Information Tech Inc | TRAM 451N | 5947.5 | 2010-09-12 | 0
TX CHILDRENS | KN223868 | RT105423078GA | LIM SUPERCARTRIDGE ECG BP TMP | GE Medical Systems Information Tech Inc | TRAM 451N | 5947.5 | 2010-12-28 | 0
TX CHILDRENS | KN223334 | RT105241764GA | LIM SUPERCARTRIDGE ECG BP TMP | GE Medical Systems Information Tech Inc | TRAM 451N | 5947.5 | 2010-09-12 | 0
TX CHILDRENS | KN216572 | C4TI9427G | LIM SUPERCARTRIDGE ECG BP TMP | GE Medical Systems Information Tech Inc | TRAM 451N | 5947.5 | 2009-06-28 | 0
TX CHILDRENS | KN216462 | C4TI9391G | LIM SUPERCARTRIDGE ECG BP TMP | GE Medical Systems Information Tech Inc | TRAM 451N | 5947.5 | 2009-06-28 | 0
TX CHILDRENS | KN223867 | RT105423068GA | LIM SUPERCARTRIDGE ECG BP TMP | GE Medical Systems Information Tech Inc | TRAM 451N | 5947.5 | 2010-12-28 | 0
TX CHILDRENS | KN216461 | B4TW5560GU | LIM SUPERCARTRIDGE ECG BP TMP | GE Medical Systems Information Tech Inc | TRAM 451N | 5947.5 | 2009-06-28 | 0
TX CHILDRENS | KN223339 | RT105241769GA | LIM SUPERCARTRIDGE ECG BP TMP | GE Medical Systems Information Tech Inc | TRAM 451N | 5947.5 | 2010-09-12 | 0
TX CHILDRENS | KN216470 | C4TW5592GU | LIM SUPERCARTRIDGE ECG BP TMP | GE Medical Systems Information Tech Inc | TRAM 451N | 5947.5 | 2009-06-28 | 0
TX CHILDRENS | KN231549 | SBB08226633GA | LIM SUPERCARTRIDGE ECG BP TMP | GE Medical Systems Information Tech Inc | TRAM 451N | 5947.5 | 2011-09-11 | 0
TX CHILDRENS | BE00060763 | BBB10309722GA | LIM SUPERCARTRIDGE ECG BP TMP | GE Medical Systems Information Tech Inc | TRAM 451N | 5947.5 | 2014-03-24 | 0
TX CHILDRENS | BE00060766 | BBB10309754GA | LIM SUPERCARTRIDGE ECG BP TMP | GE Medical Systems Information Tech Inc | TRAM 451N | 5947.5 | 2014-03-24 | 0
TX CHILDRENS | KN216573 | C4TI9428G | LIM SUPERCARTRIDGE ECG BP TMP | GE Medical Systems Information Tech Inc | TRAM 451N | 5947.5 | 2009-06-28 | 0
TX CHILDRENS | KN216459 | A4TW5436GU | LIM SUPERCARTRIDGE ECG BP TMP | GE Medical Systems Information Tech Inc | TRAM 451N | 5947.5 | 2009-06-28 | 0
TX CHILDRENS | KN223078 | RT105201412GA | LIM SUPERCARTRIDGE ECG BP TMP | GE Medical Systems Information Tech Inc | TRAM 451N | 5947.5 | 2010-07-15 | 0
TX CHILDRENS | KN216469 | C4TI9422G | LIM SUPERCARTRIDGE ECG BP TMP | GE Medical Systems Information Tech Inc | TRAM 451N | 5947.5 | 2009-06-28 | 0
TX CHILDRENS | KN216603 | RT104520174GA | LIM SUPERCARTRIDGE ECG BP TMP | GE Medical Systems Information Tech Inc | TRAM 451N | 5947.5 | 2010-01-27 | 0
TX CHILDRENS | KN223342 | RT105241772GA | LIM SUPERCARTRIDGE ECG BP TMP | GE Medical Systems Information Tech Inc | TRAM 451N | 5947.5 | 2010-09-12 | 0
TX CHILDRENS | KN223340 | RT105241770GA | LIM SUPERCARTRIDGE ECG BP TMP | GE Medical Systems Information Tech Inc | TRAM 451N | 5947.5 | 2010-09-12 | 0
TX CHILDRENS | KN216463 | C4TI9409G | LIM SUPERCARTRIDGE ECG BP TMP | GE Medical Systems Information Tech Inc | TRAM 451N | 5947.5 | 2009-06-28 | 0
TX CHILDRENS | KN216464 | C4TI9417G | LIM SUPERCARTRIDGE ECG BP TMP | GE Medical Systems Information Tech Inc | TRAM 451N | 5947.5 | 2009-06-28 | 0
TX CHILDRENS | KN216580 | C4TI9435G | LIM SUPERCARTRIDGE ECG BP TMP | GE Medical Systems Information Tech Inc | TRAM 451N | 5947.5 | 2009-06-28 | 0
TX CHILDRENS | KN216460 | B4TW5554GU | LIM SUPERCARTRIDGE ECG BP TMP | GE Medical Systems Information Tech Inc | TRAM 451N | 5947.5 | 2009-06-28 | 0
TX CHILDRENS | KN216575 | C4TI9430G | LIM SUPERCARTRIDGE ECG BP TMP | GE Medical Systems Information Tech Inc | TRAM 451N | 5947.5 | 2009-06-28 | 0
TX CHILDRENS | BE00108643 | 8108 | CUBICLE, ISOLATION | PEACE MEDICAL INC | 2000A | 5946.43 | 2020-04-12 | 0
TX CHILDRENS | BE00119454 | 8081A | CUBICLE, ISOLATION | PEACE MEDICAL INC | 2000A | 5946.43 | 2023-04-25 | 0
TX CHILDRENS | BE00119455 | 8094 | CUBICLE, ISOLATION | PEACE MEDICAL INC | 2000A | 5946.43 | 2023-04-25 | 0
TX CHILDRENS | BE00126020 | 03913511 | LIGHT, EXAM, AC-POWERED | STRYKER CORP | F 300 | 5943.26 | 2024-12-02 | 0
TX CHILDRENS | BE00127350 | V2645655 | CHAIR, EXAM | RITTER MIDWEST DIV SYBRON CORP |  | 5942.78 | 2025-01-07 | 0
TX CHILDRENS | BE00127366 | V2646261 | CHAIR, EXAM | RITTER MIDWEST DIV SYBRON CORP |  | 5942.78 | 2025-01-07 | 0
TX CHILDRENS | BE00127348 | V2645711 | CHAIR, EXAM | RITTER MIDWEST DIV SYBRON CORP |  | 5942.78 | 2025-01-07 | 0
TX CHILDRENS | BE00127346 | V2591619 | CHAIR, EXAM | RITTER MIDWEST DIV SYBRON CORP |  | 5942.78 | 2025-01-07 | 0
TX CHILDRENS | BE00127344 | V2645598 | CHAIR, EXAM | RITTER MIDWEST DIV SYBRON CORP |  | 5942.78 | 2025-01-07 | 0
TX CHILDRENS | BE00127358 | V2645807 | CHAIR, EXAM | RITTER MIDWEST DIV SYBRON CORP |  | 5942.78 | 2025-01-07 | 0
TX CHILDRENS | BE00127340 | V2645910 | CHAIR, EXAM | RITTER MIDWEST DIV SYBRON CORP |  | 5942.78 | 2025-01-07 | 0
TX CHILDRENS | BE00127334 | V2646653 | CHAIR, EXAM | RITTER MIDWEST DIV SYBRON CORP |  | 5942.78 | 2025-01-07 | 0
TX CHILDRENS | BE00127370 | V2646639 | CHAIR, EXAM | RITTER MIDWEST DIV SYBRON CORP |  | 5942.78 | 2025-01-07 | 0
TX CHILDRENS | BE00127372 | V2638994 | CHAIR, EXAM | RITTER MIDWEST DIV SYBRON CORP |  | 5942.78 | 2025-01-07 | 0
TX CHILDRENS | BE00127342 | V2591667 | CHAIR, EXAM | RITTER MIDWEST DIV SYBRON CORP |  | 5942.78 | 2025-01-07 | 0
TX CHILDRENS | BE00127168 | V2646596 | CHAIR, EXAM | RITTER MIDWEST DIV SYBRON CORP |  | 5942.78 | 2025-01-07 | 0
TX CHILDRENS | BE00127364 | V2646519 | CHAIR, EXAM | RITTER MIDWEST DIV SYBRON CORP |  | 5942.78 | 2025-01-07 | 0
TX CHILDRENS | BE00127166 | V2646326 | CHAIR, EXAM | RITTER MIDWEST DIV SYBRON CORP |  | 5942.78 | 2025-01-07 | 0
TX CHILDRENS | BE00127376 | V2645603 | CHAIR, EXAM | RITTER MIDWEST DIV SYBRON CORP |  | 5942.78 | 2025-01-07 | 0
TX CHILDRENS | BE00127374 | V2638761 | CHAIR, EXAM | RITTER MIDWEST DIV SYBRON CORP |  | 5942.78 | 2025-01-07 | 0
TX CHILDRENS | BE00127356 | V2646242 | CHAIR, EXAM | RITTER MIDWEST DIV SYBRON CORP |  | 5942.78 | 2025-01-07 | 0
TX CHILDRENS | BE00127354 | V2645928 | CHAIR, EXAM | RITTER MIDWEST DIV SYBRON CORP |  | 5942.78 | 2025-01-07 | 0
TX CHILDRENS | BE00127352 | V2646281 | CHAIR, EXAM | RITTER MIDWEST DIV SYBRON CORP |  | 5942.78 | 2025-01-07 | 0
TX CHILDRENS | BE00127336 | V2646078 | CHAIR, EXAM | RITTER MIDWEST DIV SYBRON CORP |  | 5942.78 | 2025-01-07 | 0
TX CHILDRENS | BE00127368 | V2646294 | CHAIR, EXAM | RITTER MIDWEST DIV SYBRON CORP |  | 5942.78 | 2025-01-07 | 0
TX CHILDRENS | BE00127338 | V2646122 | CHAIR, EXAM | RITTER MIDWEST DIV SYBRON CORP |  | 5942.78 | 2025-01-07 | 0
TX CHILDRENS | BE00010822 | HB6186 | MICROSCOPE | NIKON INSTRUMENT INC | ECLIPSE 55i | 5940.48 | 2011-03-22 | 0
TX CHILDRENS | BE00113000 | BS/19070007 | NONFETAL ULTRASONIC MONITOR | CARESONO TECHNOLOGY CO, LTD | PADSCAN HD3 | 5936.36 | 2020-11-25 | 0
TX CHILDRENS | BE00109168 | 23E56377 | CV BYPASS BUBBLE SENS MODULE | SORIN GROUP USA INC | 23-45-20 | 5936 | 2019-06-21 | 0
TX CHILDRENS | BE00109167 | 23E56373 | CV BYPASS BUBBLE SENS MODULE | SORIN GROUP USA INC | 23-45-20 | 5936 | 2019-06-21 | 0
TX CHILDRENS | BE00063286 | 00766-0914 | ANALYZER | REICHERT INC | 10310C | 5932.56 | 2015-10-11 | 0
TX CHILDRENS | KN194776 | 12114 | VENTILATOR CONTINUOUS | SECHRIST | IV-100B | 5929 | 1995-07-21 | 0
TX CHILDRENS | BE00125958 | NK2327384 | ASPIRATOR | GYRUS ENT LLC | VC-10 | 5928.02 | 2024-11-16 | 0
TX CHILDRENS | BE00033249 | 4132221 | CENTRIFUGE | HERAEUS | MEGAFUGE 16 | 5928 | 2014-02-03 | 0
TX CHILDRENS | BE00118694 | 560648 | TYMPANOMETER | BIO-LOGIC SYSTEMS INC. | AUDX PRO FLEX | 5918 | 2024-01-17 | 0
TX CHILDRENS | KN217588 | 83725 | SPECTROPHOTOMETER | GLOBAL LIFE SCIENCES SOLUTIONS USA LLC | ULTRASPEC 2100 | 5911.2 | 2005-02-21 | 0
TX CHILDRENS | BE00010952 | 320740 | MICROSCOPE ACCESSORIES | LEICA MICROSYSTEMS INC | EL6000 | 5911 | 2010-04-15 | 0
TX CHILDRENS | BE00058851 | 113520-39277 | INCUBATOR CO2 | THERMO FISHER SCIENTIFIC ASHEVILLE LLC | 3110 | 5903 | 2014-05-21 | 0
TX CHILDRENS | BE00058849 | 113520-39278 | INCUBATOR CO2 | THERMO FISHER SCIENTIFIC ASHEVILLE LLC | 3110 | 5903 | 2014-05-21 | 0
TX CHILDRENS | BE00058846 | 113520-39280 | INCUBATOR CO2 | THERMO FISHER SCIENTIFIC ASHEVILLE LLC | 3110 | 5903 | 2014-05-21 | 0
TX CHILDRENS | BE00058847 | 113520-39276 | INCUBATOR CO2 | THERMO FISHER SCIENTIFIC ASHEVILLE LLC | 3110 | 5903 | 2014-05-21 | 0
TX CHILDRENS | BE00058848 | 113520-39279 | INCUBATOR CO2 | THERMO FISHER SCIENTIFIC ASHEVILLE LLC | 3110 | 5903 | 2014-05-21 | 0
TX CHILDRENS | BE00058850 | 113520-59275 | INCUBATOR CO2 | THERMO FISHER SCIENTIFIC ASHEVILLE LLC | 3110 | 5903 | 2014-05-21 | 0
TX CHILDRENS | BE00087356 | 12 | TEST EQUIPMENT,NON-PATIENT | ACERTARA ACOUSTIC LABORATORIES LLC | AMPSAFE | 5900 | 2018-04-06 | 0
TX CHILDRENS | KN225540 | 062808-701 | WARMER, BLANKET | BLICKMAN HEALTH INDUSTRIES INC | 7921MS | 5899.77 | 2009-07-30 | 0
TX CHILDRENS | KN210949 | H2G41343G | MAINFRAME, PATIENT MONITORING | GE Medical Systems Information Tech Inc | SOLAR 8000M | 5899.5 | 2007-09-10 | 0
TX CHILDRENS | KN211364 | J2G42023G | MAINFRAME, PATIENT MONITORING | GE Medical Systems Information Tech Inc | SOLAR 8000M | 5899.48 | 2007-12-05 | 0
TX CHILDRENS | KN211372 | J2G42031G | MAINFRAME, PATIENT MONITORING | GE Medical Systems Information Tech Inc | SOLAR 8000M | 5899.48 | 2007-12-05 | 0
TX CHILDRENS | KN211379 | J2G42038G | MAINFRAME, PATIENT MONITORING | GE Medical Systems Information Tech Inc | SOLAR 8000M | 5899.48 | 2007-12-05 | 0
TX CHILDRENS | BE00126941 | RL907687-P | SURGICAL CAMERA & ACCESSORIES | KARL STORZ ENDOSCOPY-AMERICA INC | TC 301 | 5864.29 | 2025-10-15 | 0
TX CHILDRENS | BE00116642 | RO 29399 | LARYNGOSCOPE | KARL STORZ ENDOSCOPY-AMERICA INC | 8403 ZXK | 5858.94 | 2023-03-03 | 0
TX CHILDRENS | BE00082848 | 070025C0216036 | CHAIR, EXAM | RELIANCE MEDICAL PRODUCTS, INC | 7000-LFC | 5850 | 2017-11-01 | 0
TX CHILDRENS | KN232961 | 07060809 | INCUBATOR CO2 | SHELDON MANUFACTURING INC. | 3517 | 5850 | 2010-09-27 | 0
TX CHILDRENS | BE00065999 | 070025C0815009 | CHAIR, EXAM | RELIANCE MEDICAL PRODUCTS, INC | 7000 | 5850 | 2016-11-17 | 0
TX CHILDRENS | KN232965 | 07060609 | INCUBATOR CO2 | SHELDON MANUFACTURING INC. | 3517 | 5850 | 2010-09-27 | 0
TX CHILDRENS | KN232964 | 07060509 | INCUBATOR CO2 | SHELDON MANUFACTURING INC. | 3517 | 5850 | 2010-09-27 | 0
TX CHILDRENS | BE00113422 | NAN104641 | EXERCISE EQUIP, POWERED | Life Fitness | ELEVATION | 5849.25 | 2020-02-21 | 0
TX CHILDRENS | BE00085300 | 41978305 | INCUBATOR CO2 | THERMO FISHER SCIENTIFIC ASHEVILLE LLC | HERACELL VIOS 160i | 5849 | 2017-09-08 | 0
TX CHILDRENS | BE00085267 | 41993140 | INCUBATOR CO2 | THERMO FISHER SCIENTIFIC ASHEVILLE LLC | HERACELL VIOS 160i | 5849 | 2017-08-04 | 0
TX CHILDRENS | BE00086557 | 41995222 | INCUBATOR CO2 | THERMO FISHER SCIENTIFIC ASHEVILLE LLC | HERACELL VIOS 160i | 5849 | 2021-04-14 | 0
TX CHILDRENS | BE00085299 | 41988783 | INCUBATOR CO2 | THERMO FISHER SCIENTIFIC ASHEVILLE LLC | HERACELL VIOS 160i | 5849 | 2017-09-08 | 0
TX CHILDRENS | BE00086558 | 41993142 | INCUBATOR CO2 | THERMO FISHER SCIENTIFIC ASHEVILLE LLC | HERACELL VIOS 160i | 5849 | 2021-04-14 | 0
TX CHILDRENS | BE00085266 | 41993107 | INCUBATOR CO2 | THERMO FISHER SCIENTIFIC ASHEVILLE LLC | HERACELL VIOS 160i | 5849 | 2017-08-04 | 0
TX CHILDRENS | BE00117592 | V2363199 | CHAIR, EXAM | RITTER MIDWEST DIV SYBRON CORP |  | 5846.81 | 2023-05-10 | 0
TX CHILDRENS | BE00117591 | V2364890 | CHAIR, EXAM | RITTER MIDWEST DIV SYBRON CORP |  | 5846.81 | 2023-05-10 | 0
TX CHILDRENS | KN215306 | 01HGE043 | ELECTROSURG CUT & COAG DEVICE | CONMED CORP | EXCALIBUR + | 5845.5 | 2002-09-20 | 0
TX CHILDRENS | KN215304 | 01HGE041 | ELECTROSURG CUT & COAG DEVICE | CONMED CORP | EXCALIBUR + | 5845.5 | 2002-09-20 | 0
TX CHILDRENS | KN215308 | 01HGE045 | ELECTROSURG CUT & COAG DEVICE | CONMED CORP | EXCALIBUR + | 5845.5 | 2002-09-20 | 0
TX CHILDRENS | BE00089027 | APB108868 | EXERCISE EQUIP, POWERED | Life Fitness | 95RS | 5830.2 | 2017-10-03 | 0
TX CHILDRENS | BE00062502 | APB102927 | EXERCISE EQUIP, POWERED | Life Fitness | 95RS | 5830.2 | 2017-06-09 | 0
TX CHILDRENS | BE00115689 | VP 26425 | LARYNGOSCOPE | KARL STORZ ENDOSCOPY-AMERICA INC | 8403 ZX | 5826.32 | 2021-10-05 | 0
TX CHILDRENS | BE00115690 | VP 26536 | LARYNGOSCOPE | KARL STORZ ENDOSCOPY-AMERICA INC | 8403 ZX | 5826.32 | 2021-10-05 | 0
TX CHILDRENS | BE00106011 | VS 12915 | LARYNGOSCOPE | KARL STORZ ENDOSCOPY-AMERICA INC | 8403 ZX | 5826.32 | 2020-03-26 | 0
TX CHILDRENS | BE00101386 | PS 11705 | LARYNGOSCOPE | KARL STORZ ENDOSCOPY-AMERICA INC | 8403 ZX | 5826.32 | 2018-10-01 | 0
TX CHILDRENS | BE00106012 | VS 12950 | LARYNGOSCOPE | KARL STORZ ENDOSCOPY-AMERICA INC | 8403 ZX | 5826.32 | 2020-03-26 | 0
TX CHILDRENS | BE00106010 | VS 12911 | LARYNGOSCOPE | KARL STORZ ENDOSCOPY-AMERICA INC | 8403 ZX | 5826.32 | 2020-03-26 | 0
TX CHILDRENS | KN219925 | IPV1C-0348 | VENTILATOR NONCONTINUOUS | PERCUSSION CORP | IPV-1C | 5825 | 2006-05-13 | 0
TX CHILDRENS | KN219270 | IPV1C-0206 | VENTILATOR NONCONTINUOUS | PERCUSSION CORP | IPV-1C | 5825 | 2005-10-07 | 0
TX CHILDRENS | KN224794 | IPV1C-0455 | VENTILATOR NONCONTINUOUS | PERCUSSION CORP | IPV-1C | 5825 | 2007-03-23 | 0
TX CHILDRENS | KN222300 | IPV1C0595 | VENTILATOR NONCONTINUOUS | PERCUSSION CORP | IPV-1C | 5825 | 2004-12-16 | 0
TX CHILDRENS | KN219926 | IPV1C-0345 | VENTILATOR NONCONTINUOUS | PERCUSSION CORP | IPV-1C | 5825 | 2006-05-13 | 0
TX CHILDRENS | KN222965 | IPVC-20020383 | VENTILATOR NONCONTINUOUS | PERCUSSION CORP | IPV-1C | 5825 | 2005-04-05 | 0
TX CHILDRENS | BE00014489 | IPV1C-1687 | VENTILATOR NONCONTINUOUS | PERCUSSION CORP | IPV-1C | 5825 | 2013-09-19 | 0
TX CHILDRENS | KN219269 | IPV1C-0157 | VENTILATOR NONCONTINUOUS | PERCUSSION CORP | IPV-1C | 5825 | 2005-10-07 | 0
TX CHILDRENS | BE00012599 | TZ066241 | LIGHT SOURCE | KARL STORZ ENDOSCOPY-AMERICA INC | XENON 175 | 5824 | 2011-12-15 | 0
TX CHILDRENS | KN223470 | 815113 | MICROSCOPE | NIKON INSTRUMENT INC | ECLIPSE 50i | 5820.74 | 2005-10-12 | 0
TX CHILDRENS | BE00126088 | ZM897598-P | SURGICAL CAMERA & ACCESSORIES | KARL STORZ ENDOSCOPY-AMERICA INC | TC 301 US | 5818.65 | 2024-12-10 | 0
TX CHILDRENS | BE00126083 | ZM897612-P | SURGICAL CAMERA & ACCESSORIES | KARL STORZ ENDOSCOPY-AMERICA INC | TC 301 US | 5818.65 | 2024-12-10 | 0
TX CHILDRENS | BE00126082 | ZM897615-P | SURGICAL CAMERA & ACCESSORIES | KARL STORZ ENDOSCOPY-AMERICA INC | TC 301 US | 5818.65 | 2024-12-10 | 0
TX CHILDRENS | BE00126086 | ZM897595-P | SURGICAL CAMERA & ACCESSORIES | KARL STORZ ENDOSCOPY-AMERICA INC | TC 301 US | 5818.65 | 2024-12-10 | 0
TX CHILDRENS | BE00126101 | XM894238-P | SURGICAL CAMERA & ACCESSORIES | KARL STORZ ENDOSCOPY-AMERICA INC | TC 301 US | 5818.65 | 2024-12-10 | 0
TX CHILDRENS | BE00126087 | ZM897610-P | SURGICAL CAMERA & ACCESSORIES | KARL STORZ ENDOSCOPY-AMERICA INC | TC 301 US | 5818.65 | 2024-12-10 | 0
TX CHILDRENS | BE00126089 | ZM897624-P | SURGICAL CAMERA & ACCESSORIES | KARL STORZ ENDOSCOPY-AMERICA INC | TC 301 US | 5818.65 | 2024-12-10 | 0
TX CHILDRENS | BE00126085 | ZM897617-P | SURGICAL CAMERA & ACCESSORIES | KARL STORZ ENDOSCOPY-AMERICA INC | TC 301 US | 5818.65 | 2024-12-10 | 0
TX CHILDRENS | BE00127530 | UM885166-P | SURGICAL CAMERA & ACCESSORIES | KARL STORZ ENDOSCOPY-AMERICA INC | TC 300 | 5818.65 | 2024-05-20 | 0
TX CHILDRENS | BE00126084 | ZM897606-P | SURGICAL CAMERA & ACCESSORIES | KARL STORZ ENDOSCOPY-AMERICA INC | TC 301 US | 5818.65 | 2024-12-10 | 0
TX CHILDRENS | BE00126090 | ZM897591-P | SURGICAL CAMERA & ACCESSORIES | KARL STORZ ENDOSCOPY-AMERICA INC | TC 301 US | 5818.65 | 2024-12-10 | 0
TX CHILDRENS | BE00128100 | YO856961-P | SURGICAL CAMERA & ACCESSORIES | KARL STORZ ENDOSCOPY-AMERICA INC | TC 301 | 5818.35 | 2026-04-30 | 0
TX CHILDRENS | BE00128093 | XL919770-P | SURGICAL CAMERA & ACCESSORIES | KARL STORZ ENDOSCOPY-AMERICA INC | TC 301 | 5818.35 | 2026-04-30 | 0
TX CHILDRENS | BE00128099 | YL919750-P | SURGICAL CAMERA & ACCESSORIES | KARL STORZ ENDOSCOPY-AMERICA INC | TC 301 | 5818.35 | 2026-04-30 | 0
TX CHILDRENS | BE00128080 | XL918451-P | SURGICAL CAMERA & ACCESSORIES | KARL STORZ ENDOSCOPY-AMERICA INC | TC 301 | 5818.35 | 2026-04-30 | 0
TX CHILDRENS | BE00035434 | 122004033 | HYBRIDIZER | IRIS SAMPLE PROCESSING | S500-12 | 5814 | 2013-08-22 | 0
TX CHILDRENS | BE00065921 | 23E54747 | CV BYPASS BUBBLE SENS MODULE | SORIN GROUP USA INC | 23-45-20 | 5807 | 2016-10-18 | 0
TX CHILDRENS | BE00065920 | 23E54750 | CV BYPASS BUBBLE SENS MODULE | SORIN GROUP USA INC | 23-45-20 | 5807 | 2016-10-18 | 0
TX CHILDRENS | BE00065854 | 23E54742 | CV BYPASS BUBBLE SENS MODULE | SORIN GROUP USA INC | 23-45-20 | 5807 | 2016-10-18 | 0
TX CHILDRENS | BE00065899 | 23E54739 | CV BYPASS BUBBLE SENS MODULE | SORIN GROUP USA INC | 23-45-20 | 5807 | 2016-10-18 | 0
TX CHILDRENS | BE00065877 | 23E54745 | CV BYPASS BUBBLE SENS MODULE | SORIN GROUP USA INC | 23-45-20 | 5807 | 2016-10-18 | 0
TX CHILDRENS | BE00065876 | 23E54746 | CV BYPASS BUBBLE SENS MODULE | SORIN GROUP USA INC | 23-45-20 | 5807 | 2016-10-18 | 0
TX CHILDRENS | BE00065898 | 23E54740 | CV BYPASS BUBBLE SENS MODULE | SORIN GROUP USA INC | 23-45-20 | 5807 | 2016-10-18 | 0
TX CHILDRENS | BE00125530 | G3MS10BE2209G235 | EXERCISE EQUIP, NON-POWERED | MATRIX, INC | G3-MSFT3-02 | 5806.92 | 2025-01-30 | 0
TX CHILDRENS | BE00119707 | GEDC-8214 | TREADMILL AND ACCESSORIES | GE Medical Systems Information Tech Inc | T2100-ST2 | 5806.4 | 2024-03-29 | 0
TX CHILDRENS | BE00130974 | 9502314 | PATIENT LIFT | Hill-Rom Company Inc | VIKING L | 5805.24 | 2026-05-21 | 0
TX CHILDRENS | BE00116641 | 21110670 | BLOOD GAS ANALYZER | INSTRUMENTATION LABORATORY COMPANY | GEM PREMIER 5000 | 5800 | 2023-03-02 | 0
TX CHILDRENS | BE00116639 | 21110676 | BLOOD GAS ANALYZER | INSTRUMENTATION LABORATORY COMPANY | GEM PREMIER 5000 | 5800 | 2023-03-02 | 0
TX CHILDRENS | BE00116640 | 21110674 | BLOOD GAS ANALYZER | INSTRUMENTATION LABORATORY COMPANY | GEM PREMIER 5000 | 5800 | 2023-03-02 | 0
TX CHILDRENS | BE00116634 | 21110636 | BLOOD GAS ANALYZER | INSTRUMENTATION LABORATORY COMPANY | GEM PREMIER 5000 | 5800 | 2023-03-02 | 0
TX CHILDRENS | BE00126371 | ACTE06-2244 | CABINET, PROBE | CS MEDICAL LLC | ACTE06 | 5800 | 2024-12-19 | 0
TX CHILDRENS | KN180069 | 8112163 | MICROTOME | AMERICAN OPTICAL CORP. | 4549 | 5800 | 1995-04-11 | 0
TX CHILDRENS | KN211081 | 00001 | INTERFACE MODULE | NOT APPLICABLE | TV-MIA0 | 5800 | 2004-07-18 | 0
TX CHILDRENS | BE00063429 | 22011089 | BLOOD GAS ANALYZER | INSTRUMENTATION LABORATORY COMPANY | GEM PREMIER 5000 | 5800 | 2022-05-04 | 0
TX CHILDRENS | BE00116636 | 21110668 | BLOOD GAS ANALYZER | INSTRUMENTATION LABORATORY COMPANY | GEM PREMIER 5000 | 5800 | 2023-03-02 | 0
TX CHILDRENS | BE00063433 | 22011100 | BLOOD GAS ANALYZER | INSTRUMENTATION LABORATORY COMPANY | GEM PREMIER 5000 | 5800 | 2022-05-04 | 0
TX CHILDRENS | BE00063432 | 22011097 | BLOOD GAS ANALYZER | INSTRUMENTATION LABORATORY COMPANY | GEM PREMIER 5000 | 5800 | 2022-05-04 | 0
TX CHILDRENS | BE00063430 | 22011094 | BLOOD GAS ANALYZER | INSTRUMENTATION LABORATORY COMPANY | GEM PREMIER 5000 | 5800 | 2022-05-04 | 0
TX CHILDRENS | BE00063428 | 22011056 | BLOOD GAS ANALYZER | INSTRUMENTATION LABORATORY COMPANY | GEM PREMIER 5000 | 5800 | 2022-05-04 | 0
TX CHILDRENS | BE00063431 | 22011096 | BLOOD GAS ANALYZER | INSTRUMENTATION LABORATORY COMPANY | GEM PREMIER 5000 | 5800 | 2022-05-04 | 0
TX CHILDRENS | BE00116635 | 21110673 | BLOOD GAS ANALYZER | INSTRUMENTATION LABORATORY COMPANY | GEM PREMIER 5000 | 5800 | 2023-03-02 | 0
TX CHILDRENS | KN228108 | K074599 | WARMER, BLANKET | GETINGE USA SALES LLC | 5624 | 5799.88 | 2009-06-25 | 0
TX CHILDRENS | KN216970 | 811538 | MICROSCOPE | NIKON INSTRUMENT INC | ECLIPSE 50i | 5796.96 | 2005-08-09 | 0
TX CHILDRENS | BE00126492 | 23347602 | URINE FLOW OR VOLUME MEAS.SYS. | LABORIE MEDICAL TECHNOLOGIES CORP | FLOWSTAR | 5795 | 2026-01-13 | 0
TX CHILDRENS | BE00128803 | 3768407 | VACCUM PUMP | BECKER | VT4.16 | 5794 | 2025-09-30 | 0
TX CHILDRENS | BE00124141 | (21)AV22490214 | VEIN VIEWER | ACCUVEIN INC | AV500 | 5779 | 2024-10-15 | 0
TX CHILDRENS | BE00124149 | (21)AV22490169 | VEIN VIEWER | ACCUVEIN INC | AV500 | 5779 | 2024-10-15 | 0
TX CHILDRENS | BE00130489 | AV24260025B | VEIN VIEWER | ACCUVEIN INC | AV500 | 5779 | 2026-06-10 | 0
TX CHILDRENS | BE00124143 | (21)AV22490215 | VEIN VIEWER | ACCUVEIN INC | AV500 | 5779 | 2024-10-15 | 0
TX CHILDRENS | BE00124142 | (21)AV22490220 | VEIN VIEWER | ACCUVEIN INC | AV500 | 5779 | 2024-10-15 | 0
TX CHILDRENS | BE00129581 | (21)AV24450061B | VEIN VIEWER | ACCUVEIN INC | AV500 | 5779 | 2026-01-09 | 0
TX CHILDRENS | BE00124144 | (21)AV22490176 | VEIN VIEWER | ACCUVEIN INC | AV500 | 5779 | 2024-10-15 | 0
TX CHILDRENS | BE00130491 | AV24260050B | VEIN VIEWER | ACCUVEIN INC | AV500 | 5779 | 2026-06-10 | 0
TX CHILDRENS | BE00124147 | (21)AV22490170 | VEIN VIEWER | ACCUVEIN INC | AV500 | 5779 | 2024-10-15 | 0
TX CHILDRENS | BE00126623 | AV24180145B | VEIN VIEWER | ACCUVEIN INC | AV500 | 5779 | 2025-06-30 | 0
TX CHILDRENS | BE00124148 | (21)AV22490221 | VEIN VIEWER | ACCUVEIN INC | AV500 | 5779 | 2024-10-15 | 0
TX CHILDRENS | BE00121901 | AV23500065B | VEIN VIEWER | ACCUVEIN INC | AV500 | 5779 | 2025-03-28 | 0
TX CHILDRENS | BE00130490 | AV24260074B | VEIN VIEWER | ACCUVEIN INC | AV500 | 5779 | 2026-06-10 | 0
TX CHILDRENS | BE00124146 | (21)AV22490060 | VEIN VIEWER | ACCUVEIN INC | AV500 | 5779 | 2024-10-15 | 0
TX CHILDRENS | BE00124150 | (21)AV22490380 | VEIN VIEWER | ACCUVEIN INC | AV500 | 5779 | 2024-10-15 | 0
TX CHILDRENS | BE00129463 | AV24260016B | VEIN VIEWER | ACCUVEIN INC | AV500 | 5779 | 2026-04-09 | 0
TX CHILDRENS | BE00123388 | AV23500152B | VEIN VIEWER | ACCUVEIN INC | AV500 | 5779 | 2025-03-28 | 0
TX CHILDRENS | BE00124145 | (21)AV22490360 | VEIN VIEWER | ACCUVEIN INC | AV500 | 5779 | 2024-10-15 | 0
TX CHILDRENS | BE00129579 | (21)AV24460030B | VEIN VIEWER | ACCUVEIN INC | AV500 | 5779 | 2026-01-09 | 0
TX CHILDRENS | BE00126622 | AV24180148B | VEIN VIEWER | ACCUVEIN INC | AV500 | 5779 | 2025-06-30 | 0
TX CHILDRENS | KN225145 | F8DN14373H | WATER PURIFIER | EMD MILLIPORE CORPORATION | MILLI-Q BIOCEL | 5778.4 | 2009-08-11 | 0
TX CHILDRENS | BE00082221 | YU740471-P | SURGICAL CAMERA & ACCESSORIES | KARL STORZ ENDOSCOPY-AMERICA INC | TC 301 | 5777.72 | 2017-04-20 | 0
TX CHILDRENS | BE00064750 | SU733055-P | SURGICAL CAMERA & ACCESSORIES | KARL STORZ ENDOSCOPY-AMERICA INC | TC 301 | 5777.72 | 2016-07-28 | 0
TX CHILDRENS | BE00064751 | SU733059-P | SURGICAL CAMERA & ACCESSORIES | KARL STORZ ENDOSCOPY-AMERICA INC | TC 301 | 5777.72 | 2016-07-28 | 0
TX CHILDRENS | BE00082216 | XU739031-P | SURGICAL CAMERA & ACCESSORIES | KARL STORZ ENDOSCOPY-AMERICA INC | TC 301 | 5777.72 | 2017-04-20 | 0
TX CHILDRENS | BE00113570 | OR780667-P | SURGICAL CAMERA & ACCESSORIES | KARL STORZ ENDOSCOPY-AMERICA INC | TC 301 | 5777.72 | 2020-05-29 | 0
TX CHILDRENS | BE00082226 | YU740004-P | SURGICAL CAMERA & ACCESSORIES | KARL STORZ ENDOSCOPY-AMERICA INC | TC 301 | 5777.72 | 2017-04-20 | 0
TX CHILDRENS | BE00082206 | WU737810-P | SURGICAL CAMERA & ACCESSORIES | KARL STORZ ENDOSCOPY-AMERICA INC | TC 301 | 5777.72 | 2017-04-20 | 0
TX CHILDRENS | BE00113574 | OR780685-P | SURGICAL CAMERA & ACCESSORIES | KARL STORZ ENDOSCOPY-AMERICA INC | TC 301 | 5777.72 | 2020-06-01 | 0
TX CHILDRENS | BE00064747 | TU733424-P | SURGICAL CAMERA & ACCESSORIES | KARL STORZ ENDOSCOPY-AMERICA INC | TC 301 | 5777.72 | 2016-07-28 | 0
TX CHILDRENS | BE00064746 | TU733423-P | SURGICAL CAMERA & ACCESSORIES | KARL STORZ ENDOSCOPY-AMERICA INC | TC 301 | 5777.72 | 2016-07-28 | 0
TX CHILDRENS | BE00113594 | OR780668-P | SURGICAL CAMERA & ACCESSORIES | KARL STORZ ENDOSCOPY-AMERICA INC | TC 301 | 5777.72 | 2020-06-01 | 0
TX CHILDRENS | BE00064752 | SU733060-P | SURGICAL CAMERA & ACCESSORIES | KARL STORZ ENDOSCOPY-AMERICA INC | TC 301 | 5777.72 | 2016-07-28 | 0
TX CHILDRENS | BE00082214 | XU738914-P | SURGICAL CAMERA & ACCESSORIES | KARL STORZ ENDOSCOPY-AMERICA INC | TC 301 | 5777.72 | 2017-04-20 | 0
TX CHILDRENS | BE00064749 | TU733427-P | SURGICAL CAMERA & ACCESSORIES | KARL STORZ ENDOSCOPY-AMERICA INC | TC 301 | 5777.72 | 2016-07-28 | 0
TX CHILDRENS | BE00064748 | TU733425-P | SURGICAL CAMERA & ACCESSORIES | KARL STORZ ENDOSCOPY-AMERICA INC | TC 301 | 5777.72 | 2016-07-28 | 0
TX CHILDRENS | BE00064753 | TU733418-P | SURGICAL CAMERA & ACCESSORIES | KARL STORZ ENDOSCOPY-AMERICA INC | TC 301 | 5777.72 | 2016-07-28 | 0
TX CHILDRENS | BE00082222 | XU740479-P | SURGICAL CAMERA & ACCESSORIES | KARL STORZ ENDOSCOPY-AMERICA INC | TC 301 | 5777.72 | 2017-04-20 | 0
TX CHILDRENS | BE00084774 | PT745821-P | SURGICAL CAMERA & ACCESSORIES | KARL STORZ ENDOSCOPY-AMERICA INC | TC 301 US | 5777.72 | 2020-06-09 | 0
TX CHILDRENS | BE00113577 | OR780653-P | SURGICAL CAMERA & ACCESSORIES | KARL STORZ ENDOSCOPY-AMERICA INC | TC 301 | 5777.72 | 2020-05-29 | 0
TX CHILDRENS | BE00064745 | TU733421-P | SURGICAL CAMERA & ACCESSORIES | KARL STORZ ENDOSCOPY-AMERICA INC | TC 301 | 5777.72 | 2016-07-28 | 0
TX CHILDRENS | BE00064755 | SU733057-P | SURGICAL CAMERA & ACCESSORIES | KARL STORZ ENDOSCOPY-AMERICA INC | TC 301 | 5777.72 | 2016-07-28 | 0
TX CHILDRENS | BE00084782 | PT745967-P | SURGICAL CAMERA & ACCESSORIES | KARL STORZ ENDOSCOPY-AMERICA INC | TC 301 US | 5777.72 | 2020-06-09 | 0
TX CHILDRENS | BE00064754 | TU733420-P | SURGICAL CAMERA & ACCESSORIES | KARL STORZ ENDOSCOPY-AMERICA INC | TC 301 | 5777.72 | 2016-07-28 | 0
TX CHILDRENS | BE00082223 | YU740480-P | SURGICAL CAMERA & ACCESSORIES | KARL STORZ ENDOSCOPY-AMERICA INC | TC 301 | 5777.72 | 2017-04-20 | 0
TX CHILDRENS | KN225909 | SCS09133657GA | CARDIAC MONITOR W/ RATE ALARM | GE Medical Systems Information Tech Inc | TRANSPORT PRO | 5775 | 2009-05-27 | 0
TX CHILDRENS | KN225906 | SCS08302908GA | CARDIAC MONITOR W/ RATE ALARM | GE Medical Systems Information Tech Inc | TRANSPORT PRO | 5775 | 2010-05-25 | 0
TX CHILDRENS | KN231548 | SCS08112455GA | CARDIAC MONITOR W/ RATE ALARM | GE Medical Systems Information Tech Inc | TRANSPORT PRO | 5775 | 2011-09-11 | 0
TX CHILDRENS | KN225276 | SCS08493372GA | CARDIAC MONITOR W/ RATE ALARM | GE Medical Systems Information Tech Inc | TRANSPORT PRO | 5775 | 2010-02-23 | 0
TX CHILDRENS | BE00011418 | B012CG08D0140 | MULTI MEDIA PROJECTOR | SMART TECHNOLOGIES | 685ix | 5773.3 | 2011-08-10 | 0
TX CHILDRENS | BE00060910 | 123994-64 | SHAKING INCUBATOR | THERMO FISHER SCIENTIFIC ASHEVILLE LLC | 4330 | 5770 | 2015-06-08 | 0
TX CHILDRENS | KN225778 | 8H10707 | MICROSCOPE | OLYMPUS AMERICA INC | CKX41SF | 5770 | 2010-04-21 | 0
TX CHILDRENS | BE00056502 | URA010927 | WARMER, BLANKET | GETINGE USA SALES LLC | 5624 | 5757 | 2012-07-10 | 0
TX CHILDRENS | BE00056504 | URA010397 | WARMER, BLANKET | GETINGE USA SALES LLC | 5624 | 5757 | 2012-07-10 | 0
TX CHILDRENS | BE00056513 | URA010704 | WARMER, BLANKET | GETINGE USA SALES LLC | 5624 | 5757 | 2012-07-10 | 0
TX CHILDRENS | BE00036539 | URA010701 | WARMER, BLANKET | GETINGE USA SALES LLC | 5624 | 5757 | 2012-11-03 | 0
TX CHILDRENS | BE00036540 | URA010925 | WARMER, BLANKET | GETINGE USA SALES LLC | 5624 | 5757 | 2012-11-03 | 0
TX CHILDRENS | BE00056501 | URA010698 | WARMER, BLANKET | GETINGE USA SALES LLC | 5624 | 5757 | 2012-07-10 | 0
TX CHILDRENS | BE00056503 | NOT PROVIDED | WARMER, BLANKET | GETINGE USA SALES LLC | 5624 | 5757 | 2012-07-10 | 0
TX CHILDRENS | BE00056511 | URA010703 | WARMER, BLANKET | GETINGE USA SALES LLC | 5624 | 5757 | 2012-07-10 | 0
TX CHILDRENS | BE00056994 | URA010699 | WARMER, BLANKET | GETINGE USA SALES LLC | 5624 | 5757 | 2012-11-03 | 0
TX CHILDRENS | BE00056506 | URA010931 | WARMER, BLANKET | GETINGE USA SALES LLC | 5624 | 5757 | 2012-07-10 | 0
TX CHILDRENS | BE00056995 | URA010702 | WARMER, BLANKET | GETINGE USA SALES LLC | 5624 | 5757 | 2012-11-03 | 0
TX CHILDRENS | BE00056509 | URA010789 | WARMER, BLANKET | GETINGE USA SALES LLC | 5624 | 5757 | 2012-07-10 | 0
TX CHILDRENS | BE00056508 | URA010791 | WARMER, BLANKET | GETINGE USA SALES LLC | 5624 | 5757 | 2012-07-10 | 0
TX CHILDRENS | BE00056514 | URA010700 | WARMER, BLANKET | GETINGE USA SALES LLC | 5624 | 5757 | 2012-07-10 | 0
TX CHILDRENS | BE00056512 | URA010926 | WARMER, BLANKET | GETINGE USA SALES LLC | 5624 | 5757 | 2012-07-10 | 0
TX CHILDRENS | BE00056510 | URA010792 | WARMER, BLANKET | GETINGE USA SALES LLC | 5624 | 5757 | 2012-07-10 | 0
TX CHILDRENS | BE00056505 | URA010790 | WARMER, BLANKET | GETINGE USA SALES LLC | 5624 | 5757 | 2012-07-10 | 0
TX CHILDRENS | BE00056507 | URA010928 | WARMER, BLANKET | GETINGE USA SALES LLC | 5624 | 5757 | 2012-07-10 | 0
TX CHILDRENS | BE00061840 | 10481 | UTILITY CART | SMR | S160000D | 5754 | 2016-06-02 | 0
TX CHILDRENS | BE00082130 | S160000D-10599 | UTILITY CART | SMR | S160000D | 5754 | 2017-02-10 | 0
TX CHILDRENS | BE00082132 | S160000D-10598 | UTILITY CART | SMR | S160000D | 5754 | 2017-02-10 | 0
TX CHILDRENS | BE00061838 | 10479 | UTILITY CART | SMR | S160000D | 5754 | 2016-06-02 | 0
TX CHILDRENS | BE00066308 | S160000D-11068 | UTILITY CART | SMR | S160000D | 5754 | 2018-04-17 | 0
TX CHILDRENS | BE00082134 | S160000D-10597 | UTILITY CART | SMR | S160000D | 5754 | 2017-02-10 | 0
TX CHILDRENS | BE00061841 | 10478 | UTILITY CART | SMR | S160000D | 5754 | 2016-06-02 | 0
TX CHILDRENS | BE00061839 | 10480 | UTILITY CART | SMR | S160000D | 5754 | 2016-06-02 | 0
TX CHILDRENS | BE00089030 | G3MS10BE1606GA015 | EXERCISE EQUIP, NON-POWERED | MATRIX, INC | G3-MSFT3-02 | 5750.59 | 2017-10-03 | 0
TX CHILDRENS | BE00102509 | G3MS10BE2105G038 | EXERCISE EQUIP, NON-POWERED | MATRIX, INC | G3-MSFT3-02 | 5750.59 | 2022-09-15 | 0
TX CHILDRENS | BE00128689 | 24061297 | BLOOD GAS ANALYZER | WERFEN USA LLC | GEM PREMIER 7000 | 5750 | 2025-08-15 | 0
TX CHILDRENS | BE00128691 | 24061295 | BLOOD GAS ANALYZER | WERFEN USA LLC | GEM PREMIER 7000 | 5750 | 2025-08-15 | 0
TX CHILDRENS | BE00128685 | 24061283 | BLOOD GAS ANALYZER | WERFEN USA LLC | GEM PREMIER 7000 | 5750 | 2025-08-15 | 0
TX CHILDRENS | BE00128684 | 24061284 | BLOOD GAS ANALYZER | WERFEN USA LLC | GEM PREMIER 7000 | 5750 | 2025-08-15 | 0
TX CHILDRENS | BE00128699 | 24061286 | BLOOD GAS ANALYZER | WERFEN USA LLC | GEM PREMIER 7000 | 5750 | 2025-08-15 | 0
TX CHILDRENS | BE00128531 | 24031216 | BLOOD GAS ANALYZER | WERFEN USA LLC | GEM PREMIER 7000 | 5750 | 2025-08-15 | 0
TX CHILDRENS | BE00128551 | 24041222 | BLOOD GAS ANALYZER | WERFEN USA LLC | GEM PREMIER 7000 | 5750 | 2025-08-15 | 0
TX CHILDRENS | BE00128683 | 24061298 | BLOOD GAS ANALYZER | WERFEN USA LLC | GEM PREMIER 7000 | 5750 | 2025-08-15 | 0
TX CHILDRENS | BE00128700 | 24061285 | BLOOD GAS ANALYZER | WERFEN USA LLC | GEM PREMIER 7000 | 5750 | 2025-08-15 | 0
TX CHILDRENS | BE00128530 | 24041231 | BLOOD GAS ANALYZER | WERFEN USA LLC | GEM PREMIER 7000 | 5750 | 2025-08-15 | 0
TX CHILDRENS | BE00128532 | 24041224 | BLOOD GAS ANALYZER | WERFEN USA LLC | GEM PREMIER 7000 | 5750 | 2025-08-15 | 0
TX CHILDRENS | BE00128682 | 24061288 | BLOOD GAS ANALYZER | WERFEN USA LLC | GEM PREMIER 7000 | 5750 | 2025-08-15 | 0
TX CHILDRENS | BE00128686 | 24061282 | BLOOD GAS ANALYZER | WERFEN USA LLC | GEM PREMIER 7000 | 5750 | 2025-08-15 | 0
TX CHILDRENS | BE00128696 | 24061291 | BLOOD GAS ANALYZER | WERFEN USA LLC | GEM PREMIER 7000 | 5750 | 2025-08-15 | 0
TX CHILDRENS | BE00128688 | 24041239 | BLOOD GAS ANALYZER | WERFEN USA LLC | GEM PREMIER 7000 | 5750 | 2025-08-15 | 0
TX CHILDRENS | BE00128546 | 24031217 | BLOOD GAS ANALYZER | WERFEN USA LLC | GEM PREMIER 7000 | 5750 | 2025-08-15 | 0
TX CHILDRENS | BE00128528 | 24041227 | BLOOD GAS ANALYZER | WERFEN USA LLC | GEM PREMIER 7000 | 5750 | 2025-08-15 | 0
TX CHILDRENS | BE00128687 | 24061281 | BLOOD GAS ANALYZER | WERFEN USA LLC | GEM PREMIER 7000 | 5750 | 2025-08-15 | 0
TX CHILDRENS | BE00128692 | 24061294 | BLOOD GAS ANALYZER | WERFEN USA LLC | GEM PREMIER 7000 | 5750 | 2025-08-15 | 0
TX CHILDRENS | BE00128550 | 24041226 | BLOOD GAS ANALYZER | WERFEN USA LLC | GEM PREMIER 7000 | 5750 | 2025-08-15 | 0
TX CHILDRENS | BE00128697 | 24061289 | BLOOD GAS ANALYZER | WERFEN USA LLC | GEM PREMIER 7000 | 5750 | 2025-08-15 | 0
TX CHILDRENS | BE00128545 | 24031219 | BLOOD GAS ANALYZER | WERFEN USA LLC | GEM PREMIER 7000 | 5750 | 2025-08-15 | 0
TX CHILDRENS | BE00128693 | 24061293 | BLOOD GAS ANALYZER | WERFEN USA LLC | GEM PREMIER 7000 | 5750 | 2025-08-15 | 0
TX CHILDRENS | BE00128698 | 24061287 | BLOOD GAS ANALYZER | WERFEN USA LLC | GEM PREMIER 7000 | 5750 | 2025-08-15 | 0
TX CHILDRENS | BE00128547 | 24031218 | BLOOD GAS ANALYZER | WERFEN USA LLC | GEM PREMIER 7000 | 5750 | 2025-08-15 | 0
TX CHILDRENS | BE00128694 | 24061292 | BLOOD GAS ANALYZER | WERFEN USA LLC | GEM PREMIER 7000 | 5750 | 2025-08-15 | 0
TX CHILDRENS | BE00128525 | 24041230 | BLOOD GAS ANALYZER | WERFEN USA LLC | GEM PREMIER 7000 | 5750 | 2025-08-15 | 0
TX CHILDRENS | BE00128695 | 24061290 | BLOOD GAS ANALYZER | WERFEN USA LLC | GEM PREMIER 7000 | 5750 | 2025-08-15 | 0
TX CHILDRENS | BE00128524 | 24041220 | BLOOD GAS ANALYZER | WERFEN USA LLC | GEM PREMIER 7000 | 5750 | 2025-08-15 | 0
TX CHILDRENS | BE00128526 | 24041228 | BLOOD GAS ANALYZER | WERFEN USA LLC | GEM PREMIER 7000 | 5750 | 2025-08-15 | 0
TX CHILDRENS | BE00128523 | 24011145 | BLOOD GAS ANALYZER | WERFEN USA LLC | GEM PREMIER 7000 | 5750 | 2025-08-15 | 0
TX CHILDRENS | BE00128521 | 24041232 | BLOOD GAS ANALYZER | WERFEN USA LLC | GEM PREMIER 7000 | 5750 | 2025-08-15 | 0
TX CHILDRENS | BE00128522 | 24041223 | BLOOD GAS ANALYZER | WERFEN USA LLC | GEM PREMIER 7000 | 5750 | 2025-08-15 | 0
TX CHILDRENS | BE00128549 | 24041221 | BLOOD GAS ANALYZER | WERFEN USA LLC | GEM PREMIER 7000 | 5750 | 2025-08-15 | 0
TX CHILDRENS | BE00128527 | 23081101 | BLOOD GAS ANALYZER | WERFEN USA LLC | GEM PREMIER 7000 | 5750 | 2025-08-15 | 0
TX CHILDRENS | BE00128690 | 24061296 | BLOOD GAS ANALYZER | WERFEN USA LLC | GEM PREMIER 7000 | 5750 | 2025-08-15 | 0
TX CHILDRENS | BE00128529 | 24041225 | BLOOD GAS ANALYZER | WERFEN USA LLC | GEM PREMIER 7000 | 5750 | 2025-08-15 | 0
TX CHILDRENS | BE00128548 | 24041229 | BLOOD GAS ANALYZER | WERFEN USA LLC | GEM PREMIER 7000 | 5750 | 2025-08-15 | 0
TX CHILDRENS | BE00102207 | CS01-00208 | SANITIZER, UV | CleanSlate Technologies Incorporated | CSUV-UG6CX | 5749 | 2020-12-03 | 0
TX CHILDRENS | BE00112434 | CS01-00214 | SANITIZER, UV | CleanSlate Technologies Incorporated | CSUV-UG6CX | 5749 | 2020-11-18 | 0
TX CHILDRENS | BE00111851 | CS01-00202 | SANITIZER, UV | CleanSlate Technologies Incorporated | CSUV-UG6CX | 5749 | 2020-11-25 | 0
TX CHILDRENS | BE00112432 | CS01-00203 | SANITIZER, UV | CleanSlate Technologies Incorporated | CSUV-UG6CX | 5749 | 2020-11-06 | 0
TX CHILDRENS | BE00112433 | CS01-00213 | SANITIZER, UV | CleanSlate Technologies Incorporated | CSUV-UG6CX | 5749 | 2020-11-18 | 0
TX CHILDRENS | BE00113066 | CS01-00251 | SANITIZER, UV | CleanSlate Technologies Incorporated | CSUV-UG6CX | 5749 | 2020-11-25 | 0
TX CHILDRENS | BE00111440 | NXHD-2766 | FLOWMETER, GAS CALIBRATED | PARKER HANNIFIN CORP. / PORTER INST. | NOX-5210-N | 5742.5 | 2020-07-22 | 0
TX CHILDRENS | BE00111442 | NXHD-2768 | FLOWMETER, GAS CALIBRATED | PARKER HANNIFIN CORP. / PORTER INST. | NOX-5210-N | 5742.5 | 2020-07-22 | 0
TX CHILDRENS | BE00111444 | NXHD-2772 | FLOWMETER, GAS CALIBRATED | PARKER HANNIFIN CORP. / PORTER INST. | NOX-5210-N | 5742.5 | 2020-07-22 | 0
TX CHILDRENS | BE00111443 | NXHD-2773 | FLOWMETER, GAS CALIBRATED | PARKER HANNIFIN CORP. / PORTER INST. | NOX-5210-N | 5742.5 | 2020-07-22 | 0
TX CHILDRENS | BE00111441 | NXHD-2767 | FLOWMETER, GAS CALIBRATED | PARKER HANNIFIN CORP. / PORTER INST. | NOX-5210-N | 5742.5 | 2020-07-22 | 0
TX CHILDRENS | KN222922 | 0964874 | PLASMA THAWING DEVICE | HELMER LABS INC | DH8 | 5733 | 2005-02-11 | 0
TX CHILDRENS | KN216407 | HI0533 | LIGHT SOURCE | KARL STORZ ENDOSCOPY-AMERICA INC | 20133120 | 5732.1 | 2006-01-19 | 0
TX CHILDRENS | BE00033184 | ZZ0667509 | LIGHT SOURCE | KARL STORZ ENDOSCOPY-AMERICA INC | 20133120 | 5732 | 2012-03-20 | 0
TX CHILDRENS | BE00125914 | EP721C2304C00051 | EXERCISE EQUIP, NON-POWERED | MATRIX, INC | E-LS | 5720.46 | 2025-01-31 | 0
TX CHILDRENS | BE00118401 | D32222230014 | DISPLAY, VIDEO | FSN MEDICAL TECHNOLOGIES (FORSEESON) | FS-L3202D | 5720 | 2023-11-09 | 0
TX CHILDRENS | BE00118350 | D32222230013 | DISPLAY, VIDEO | FSN MEDICAL TECHNOLOGIES (FORSEESON) | FS-L3202D | 5720 | 2023-10-31 | 0
TX CHILDRENS | BE00123473 | 8001115 | DISPLAY, VIDEO | SONY CORPORATION-SVCE CENTER | LMD-X3200MD | 5720 | 2025-01-16 | 0
TX CHILDRENS | BE00109742 | C4M0019568 | PATIENT LIFT | HANDICARE USA INC | C-450 | 5710.03 | 2019-07-31 | 0
TX CHILDRENS | BE00109724 | C4M0019565 | PATIENT LIFT | HANDICARE USA INC | C-450 | 5710.03 | 2019-07-31 | 0
TX CHILDRENS | BE00109715 | C4M0019567 | PATIENT LIFT | HANDICARE USA INC | C-450 | 5710.03 | 2019-07-31 | 0
TX CHILDRENS | BE00109708 | C4M0019943 | PATIENT LIFT | HANDICARE USA INC | C-450 | 5710.03 | 2019-07-31 | 0
TX CHILDRENS | BE00057744 | 176416-10563 | INCUBATOR CO2 | THERMO FISHER SCIENTIFIC ASHEVILLE LLC | 370 | 5706.93 | 2015-02-09 | 0
TX CHILDRENS | BE00057745 | 176416-10562 | INCUBATOR CO2 | THERMO FISHER SCIENTIFIC ASHEVILLE LLC | 370 | 5706.93 | 2015-02-09 | 0
TX CHILDRENS | BE00034903 | S160000D-09171 | UTILITY CART | SMR | S160000D | 5702 | 2013-07-04 | 0
TX CHILDRENS | BE00034902 | S160000D-09173 | UTILITY CART | SMR | S160000D | 5702 | 2013-07-04 | 0
TX CHILDRENS | BE00034904 | S160000D-09172 | UTILITY CART | SMR | S160000D | 5702 | 2013-07-04 | 0
TX CHILDRENS | BE00063296 | 070025C0714033 | CHAIR, EXAM | RELIANCE MEDICAL PRODUCTS, INC | 7000 | 5700 | 2015-10-11 | 0
TX CHILDRENS | BE00064036 | 070025C0215010 | CHAIR, EXAM | RELIANCE MEDICAL PRODUCTS, INC | 7000 | 5700 | 2016-04-28 | 0
TX CHILDRENS | BE00012006 | 201006CJ0393 | ULTRASOUND THERAPY/MUSCLE STIM | METTLER | ME-940 | 5700 | 2011-09-07 | 0
TX CHILDRENS | BE00113071 | 80971 | SURGICAL INSTRUMENT MOTOR ACCE | COCHLEAR AMERICAS CORPORATION | OSSCORA | 5700 | 2020-01-02 | 0
TX CHILDRENS | BE00110029 | 80903 | SURGICAL INSTRUMENT MOTOR ACCE | COCHLEAR AMERICAS CORPORATION | OSSCORA | 5700 | 2020-02-06 | 0
TX CHILDRENS | BE00063299 | 070025C0714028 | CHAIR, EXAM | RELIANCE MEDICAL PRODUCTS, INC | 7000 | 5700 | 2015-10-11 | 0
TX CHILDRENS | BE00034942 | SC008272 | DNA THERMAL CYCLER | BIO RAD LABORATORIES INC | S1000 | 5695 | 2013-04-02 | 0
TX CHILDRENS | BE00013202 | SC005930 | DNA THERMAL CYCLER | BIO RAD LABORATORIES INC | S1000 | 5695 | 2012-02-07 | 0
TX CHILDRENS | BE00034941 | SC008262 | DNA THERMAL CYCLER | BIO RAD LABORATORIES INC | S1000 | 5695 | 2013-04-02 | 0
TX CHILDRENS | BE00013201 | SC005938 | DNA THERMAL CYCLER | BIO RAD LABORATORIES INC | S1000 | 5695 | 2012-02-07 | 0
TX CHILDRENS | KN217451 | 151092 | MICROSCOPE | NIKON INSTRUMENT INC | TS100 | 5694.3 | 2005-02-21 | 0
TX CHILDRENS | KN225776 | 304042 | MICROSCOPE | NIKON INSTRUMENT INC | ECLIPSE TS100 | 5694 | 2009-04-16 | 0
TX CHILDRENS | BE00117858 | V2454070 | CHAIR, EXAM | RITTER MIDWEST DIV SYBRON CORP |  | 5692.23 | 2023-08-21 | 0
TX CHILDRENS | BE00117857 | V2447577 | CHAIR, EXAM | RITTER MIDWEST DIV SYBRON CORP |  | 5692.23 | 2023-08-21 | 0
TX CHILDRENS | BE00110177 | 308806 | TRANSCUTANEOUS PO2 MONITOR | SENTEC INC | SDMS | 5690 | 2021-05-07 | 0
TX CHILDRENS | BE00104539 | 308834 | TRANSCUTANEOUS PO2 MONITOR | SENTEC INC | SDMS | 5690 | 2021-05-07 | 0
TX CHILDRENS | BE00110227 | 308809 | TRANSCUTANEOUS PO2 MONITOR | SENTEC INC | SDMS | 5690 | 2021-05-07 | 0
TX CHILDRENS | BE00110178 | 308805 | TRANSCUTANEOUS PO2 MONITOR | SENTEC INC | SDMS | 5690 | 2021-05-07 | 0
TX CHILDRENS | BE00057346 | 802942 | TABLE, TILTING, EPS | MEDICAL POSITIONING INC (MPI) | ECHO TABLE | 5690 | 2013-05-07 | 0
TX CHILDRENS | BE00110175 | 308803 | TRANSCUTANEOUS PO2 MONITOR | SENTEC INC | SDMS | 5690 | 2021-05-07 | 0
TX CHILDRENS | BE00110176 | 308807 | TRANSCUTANEOUS PO2 MONITOR | SENTEC INC | SDMS | 5690 | 2021-05-07 | 0
TX CHILDRENS | BE00057345 | 802941 | TABLE, TILTING, EPS | MEDICAL POSITIONING INC (MPI) | ECHO TABLE | 5690 | 2013-05-07 | 0
TX CHILDRENS | BE00110173 | 308804 | TRANSCUTANEOUS PO2 MONITOR | SENTEC INC | SDMS | 5690 | 2021-05-07 | 0
TX CHILDRENS | BE00110179 | 308810 | TRANSCUTANEOUS PO2 MONITOR | SENTEC INC | SDMS | 5690 | 2021-05-07 | 0
TX CHILDRENS | BE00110174 | 308802 | TRANSCUTANEOUS PO2 MONITOR | SENTEC INC | SDMS | 5690 | 2021-05-07 | 0
TX CHILDRENS | BE00104540 | 308801 | TRANSCUTANEOUS PO2 MONITOR | SENTEC INC | SDMS | 5690 | 2021-05-07 | 0
TX CHILDRENS | BE00035344 | 3355 | STIMULATOR, NERVE, PERIPHERAL | AMP, INC. | MASTER-8-VP | 5680 | 2012-07-25 | 0
TX CHILDRENS | BE00117068 | DK2135P02999 | EXERCISE EQUIP, POWERED | TOTAL GYM | RS ENCOMPASS | 5679 | 2023-05-17 | 0
TX CHILDRENS | BE00058549 | 155065020713 | INCUBATOR CO2 | NUAIRE INC | NU-5510 | 5678 | 2014-02-26 | 0
TX CHILDRENS | BE00058550 | 155067020713 | INCUBATOR CO2 | NUAIRE INC | NU-5510 | 5678 | 2014-02-26 | 0
TX CHILDRENS | BE00058551 | 155068020713 | INCUBATOR CO2 | NUAIRE INC | NU-5510 | 5678 | 2014-02-26 | 0
TX CHILDRENS | BE00058548 | 155066020713 | INCUBATOR CO2 | NUAIRE INC | NU-5510 | 5678 | 2014-02-26 | 0
TX CHILDRENS | BE00058629 | 155825032013 | INCUBATOR CO2 | NUAIRE INC | NU-5510 | 5671 | 2014-04-24 | 0
TX CHILDRENS | BE00058634 | 155826032013 | INCUBATOR CO2 | NUAIRE INC | NU-5510 | 5671 | 2014-04-24 | 0
TX CHILDRENS | BE00058631 | 155822032013 | INCUBATOR CO2 | NUAIRE INC | NU-5510 | 5671 | 2014-04-24 | 0
TX CHILDRENS | BE00058633 | 155824032013 | INCUBATOR CO2 | NUAIRE INC | NU-5510 | 5671 | 2014-04-24 | 0
TX CHILDRENS | BE00058628 | 155753031913 | INCUBATOR CO2 | NUAIRE INC | NU-5510 | 5671 | 2014-04-24 | 0
TX CHILDRENS | BE00058632 | 155823032013 | INCUBATOR CO2 | NUAIRE INC | NU-5510 | 5671 | 2014-04-24 | 0
TX CHILDRENS | BE00085263 | 41979976 | CENTRIFUGE, REFRIGERATED | THERMO FISHER SCIENTIFIC ASHEVILLE LLC | SORVALL ST 8R | 5666 | 2021-04-14 | 0
TX CHILDRENS | BE00085421 | 41984255 | CENTRIFUGE, REFRIGERATED | THERMO FISHER SCIENTIFIC ASHEVILLE LLC | SORVALL ST 8R | 5666 | 2017-08-04 | 0
TX CHILDRENS | BE00035543 | 111707-9089 | INCUBATOR CO2 | THERMO FISHER SCIENTIFIC ASHEVILLE LLC | 370 | 5664.63 | 2013-10-14 | 0
TX CHILDRENS | BE00086755 | CM7TMW3 | EEG ACQUISITION STATION | DELL MARKETING LP | OPTIPLEX 7490 | 5650.53 | 2026-04-07 | 0
TX CHILDRENS | BE00126979 | 6V70Z84 | EEG ACQUISITION STATION | DELL MARKETING LP | OPTIPLEX 7490 | 5650.53 | 2026-06-10 | 0
TX CHILDRENS | BE00086754 | 9R7TMW3 | EEG ACQUISITION STATION | DELL MARKETING LP | OPTIPLEX 7490 | 5650.53 | 2026-04-07 | 0
TX CHILDRENS | BE00126576 | 240119-790000K-010956 | OPHTHALMIC INSTRUMENT STAND | RELIANCE MEDICAL PRODUCTS, INC | 7900 | 5649 | 2025-04-23 | 0
TX CHILDRENS | BE00060865 | 4A41017 | MICROSCOPE | OLYMPUS AMERICA INC | CKX41SF | 5643.64 | 2015-04-21 | 0
TX CHILDRENS | BE00062534 | 4B41014 | MICROSCOPE | OLYMPUS AMERICA INC | CKX41SF | 5643.64 | 2016-01-14 | 0
TX CHILDRENS | BE00109499 | 21003884 | NITRIC OXIDE ANALYZER | CIRCASSIA PHARMACEUTICALS INC | NIOX VERO | 5643 | 2024-08-30 | 0
TX CHILDRENS | BE00118204 | 8B1092003295 | X-RAY, DENTAL | VATECH | VEX-P300 | 5641.03 | 2023-10-19 | 0
TX CHILDRENS | BE00124522 | 9501768 | PATIENT LIFT | Hill-Rom Company Inc | VIKING L | 5636.16 | 2024-11-02 | 0
TX CHILDRENS | BE00124523 | 9501767 | PATIENT LIFT | Hill-Rom Company Inc | VIKING L | 5636.16 | 2024-11-02 | 0
TX CHILDRENS | BE00124521 | 9501769 | PATIENT LIFT | Hill-Rom Company Inc | VIKING L | 5636.16 | 2024-11-02 | 0
TX CHILDRENS | BE00123477 | 369667 | CABINET, PROBE | SOLAIRE MEDICAL STORAGE LLC | SEC1936SRTD | 5634.39 | 2025-01-31 | 0
TX CHILDRENS | BE00123478 | 066260 | CABINET, PROBE | SOLAIRE MEDICAL STORAGE LLC | SEC1936SRTD | 5634.39 | 2025-01-31 | 0
TX CHILDRENS | BE00123460 | 066259 | CABINET, PROBE | SOLAIRE MEDICAL STORAGE LLC | SEC1936SRTD | 5634.39 | 2025-01-31 | 0
TX CHILDRENS | BE00061983 | SA314232989GA | LIM SUPERCARTRIDGE ECG BP TMP | GE Medical Systems Information Tech Inc | PDM | 5630 | 2015-08-17 | 0
TX CHILDRENS | BE00061706 | SA309132832GR | LIM SUPERCARTRIDGE ECG BP TMP | GE Medical Systems Information Tech Inc | PDM | 5630 | 2015-09-03 | 0
TX CHILDRENS | BE00061758 | SA311195261GR | LIM SUPERCARTRIDGE ECG BP TMP | GE Medical Systems Information Tech Inc | PDM | 5630 | 2015-09-18 | 0
TX CHILDRENS | BE00061996 | SA314233050GA | LIM SUPERCARTRIDGE ECG BP TMP | GE Medical Systems Information Tech Inc | PDM | 5630 | 2015-08-17 | 0
TX CHILDRENS | BE00061740 | SA310507236GR | LIM SUPERCARTRIDGE ECG BP TMP | GE Medical Systems Information Tech Inc | PDM | 5630 | 2015-11-04 | 0
TX CHILDRENS | BE00061994 | SA314233034GA | LIM SUPERCARTRIDGE ECG BP TMP | GE Medical Systems Information Tech Inc | PDM | 5630 | 2015-08-17 | 0
TX CHILDRENS | BE00061710 | SA3093754236GR | LIM SUPERCARTRIDGE ECG BP TMP | GE Medical Systems Information Tech Inc | PDM | 5630 | 2015-11-16 | 0
TX CHILDRENS | BE00061699 | SA308155900GR | LIM SUPERCARTRIDGE ECG BP TMP | GE Medical Systems Information Tech Inc | PDM | 5630 | 2015-09-07 | 0
TX CHILDRENS | BE00061731 | SA310496519GR | LIM SUPERCARTRIDGE ECG BP TMP | GE Medical Systems Information Tech Inc | PDM | 5630 | 2015-09-29 | 0
TX CHILDRENS | BE00061703 | SA308429362GR | LIM SUPERCARTRIDGE ECG BP TMP | GE Medical Systems Information Tech Inc | PDM | 5630 | 2015-09-07 | 0
TX CHILDRENS | BE00061736 | SA310506867GR | LIM SUPERCARTRIDGE ECG BP TMP | GE Medical Systems Information Tech Inc | PDM | 5630 | 2015-11-04 | 0
TX CHILDRENS | BE00061744 | SA310528961GR | LIM SUPERCARTRIDGE ECG BP TMP | GE Medical Systems Information Tech Inc | PDM | 5630 | 2015-09-14 | 0
TX CHILDRENS | BE00061745 | SA311039484GR | LIM SUPERCARTRIDGE ECG BP TMP | GE Medical Systems Information Tech Inc | PDM | 5630 | 2015-09-09 | 0
TX CHILDRENS | BE00061762 | SA311428157GR | LIM SUPERCARTRIDGE ECG BP TMP | GE Medical Systems Information Tech Inc | PDM | 5630 | 2015-09-25 | 0
TX CHILDRENS | BE00061730 | SA310496501GR | LIM SUPERCARTRIDGE ECG BP TMP | GE Medical Systems Information Tech Inc | PDM | 5630 | 2015-11-04 | 0
TX CHILDRENS | BE00062000 | SA314233099GA | LIM SUPERCARTRIDGE ECG BP TMP | GE Medical Systems Information Tech Inc | PDM | 5630 | 2015-08-17 | 0
TX CHILDRENS | BE00061724 | SA310496159GR | LIM SUPERCARTRIDGE ECG BP TMP | GE Medical Systems Information Tech Inc | PDM | 5630 | 2015-09-29 | 0
TX CHILDRENS | BE00061727 | SA310496479GR | LIM SUPERCARTRIDGE ECG BP TMP | GE Medical Systems Information Tech Inc | PDM | 5630 | 2015-11-04 | 0
TX CHILDRENS | BE00061987 | SA314233009GA | LIM SUPERCARTRIDGE ECG BP TMP | GE Medical Systems Information Tech Inc | PDM | 5630 | 2015-08-17 | 0
TX CHILDRENS | BE00061984 | SA314233001GA | LIM SUPERCARTRIDGE ECG BP TMP | GE Medical Systems Information Tech Inc | PDM | 5630 | 2015-08-17 | 0
TX CHILDRENS | BE00061732 | SA310496524GR | LIM SUPERCARTRIDGE ECG BP TMP | GE Medical Systems Information Tech Inc | PDM | 5630 | 2015-11-04 | 0
TX CHILDRENS | BE00061767 | SA312059630GR | LIM SUPERCARTRIDGE ECG BP TMP | GE Medical Systems Information Tech Inc | PDM | 5630 | 2015-09-21 | 0
TX CHILDRENS | BE00061700 | SA308166119GR | LIM SUPERCARTRIDGE ECG BP TMP | GE Medical Systems Information Tech Inc | PDM | 5630 | 2015-09-03 | 0
TX CHILDRENS | BE00061746 | SA311080626GR | LIM SUPERCARTRIDGE ECG BP TMP | GE Medical Systems Information Tech Inc | PDM | 5630 | 2015-09-14 | 0
TX CHILDRENS | BE00061764 | SA312029053GR | LIM SUPERCARTRIDGE ECG BP TMP | GE Medical Systems Information Tech Inc | PDM | 5630 | 2015-09-29 | 0
TX CHILDRENS | BE00061763 | SA311518727GR | LIM SUPERCARTRIDGE ECG BP TMP | GE Medical Systems Information Tech Inc | PDM | 5630 | 2016-01-25 | 0
TX CHILDRENS | BE00061997 | SA314233051GA | LIM SUPERCARTRIDGE ECG BP TMP | GE Medical Systems Information Tech Inc | PDM | 5630 | 2015-08-17 | 0
TX CHILDRENS | BE00061756 | SA311184865GR | LIM SUPERCARTRIDGE ECG BP TMP | GE Medical Systems Information Tech Inc | PDM | 5630 | 2015-09-17 | 0
TX CHILDRENS | BE00061723 | SA310496143GR | LIM SUPERCARTRIDGE ECG BP TMP | GE Medical Systems Information Tech Inc | PDM | 5630 | 2015-09-29 | 0
TX CHILDRENS | BE00061747 | SA311090998GR | LIM SUPERCARTRIDGE ECG BP TMP | GE Medical Systems Information Tech Inc | PDM | 5630 | 2015-09-14 | 0
TX CHILDRENS | BE00061761 | SA311297272GR | LIM SUPERCARTRIDGE ECG BP TMP | GE Medical Systems Information Tech Inc | PDM | 5630 | 2015-10-22 | 0
TX CHILDRENS | BE00062002 | SA314233103GA | LIM SUPERCARTRIDGE ECG BP TMP | GE Medical Systems Information Tech Inc | PDM | 5630 | 2015-08-17 | 0
TX CHILDRENS | BE00061725 | SA310496330GR | LIM SUPERCARTRIDGE ECG BP TMP | GE Medical Systems Information Tech Inc | PDM | 5630 | 2015-09-29 | 0
TX CHILDRENS | BE00062001 | SA314233101GA | LIM SUPERCARTRIDGE ECG BP TMP | GE Medical Systems Information Tech Inc | PDM | 5630 | 2015-08-17 | 0
TX CHILDRENS | BE00061728 | SA310496496GR | LIM SUPERCARTRIDGE ECG BP TMP | GE Medical Systems Information Tech Inc | PDM | 5630 | 2015-11-04 | 0
TX CHILDRENS | BE00061707 | SA309132833GR | LIM SUPERCARTRIDGE ECG BP TMP | GE Medical Systems Information Tech Inc | PDM | 5630 | 2015-09-07 | 0
TX CHILDRENS | BE00061760 | SA311256777GR | LIM SUPERCARTRIDGE ECG BP TMP | GE Medical Systems Information Tech Inc | PDM | 5630 | 2015-09-25 | 0
TX CHILDRENS | BE00061743 | SA310518703GR | LIM SUPERCARTRIDGE ECG BP TMP | GE Medical Systems Information Tech Inc | PDM | 5630 | 2015-09-18 | 0
TX CHILDRENS | BE00061741 | SA310517718GR | LIM SUPERCARTRIDGE ECG BP TMP | GE Medical Systems Information Tech Inc | PDM | 5630 | 2016-05-05 | 0
TX CHILDRENS | BE00061742 | SA310518662GR | LIM SUPERCARTRIDGE ECG BP TMP | GE Medical Systems Information Tech Inc | PDM | 5630 | 2015-09-14 | 0
TX CHILDRENS | BE00061704 | SA308511455GR | LIM SUPERCARTRIDGE ECG BP TMP | GE Medical Systems Information Tech Inc | PDM | 5630 | 2015-09-08 | 0
TX CHILDRENS | BE00061721 | SA310393164GR | LIM SUPERCARTRIDGE ECG BP TMP | GE Medical Systems Information Tech Inc | PDM | 5630 | 2015-11-04 | 0
TX CHILDRENS | BE00061755 | SA311184647GR | LIM SUPERCARTRIDGE ECG BP TMP | GE Medical Systems Information Tech Inc | PDM | 5630 | 2015-09-16 | 0
TX CHILDRENS | BE00061753 | SA311163950GR | LIM SUPERCARTRIDGE ECG BP TMP | GE Medical Systems Information Tech Inc | PDM | 5630 | 2015-09-16 | 0
TX CHILDRENS | BE00061734 | SA310506849GR | LIM SUPERCARTRIDGE ECG BP TMP | GE Medical Systems Information Tech Inc | PDM | 5630 | 2015-09-29 | 0
TX CHILDRENS | BE00061751 | SA311153202GR | LIM SUPERCARTRIDGE ECG BP TMP | GE Medical Systems Information Tech Inc | PDM | 5630 | 2015-09-14 | 0
TX CHILDRENS | BE00061726 | SA310496564GR | LIM SUPERCARTRIDGE ECG BP TMP | GE Medical Systems Information Tech Inc | PDM | 5630 | 2015-09-29 | 0
TX CHILDRENS | BE00061709 | SA309354898GR | LIM SUPERCARTRIDGE ECG BP TMP | GE Medical Systems Information Tech Inc | PDM | 5630 | 2015-09-07 | 0
TX CHILDRENS | BE00061757 | SA311194956GR | LIM SUPERCARTRIDGE ECG BP TMP | GE Medical Systems Information Tech Inc | PDM | 5630 | 2015-09-17 | 0
TX CHILDRENS | BE00061995 | SA314233039GA | LIM SUPERCARTRIDGE ECG BP TMP | GE Medical Systems Information Tech Inc | PDM | 5630 | 2015-08-17 | 0
TX CHILDRENS | BE00061739 | SA310507116GR | LIM SUPERCARTRIDGE ECG BP TMP | GE Medical Systems Information Tech Inc | PDM | 5630 | 2015-11-04 | 0
TX CHILDRENS | BE00061986 | SA314233008GA | LIM SUPERCARTRIDGE ECG BP TMP | GE Medical Systems Information Tech Inc | PDM | 5630 | 2015-08-17 | 0
TX CHILDRENS | BE00061754 | SA311163981GR | LIM SUPERCARTRIDGE ECG BP TMP | GE Medical Systems Information Tech Inc | PDM | 5630 | 2015-09-16 | 0
TX CHILDRENS | BE00061752 | SA311163944GR | LIM SUPERCARTRIDGE ECG BP TMP | GE Medical Systems Information Tech Inc | PDM | 5630 | 2015-09-14 | 0
TX CHILDRENS | BE00061735 | SA310506852GR | LIM SUPERCARTRIDGE ECG BP TMP | GE Medical Systems Information Tech Inc | PDM | 5630 | 2016-05-05 | 0
TX CHILDRENS | BE00061748 | SA311122014GR | LIM SUPERCARTRIDGE ECG BP TMP | GE Medical Systems Information Tech Inc | PDM | 5630 | 2015-09-15 | 0
TX CHILDRENS | BE00061720 | SA310393158GR | LIM SUPERCARTRIDGE ECG BP TMP | GE Medical Systems Information Tech Inc | PDM | 5630 | 2015-09-08 | 0
TX CHILDRENS | BE00061989 | SA314233014GA | LIM SUPERCARTRIDGE ECG BP TMP | GE Medical Systems Information Tech Inc | PDM | 5630 | 2015-08-17 | 0
TX CHILDRENS | BE00061712 | SA309517734GR | LIM SUPERCARTRIDGE ECG BP TMP | GE Medical Systems Information Tech Inc | PDM | 5630 | 2015-09-07 | 0
TX CHILDRENS | BE00061714 | SA310382794GR | LIM SUPERCARTRIDGE ECG BP TMP | GE Medical Systems Information Tech Inc | PDM | 5630 | 2015-09-07 | 0
TX CHILDRENS | BE00062004 | SA314233122GA | LIM SUPERCARTRIDGE ECG BP TMP | GE Medical Systems Information Tech Inc | PDM | 5630 | 2015-07-29 | 0
TX CHILDRENS | BE00061999 | SA314233075GA | LIM SUPERCARTRIDGE ECG BP TMP | GE Medical Systems Information Tech Inc | PDM | 5630 | 2015-08-17 | 0
TX CHILDRENS | BE00061729 | SA310496500GR | LIM SUPERCARTRIDGE ECG BP TMP | GE Medical Systems Information Tech Inc | PDM | 5630 | 2015-11-04 | 0
TX CHILDRENS | BE00061705 | SA309062325GR | LIM SUPERCARTRIDGE ECG BP TMP | GE Medical Systems Information Tech Inc | PDM | 5630 | 2015-09-07 | 0
TX CHILDRENS | BE00061993 | SA314233030GA | LIM SUPERCARTRIDGE ECG BP TMP | GE Medical Systems Information Tech Inc | PDM | 5630 | 2015-08-17 | 0
TX CHILDRENS | BE00061711 | SA309385628GR | LIM SUPERCARTRIDGE ECG BP TMP | GE Medical Systems Information Tech Inc | PDM | 5630 | 2015-09-07 | 0
TX CHILDRENS | BE00062003 | SA314233112GA | LIM SUPERCARTRIDGE ECG BP TMP | GE Medical Systems Information Tech Inc | PDM | 5630 | 2015-08-06 | 0
TX CHILDRENS | BE00061702 | SA308266890GR | LIM SUPERCARTRIDGE ECG BP TMP | GE Medical Systems Information Tech Inc | PDM | 5630 | 2015-09-07 | 0
TX CHILDRENS | BE00061749 | SA311122033GR | LIM SUPERCARTRIDGE ECG BP TMP | GE Medical Systems Information Tech Inc | PDM | 5630 | 2015-09-14 | 0
TX CHILDRENS | BE00061750 | SA311122035GR | LIM SUPERCARTRIDGE ECG BP TMP | GE Medical Systems Information Tech Inc | PDM | 5630 | 2015-09-14 | 0
TX CHILDRENS | BE00061716 | SA310393033GR | LIM SUPERCARTRIDGE ECG BP TMP | GE Medical Systems Information Tech Inc | PDM | 5630 | 2015-09-07 | 0
TX CHILDRENS | BE00061998 | SA314233072GA | LIM SUPERCARTRIDGE ECG BP TMP | GE Medical Systems Information Tech Inc | PDM | 5630 | 2015-08-17 | 0
TX CHILDRENS | BE00061701 | SA308166162GR | LIM SUPERCARTRIDGE ECG BP TMP | GE Medical Systems Information Tech Inc | PDM | 5630 | 2015-09-07 | 0
TX CHILDRENS | BE00061766 | SA312049458GR | LIM SUPERCARTRIDGE ECG BP TMP | GE Medical Systems Information Tech Inc | PDM | 5630 | 2015-09-21 | 0
TX CHILDRENS | BE00062005 | SA314233125GA | LIM SUPERCARTRIDGE ECG BP TMP | GE Medical Systems Information Tech Inc | PDM | 5630 | 2015-07-31 | 0
TX CHILDRENS | BE00061992 | SA314233022GA | LIM SUPERCARTRIDGE ECG BP TMP | GE Medical Systems Information Tech Inc | PDM | 5630 | 2015-08-17 | 0
TX CHILDRENS | BE00061988 | SA314233012GA | LIM SUPERCARTRIDGE ECG BP TMP | GE Medical Systems Information Tech Inc | PDM | 5630 | 2015-08-17 | 0
TX CHILDRENS | BE00061738 | SA310507076GR | LIM SUPERCARTRIDGE ECG BP TMP | GE Medical Systems Information Tech Inc | PDM | 5630 | 2015-11-04 | 0
TX CHILDRENS | BE00061737 | SA310506995GR | LIM SUPERCARTRIDGE ECG BP TMP | GE Medical Systems Information Tech Inc | PDM | 5630 | 2015-11-04 | 0
TX CHILDRENS | BE00061722 | SA310393177GR | LIM SUPERCARTRIDGE ECG BP TMP | GE Medical Systems Information Tech Inc | PDM | 5630 | 2015-11-04 | 0
TX CHILDRENS | BE00061765 | SA312049396GR | LIM SUPERCARTRIDGE ECG BP TMP | GE Medical Systems Information Tech Inc | PDM | 5630 | 2015-10-22 | 0
TX CHILDRENS | BE00061733 | SA310496649GR | LIM SUPERCARTRIDGE ECG BP TMP | GE Medical Systems Information Tech Inc | PDM | 5630 | 2015-11-04 | 0
TX CHILDRENS | BE00061719 | SA310393067GR | LIM SUPERCARTRIDGE ECG BP TMP | GE Medical Systems Information Tech Inc | PDM | 5630 | 2015-09-03 | 0
TX CHILDRENS | BE00061991 | SA314233016GA | LIM SUPERCARTRIDGE ECG BP TMP | GE Medical Systems Information Tech Inc | PDM | 5630 | 2015-08-17 | 0
TX CHILDRENS | BE00061985 | SA314233005GA | LIM SUPERCARTRIDGE ECG BP TMP | GE Medical Systems Information Tech Inc | PDM | 5630 | 2015-08-17 | 0
TX CHILDRENS | BE00061759 | SA311256716GR | LIM SUPERCARTRIDGE ECG BP TMP | GE Medical Systems Information Tech Inc | PDM | 5630 | 2015-10-22 | 0
TX CHILDRENS | BE00061708 | SA309243675GR | LIM SUPERCARTRIDGE ECG BP TMP | GE Medical Systems Information Tech Inc | PDM | 5630 | 2015-09-07 | 0
TX CHILDRENS | BE00114394 | 59273 | WARMER, BLANKET | BLICKMAN HEALTH INDUSTRIES INC | 7921TG | 5617.33 | 2020-11-24 | 0
TX CHILDRENS | BE00114393 | 59274 | WARMER, BLANKET | BLICKMAN HEALTH INDUSTRIES INC | 7921TG | 5617.33 | 2020-11-24 | 0
TX CHILDRENS | BE00111693 | 24321 | WARMER, BLANKET | BLICKMAN HEALTH INDUSTRIES INC | 7921TS | 5617.33 | 2020-03-31 | 0
TX CHILDRENS | BE00034070 | 320780-7619 | INCUBATOR CO2 | THERMO FISHER SCIENTIFIC ASHEVILLE LLC | 370 | 5613.59 | 2012-09-27 | 0
TX CHILDRENS | BE00034069 | 320780-7618 | INCUBATOR CO2 | THERMO FISHER SCIENTIFIC ASHEVILLE LLC | 370 | 5613.59 | 2012-09-27 | 0
TX CHILDRENS | BE00115856 | (21)AV22170038 | VEIN VIEWER | ACCUVEIN INC | AV500 | 5612 | 2023-05-30 | 0
TX CHILDRENS | BE00111291 | E-Z 1790 | ANESTHESIA GAS MACHINE | E-Z SYSTEMS INC | E-Z ANESTHESIA | 5611.62 | 2019-07-01 | 0
TX CHILDRENS | BE00084788 | 16-262570 | DISPLAY, SLAVE PHYSIOLOGICAL | NATIONAL DISPLAY SYSTEMS (NDS) | SC-WU26-A1511 | 5600 | 2022-10-17 | 0
TX CHILDRENS | KN209899 | 001-175450 | PRES. PLETHYSMOGRAPH(BODY-BOX) | JAEGER MEDICAL INSTRUMENTS | BODY BOX | 5600 | 2006-01-31 | 0
TX CHILDRENS | BE00011647 | L004 | PRES. PLETHYSMOGRAPH(BODY-BOX) | JAEGER MEDICAL INSTRUMENTS | MS-BODY | 5600 | 2012-09-20 | 0
TX CHILDRENS | BE00011645 | L002 | PRES. PLETHYSMOGRAPH(BODY-BOX) | JAEGER MEDICAL INSTRUMENTS | MS-BODY | 5600 | 2012-09-20 | 0
TX CHILDRENS | KN193421 | 13084 | PH METER | CORNING MEDICAL | M240 | 5600 | 1996-03-30 | 0
TX CHILDRENS | BE00084776 | 16-262618 | DISPLAY, SLAVE PHYSIOLOGICAL | NATIONAL DISPLAY SYSTEMS (NDS) | SC-WU26-A1511 | 5600 | 2023-10-06 | 0
TX CHILDRENS | KN193419 | 108A-3 | WATER BATH | PRECISION SCIENTIFIC | 185 | 5600 | 1995-03-30 | 0
TX CHILDRENS | KN188743 | 0124145 | CHAIR, EXAM | RELIANCE MEDICAL PRODUCTS, INC | 980HFC | 5600 | 1992-08-20 | 0
TX CHILDRENS | KN225043 | 157763 | DOSE CALIBRATOR | MIRION TECHNOLOGIES (CAPINTEC) | CRC-15R | 5600 | 2007-04-01 | 0
TX CHILDRENS | BE00084777 | 16-262617 | DISPLAY, SLAVE PHYSIOLOGICAL | NATIONAL DISPLAY SYSTEMS (NDS) | SC-WU26-A1511 | 5600 | 2023-10-06 | 0
TX CHILDRENS | BE00117522 | 2022F-06280 | TOURNIQUET,COMPRES LIMB SLEEVE | OWENS RECOVERY SCIENCE INC | PTS | 5600 | 2023-07-05 | 0
TX CHILDRENS | KN200950 | 805BR 2240 | CROSS LINKER - UV LAMP | BIO RAD LABORATORIES INC | G5 GENE LINKER | 5600 | 2000-02-02 | 0
TX CHILDRENS | BE00033967 | M0G515187R | PUMP, HPLC | WATERS TECHNOLOGIES CORPORATIONS | 515 | 5600 | 2011-09-07 | 0
TX CHILDRENS | BE00084794 | 16-262644 | DISPLAY, SLAVE PHYSIOLOGICAL | NATIONAL DISPLAY SYSTEMS (NDS) | SC-WU26-A1511 | 5600 | 2022-10-17 | 0
TX CHILDRENS | BE00011648 | L005 | PRES. PLETHYSMOGRAPH(BODY-BOX) | JAEGER MEDICAL INSTRUMENTS | MS-BODY | 5600 | 2012-09-20 | 0
TX CHILDRENS | BE00059712 | 070025B0513040 | CHAIR, EXAM | RELIANCE MEDICAL PRODUCTS, INC | 7000L | 5596 | 2014-07-31 | 0
TX CHILDRENS | BE00059714 | 070025B0513043 | CHAIR, EXAM | RELIANCE MEDICAL PRODUCTS, INC | 7000L | 5596 | 2014-07-31 | 0
TX CHILDRENS | BE00059718 | 070025B0513018 | CHAIR, EXAM | RELIANCE MEDICAL PRODUCTS, INC | 7000L | 5596 | 2014-07-31 | 0
TX CHILDRENS | BE00014232 | 070025B1010065 | CHAIR, EXAM | RELIANCE MEDICAL PRODUCTS, INC | 7000L | 5596 | 2014-06-13 | 0
TX CHILDRENS | BE00059711 | 070025B0513017 | CHAIR, EXAM | RELIANCE MEDICAL PRODUCTS, INC | 7000L | 5596 | 2014-07-31 | 0
TX CHILDRENS | BE00059716 | 070025B0413028 | CHAIR, EXAM | RELIANCE MEDICAL PRODUCTS, INC | 7000L | 5596 | 2014-07-31 | 0
TX CHILDRENS | BE00014234 | 070025B1010057 | CHAIR, EXAM | RELIANCE MEDICAL PRODUCTS, INC | 7000L | 5596 | 2014-06-13 | 0
TX CHILDRENS | BE00104788 | MC-170407-022128 | BATTERY CHARGER | KLS-MARTIN LP | ML-MC7-HT-SK | 5592 | 2019-08-27 | 0
TX CHILDRENS | BE00104784 | MC-170407-022123 | BATTERY CHARGER | KLS-MARTIN LP | ML-MC7-HT-SK | 5592 | 2019-08-27 | 0
TX CHILDRENS | BE00104785 | MC-170407-022124 | BATTERY CHARGER | KLS-MARTIN LP | ML-MC7-HT-SK | 5592 | 2019-08-27 | 0
TX CHILDRENS | BE00104783 | MC-170407-022125 | BATTERY CHARGER | KLS-MARTIN LP | ML-MC7-HT-SK | 5592 | 2019-08-27 | 0
TX CHILDRENS | BE00104782 | MC-170407-022126 | BATTERY CHARGER | KLS-MARTIN LP | ML-MC7-HT-SK | 5592 | 2019-08-27 | 0
TX CHILDRENS | BE00104789 | MC-170407-022129 | BATTERY CHARGER | KLS-MARTIN LP | ML-MC7-HT-SK | 5592 | 2019-08-27 | 0
TX CHILDRENS | BE00033984 | 6331BQ502887 | DNA THERMAL CYCLER | Eppendorf North America Inc | NEXUS GRADIENT | 5589 | 2014-09-30 | 0
TX CHILDRENS | BE00036687 | 13041024 | UTILITY CART | KARL STORZ ENDOSCOPY-AMERICA INC | 9601HD | 5583.6 | 2012-11-13 | 0
TX CHILDRENS | BE00060539 | 93101155 | CV BYPASS ACCESSORY EQUIPMENT | JOSTRA / MAQUET | 924141 | 5581.8 | 2014-11-04 | 0
TX CHILDRENS | KN199527 | 0410198 | LIGHT SOURCE | LUXTEC CORP | 1975 | 5570 | 1901-04-30 | 0
TX CHILDRENS | BE00061006 | 207219-40475 | INCUBATOR CO2 | THERMO FISHER SCIENTIFIC ASHEVILLE LLC | 3110 | 5565 | 2015-07-06 | 0
TX CHILDRENS | BE00061007 | 217216-40579 | INCUBATOR CO2 | THERMO FISHER SCIENTIFIC ASHEVILLE LLC | 3110 | 5565 | 2015-07-06 | 0
TX CHILDRENS | KN228065 | 586879-000 | WARMER, BLANKET | ENTHERMICS MEDICAL SYSTEMS | EC770 | 5562 | 2008-07-15 | 0
TX CHILDRENS | KN230023 | ST73984 | DISTRACTION DEVICE | TFH USA LTD | VECTA DELUXE | 5559 | 2006-07-29 | 0
TX CHILDRENS | BE00057974 | 877213092306 | VENTILATOR NONCONTINUOUS | RESPIRONICS INC | BIPAP FOCUS | 5557.6 | 2015-02-23 | 0
TX CHILDRENS | BE00062600 | 877214092001 | VENTILATOR NONCONTINUOUS | RESPIRONICS INC | BIPAP FOCUS | 5557.6 | 2016-01-19 | 0
TX CHILDRENS | BE00057975 | 877213092320 | VENTILATOR NONCONTINUOUS | RESPIRONICS INC | BIPAP FOCUS | 5557.6 | 2015-02-23 | 0
TX CHILDRENS | BE00062601 | 877214092203 | VENTILATOR NONCONTINUOUS | RESPIRONICS INC | BIPAP FOCUS | 5557.6 | 2016-01-19 | 0
TX CHILDRENS | KN211423 | J2T13803G | LIM SUPERCARTRIDGE ECG BP TMP | GE Medical Systems Information Tech Inc | TRAM 451N | 5557.5 | 2007-12-05 | 0
TX CHILDRENS | KN221270 | K2T14273G | LIM SUPERCARTRIDGE ECG BP TMP | GE Medical Systems Information Tech Inc | TRAM 451N | 5557.5 | 2008-03-01 | 0
TX CHILDRENS | KN221300 | K2T14462G | LIM SUPERCARTRIDGE ECG BP TMP | GE Medical Systems Information Tech Inc | TRAM 451N | 5557.5 | 2008-03-01 | 0
TX CHILDRENS | KN221317 | K2T14503G | LIM SUPERCARTRIDGE ECG BP TMP | GE Medical Systems Information Tech Inc | TRAM 451N | 5557.5 | 2008-03-01 | 0
TX CHILDRENS | KN221283 | K2T14384G | LIM SUPERCARTRIDGE ECG BP TMP | GE Medical Systems Information Tech Inc | TRAM 451N | 5557.5 | 2008-03-01 | 0
TX CHILDRENS | KN221314 | K2T14495G | LIM SUPERCARTRIDGE ECG BP TMP | GE Medical Systems Information Tech Inc | TRAM 451N | 5557.5 | 2008-03-01 | 0
TX CHILDRENS | KN221497 | K2T14293G | LIM SUPERCARTRIDGE ECG BP TMP | GE Medical Systems Information Tech Inc | TRAM 451N | 5557.5 | 2008-03-01 | 0
TX CHILDRENS | KN221477 | K2T14214G | LIM SUPERCARTRIDGE ECG BP TMP | GE Medical Systems Information Tech Inc | TRAM 451N | 5557.5 | 2008-03-01 | 0
TX CHILDRENS | KN221281 | K2T14381G | LIM SUPERCARTRIDGE ECG BP TMP | GE Medical Systems Information Tech Inc | TRAM 451N | 5557.5 | 2008-03-01 | 0
TX CHILDRENS | KN221463 | K2T14079G | LIM SUPERCARTRIDGE ECG BP TMP | GE Medical Systems Information Tech Inc | TRAM 451N | 5557.5 | 2008-03-01 | 0
TX CHILDRENS | KN221312 | K2T14493G | LIM SUPERCARTRIDGE ECG BP TMP | GE Medical Systems Information Tech Inc | TRAM 451N | 5557.5 | 2008-03-01 | 0
TX CHILDRENS | KN221491 | K2T14275G | LIM SUPERCARTRIDGE ECG BP TMP | GE Medical Systems Information Tech Inc | TRAM 451N | 5557.5 | 2008-03-01 | 0
TX CHILDRENS | KN221506 | K2T14319G | LIM SUPERCARTRIDGE ECG BP TMP | GE Medical Systems Information Tech Inc | TRAM 451N | 5557.5 | 2008-03-01 | 0
TX CHILDRENS | KN221483 | K2T14237G | LIM SUPERCARTRIDGE ECG BP TMP | GE Medical Systems Information Tech Inc | TRAM 451N | 5557.5 | 2008-03-01 | 0
TX CHILDRENS | KN221303 | K2T14466G | LIM SUPERCARTRIDGE ECG BP TMP | GE Medical Systems Information Tech Inc | TRAM 451N | 5557.5 | 2008-03-01 | 0
TX CHILDRENS | KN221267 | K2T14268G | LIM SUPERCARTRIDGE ECG BP TMP | GE Medical Systems Information Tech Inc | TRAM 451N | 5557.5 | 2008-03-01 | 0
TX CHILDRENS | KN221306 | K2T14485G | LIM SUPERCARTRIDGE ECG BP TMP | GE Medical Systems Information Tech Inc | TRAM 451N | 5557.5 | 2008-03-01 | 0
TX CHILDRENS | KN221290 | K2T14397G | LIM SUPERCARTRIDGE ECG BP TMP | GE Medical Systems Information Tech Inc | TRAM 451N | 5557.5 | 2008-03-01 | 0
TX CHILDRENS | KN221308 | K2T14488G | LIM SUPERCARTRIDGE ECG BP TMP | GE Medical Systems Information Tech Inc | TRAM 451N | 5557.5 | 2008-03-01 | 0
TX CHILDRENS | KN221503 | K2T14313G | LIM SUPERCARTRIDGE ECG BP TMP | GE Medical Systems Information Tech Inc | TRAM 451N | 5557.5 | 2008-03-01 | 0
TX CHILDRENS | KN221272 | K2T14281G | LIM SUPERCARTRIDGE ECG BP TMP | GE Medical Systems Information Tech Inc | TRAM 451N | 5557.5 | 2008-03-01 | 0
TX CHILDRENS | KN221469 | K2T14197G | LIM SUPERCARTRIDGE ECG BP TMP | GE Medical Systems Information Tech Inc | TRAM 451N | 5557.5 | 2008-03-01 | 0
TX CHILDRENS | KN221522 | K2T14366G | LIM SUPERCARTRIDGE ECG BP TMP | GE Medical Systems Information Tech Inc | TRAM 451N | 5557.5 | 2008-03-01 | 0
TX CHILDRENS | KN221490 | K2T14269G | LIM SUPERCARTRIDGE ECG BP TMP | GE Medical Systems Information Tech Inc | TRAM 451N | 5557.5 | 2008-03-01 | 0
TX CHILDRENS | KN221277 | K2T14327G | LIM SUPERCARTRIDGE ECG BP TMP | GE Medical Systems Information Tech Inc | TRAM 451N | 5557.5 | 2008-03-01 | 0
TX CHILDRENS | KN221473 | K2T14202G | LIM SUPERCARTRIDGE ECG BP TMP | GE Medical Systems Information Tech Inc | TRAM 451N | 5557.5 | 2008-03-01 | 0
TX CHILDRENS | KN221243 | K2T14114G | LIM SUPERCARTRIDGE ECG BP TMP | GE Medical Systems Information Tech Inc | TRAM 451N | 5557.5 | 2008-03-01 | 0
TX CHILDRENS | KN221509 | K2T14328G | LIM SUPERCARTRIDGE ECG BP TMP | GE Medical Systems Information Tech Inc | TRAM 451N | 5557.5 | 2008-03-01 | 0
TX CHILDRENS | KN221481 | K2T14228G | LIM SUPERCARTRIDGE ECG BP TMP | GE Medical Systems Information Tech Inc | TRAM 451N | 5557.5 | 2008-03-01 | 0
TX CHILDRENS | KN221516 | K2T14342G | LIM SUPERCARTRIDGE ECG BP TMP | GE Medical Systems Information Tech Inc | TRAM 451N | 5557.5 | 2008-03-01 | 0
TX CHILDRENS | KN210967 | G2T13446G | LIM SUPERCARTRIDGE ECG BP TMP | GE Medical Systems Information Tech Inc | TRAM 451N | 5557.5 | 2007-09-10 | 0
TX CHILDRENS | KN221304 | K2T14468G | LIM SUPERCARTRIDGE ECG BP TMP | GE Medical Systems Information Tech Inc | TRAM 451N | 5557.5 | 2008-03-01 | 0
TX CHILDRENS | KN221263 | K2T14255G | LIM SUPERCARTRIDGE ECG BP TMP | GE Medical Systems Information Tech Inc | TRAM 451N | 5557.5 | 2008-03-01 | 0
TX CHILDRENS | KN221261 | K2T14250G | LIM SUPERCARTRIDGE ECG BP TMP | GE Medical Systems Information Tech Inc | TRAM 451N | 5557.5 | 2008-03-01 | 0
TX CHILDRENS | KN221286 | K2T14389G | LIM SUPERCARTRIDGE ECG BP TMP | GE Medical Systems Information Tech Inc | TRAM 451N | 5557.5 | 2008-03-01 | 0
TX CHILDRENS | KN221284 | K2T14385G | LIM SUPERCARTRIDGE ECG BP TMP | GE Medical Systems Information Tech Inc | TRAM 451N | 5557.5 | 2008-03-01 | 0
TX CHILDRENS | KN221484 | K2T14238G | LIM SUPERCARTRIDGE ECG BP TMP | GE Medical Systems Information Tech Inc | TRAM 451N | 5557.5 | 2008-03-01 | 0
TX CHILDRENS | KN221301 | K2T14463G | LIM SUPERCARTRIDGE ECG BP TMP | GE Medical Systems Information Tech Inc | TRAM 451N | 5557.5 | 2008-03-01 | 0
TX CHILDRENS | KN221518 | K2T14348G | LIM SUPERCARTRIDGE ECG BP TMP | GE Medical Systems Information Tech Inc | TRAM 451N | 5557.5 | 2008-03-01 | 0
TX CHILDRENS | KN221251 | K2T14161G | LIM SUPERCARTRIDGE ECG BP TMP | GE Medical Systems Information Tech Inc | TRAM 451N | 5557.5 | 2008-03-01 | 0
TX CHILDRENS | KN221257 | K2T14232G | LIM SUPERCARTRIDGE ECG BP TMP | GE Medical Systems Information Tech Inc | TRAM 451N | 5557.5 | 2008-03-01 | 0
TX CHILDRENS | KN221493 | K2T14280G | LIM SUPERCARTRIDGE ECG BP TMP | GE Medical Systems Information Tech Inc | TRAM 451N | 5557.5 | 2008-03-01 | 0
TX CHILDRENS | KN221313 | K2T14494G | LIM SUPERCARTRIDGE ECG BP TMP | GE Medical Systems Information Tech Inc | TRAM 451N | 5557.5 | 2008-03-01 | 0
TX CHILDRENS | KN221507 | K2T14320G | LIM SUPERCARTRIDGE ECG BP TMP | GE Medical Systems Information Tech Inc | TRAM 451N | 5557.5 | 2008-03-01 | 0
TX CHILDRENS | KN221249 | K2T14146G | LIM SUPERCARTRIDGE ECG BP TMP | GE Medical Systems Information Tech Inc | TRAM 451N | 5557.5 | 2008-03-01 | 0
TX CHILDRENS | KN221517 | K2T14346G | LIM SUPERCARTRIDGE ECG BP TMP | GE Medical Systems Information Tech Inc | TRAM 451N | 5557.5 | 2008-03-01 | 0
TX CHILDRENS | KN221498 | K2T14294G | LIM SUPERCARTRIDGE ECG BP TMP | GE Medical Systems Information Tech Inc | TRAM 451N | 5557.5 | 2008-03-01 | 0
TX CHILDRENS | KN221305 | K2T14484G | LIM SUPERCARTRIDGE ECG BP TMP | GE Medical Systems Information Tech Inc | TRAM 451N | 5557.5 | 2008-03-01 | 0
TX CHILDRENS | KN221486 | K2T14248G | LIM SUPERCARTRIDGE ECG BP TMP | GE Medical Systems Information Tech Inc | TRAM 451N | 5557.5 | 2008-03-01 | 0
TX CHILDRENS | KN221273 | K2T14282G | LIM SUPERCARTRIDGE ECG BP TMP | GE Medical Systems Information Tech Inc | TRAM 451N | 5557.5 | 2008-03-01 | 0
TX CHILDRENS | KN211425 | J2T13807G | LIM SUPERCARTRIDGE ECG BP TMP | GE Medical Systems Information Tech Inc | TRAM 451N | 5557.5 | 2007-12-05 | 0
TX CHILDRENS | KN211441 | J2T13841G | LIM SUPERCARTRIDGE ECG BP TMP | GE Medical Systems Information Tech Inc | TRAM 451N | 5557.5 | 2007-12-05 | 0
TX CHILDRENS | KN221307 | K2T14486G | LIM SUPERCARTRIDGE ECG BP TMP | GE Medical Systems Information Tech Inc | TRAM 451N | 5557.5 | 2008-03-01 | 0
TX CHILDRENS | KN221470 | K2T14198G | LIM SUPERCARTRIDGE ECG BP TMP | GE Medical Systems Information Tech Inc | TRAM 451N | 5557.5 | 2008-03-01 | 0
TX CHILDRENS | KN221289 | K2T14396G | LIM SUPERCARTRIDGE ECG BP TMP | GE Medical Systems Information Tech Inc | TRAM 451N | 5557.5 | 2008-03-01 | 0
TX CHILDRENS | KN221310 | K2T14491G | LIM SUPERCARTRIDGE ECG BP TMP | GE Medical Systems Information Tech Inc | TRAM 451N | 5557.5 | 2008-03-01 | 0
TX CHILDRENS | KN221510 | K2T14332G | LIM SUPERCARTRIDGE ECG BP TMP | GE Medical Systems Information Tech Inc | TRAM 451N | 5557.5 | 2008-03-01 | 0
TX CHILDRENS | KN221294 | K2T14437G | LIM SUPERCARTRIDGE ECG BP TMP | GE Medical Systems Information Tech Inc | TRAM 451N | 5557.5 | 2008-03-01 | 0
TX CHILDRENS | KN221309 | K2T14489G | LIM SUPERCARTRIDGE ECG BP TMP | GE Medical Systems Information Tech Inc | TRAM 451N | 5557.5 | 2008-03-01 | 0
TX CHILDRENS | KN221278 | K2T14372G | LIM SUPERCARTRIDGE ECG BP TMP | GE Medical Systems Information Tech Inc | TRAM 451N | 5557.5 | 2008-03-01 | 0
TX CHILDRENS | KN221474 | K2T14204G | LIM SUPERCARTRIDGE ECG BP TMP | GE Medical Systems Information Tech Inc | TRAM 451N | 5557.5 | 2008-03-01 | 0
TX CHILDRENS | KN221523 | K2T14371G | LIM SUPERCARTRIDGE ECG BP TMP | GE Medical Systems Information Tech Inc | TRAM 451N | 5557.5 | 2008-03-01 | 0
TX CHILDRENS | KN221245 | K2T14122G | LIM SUPERCARTRIDGE ECG BP TMP | GE Medical Systems Information Tech Inc | TRAM 451N | 5557.5 | 2008-03-01 | 0
TX CHILDRENS | KN221247 | K2T14132G | LIM SUPERCARTRIDGE ECG BP TMP | GE Medical Systems Information Tech Inc | TRAM 451N | 5557.5 | 2008-03-01 | 0
TX CHILDRENS | KN221315 | K2T14500G | LIM SUPERCARTRIDGE ECG BP TMP | GE Medical Systems Information Tech Inc | TRAM 451N | 5557.5 | 2008-03-01 | 0
TX CHILDRENS | KN221244 | K2T14115G | LIM SUPERCARTRIDGE ECG BP TMP | GE Medical Systems Information Tech Inc | TRAM 451N | 5557.5 | 2008-03-01 | 0
TX CHILDRENS | KN221298 | K2T14460G | LIM SUPERCARTRIDGE ECG BP TMP | GE Medical Systems Information Tech Inc | TRAM 451N | 5557.5 | 2008-03-01 | 0
TX CHILDRENS | KN221296 | K2T14457G | LIM SUPERCARTRIDGE ECG BP TMP | GE Medical Systems Information Tech Inc | TRAM 451N | 5557.5 | 2008-03-01 | 0
TX CHILDRENS | KN221508 | K2T14322G | LIM SUPERCARTRIDGE ECG BP TMP | GE Medical Systems Information Tech Inc | TRAM 451N | 5557.5 | 2008-03-01 | 0
TX CHILDRENS | KN221293 | K2T14422G | LIM SUPERCARTRIDGE ECG BP TMP | GE Medical Systems Information Tech Inc | TRAM 451N | 5557.5 | 2008-03-01 | 0
TX CHILDRENS | KN221260 | K2T14246G | LIM SUPERCARTRIDGE ECG BP TMP | GE Medical Systems Information Tech Inc | TRAM 451N | 5557.5 | 2008-03-01 | 0
TX CHILDRENS | KN216636 | RT105201405GA | LIM SUPERCARTRIDGE ECG BP TMP | GE Medical Systems Information Tech Inc | TRAM 451N | 5557.5 | 2010-06-20 | 0
TX CHILDRENS | KN221489 | K2T14262G | LIM SUPERCARTRIDGE ECG BP TMP | GE Medical Systems Information Tech Inc | TRAM 451N | 5557.5 | 2008-03-01 | 0
TX CHILDRENS | KN221242 | K2T14090G | LIM SUPERCARTRIDGE ECG BP TMP | GE Medical Systems Information Tech Inc | TRAM 451N | 5557.5 | 2008-03-01 | 0
TX CHILDRENS | KN221520 | K2T14352G | LIM SUPERCARTRIDGE ECG BP TMP | GE Medical Systems Information Tech Inc | TRAM 451N | 5557.5 | 2008-03-01 | 0
TX CHILDRENS | KN221472 | K2T14201G | LIM SUPERCARTRIDGE ECG BP TMP | GE Medical Systems Information Tech Inc | TRAM 451N | 5557.5 | 2008-03-01 | 0
TX CHILDRENS | KN221488 | K2T14259G | LIM SUPERCARTRIDGE ECG BP TMP | GE Medical Systems Information Tech Inc | TRAM 451N | 5557.5 | 2008-03-01 | 0
TX CHILDRENS | KN221480 | K2T14226G | LIM SUPERCARTRIDGE ECG BP TMP | GE Medical Systems Information Tech Inc | TRAM 451N | 5557.5 | 2008-03-01 | 0
TX CHILDRENS | KN221501 | K2T14304G | LIM SUPERCARTRIDGE ECG BP TMP | GE Medical Systems Information Tech Inc | TRAM 451N | 5557.5 | 2008-03-01 | 0
TX CHILDRENS | KN221515 | K2T14339G | LIM SUPERCARTRIDGE ECG BP TMP | GE Medical Systems Information Tech Inc | TRAM 451N | 5557.5 | 2008-03-01 | 0
TX CHILDRENS | KN221466 | K2T14190G | LIM SUPERCARTRIDGE ECG BP TMP | GE Medical Systems Information Tech Inc | TRAM 451N | 5557.5 | 2008-03-01 | 0
TX CHILDRENS | KN221285 | K2T14388G | LIM SUPERCARTRIDGE ECG BP TMP | GE Medical Systems Information Tech Inc | TRAM 451N | 5557.5 | 2008-03-01 | 0
TX CHILDRENS | KN221269 | K2T14271G | LIM SUPERCARTRIDGE ECG BP TMP | GE Medical Systems Information Tech Inc | TRAM 451N | 5557.5 | 2008-03-01 | 0
TX CHILDRENS | KN221252 | K2T14165G | LIM SUPERCARTRIDGE ECG BP TMP | GE Medical Systems Information Tech Inc | TRAM 451N | 5557.5 | 2008-03-01 | 0
TX CHILDRENS | KN211434 | J2T13825G | LIM SUPERCARTRIDGE ECG BP TMP | GE Medical Systems Information Tech Inc | TRAM 451N | 5557.5 | 2007-12-05 | 0
TX CHILDRENS | KN221302 | K2T14465G | LIM SUPERCARTRIDGE ECG BP TMP | GE Medical Systems Information Tech Inc | TRAM 451N | 5557.5 | 2008-03-01 | 0
TX CHILDRENS | KN221482 | K2T14233G | LIM SUPERCARTRIDGE ECG BP TMP | GE Medical Systems Information Tech Inc | TRAM 451N | 5557.5 | 2008-03-01 | 0
TX CHILDRENS | KN221468 | K2T14193G | LIM SUPERCARTRIDGE ECG BP TMP | GE Medical Systems Information Tech Inc | TRAM 451N | 5557.5 | 2008-03-01 | 0
TX CHILDRENS | KN211449 | J2T13887G | LIM SUPERCARTRIDGE ECG BP TMP | GE Medical Systems Information Tech Inc | TRAM 451N | 5557.5 | 2007-12-05 | 0
TX CHILDRENS | KN221476 | K2T14208G | LIM SUPERCARTRIDGE ECG BP TMP | GE Medical Systems Information Tech Inc | TRAM 451N | 5557.5 | 2008-03-01 | 0
TX CHILDRENS | KN221462 | K2T14073G | LIM SUPERCARTRIDGE ECG BP TMP | GE Medical Systems Information Tech Inc | TRAM 451N | 5557.5 | 2008-03-01 | 0
TX CHILDRENS | KN221495 | K2T14289G | LIM SUPERCARTRIDGE ECG BP TMP | GE Medical Systems Information Tech Inc | TRAM 451N | 5557.5 | 2008-03-01 | 0
TX CHILDRENS | KN221280 | K2T14380G | LIM SUPERCARTRIDGE ECG BP TMP | GE Medical Systems Information Tech Inc | TRAM 451N | 5557.5 | 2008-03-01 | 0
TX CHILDRENS | KN221287 | K2T14394G | LIM SUPERCARTRIDGE ECG BP TMP | GE Medical Systems Information Tech Inc | TRAM 451N | 5557.5 | 2008-03-01 | 0
TX CHILDRENS | KN221505 | K2T14318G | LIM SUPERCARTRIDGE ECG BP TMP | GE Medical Systems Information Tech Inc | TRAM 451N | 5557.5 | 2008-03-01 | 0
TX CHILDRENS | KN221502 | K2T14307G | LIM SUPERCARTRIDGE ECG BP TMP | GE Medical Systems Information Tech Inc | TRAM 451N | 5557.5 | 2008-03-01 | 0
TX CHILDRENS | KN221519 | K2T14350G | LIM SUPERCARTRIDGE ECG BP TMP | GE Medical Systems Information Tech Inc | TRAM 451N | 5557.5 | 2008-03-01 | 0
TX CHILDRENS | KN221254 | K2T14188G | LIM SUPERCARTRIDGE ECG BP TMP | GE Medical Systems Information Tech Inc | TRAM 451N | 5557.5 | 2008-03-01 | 0
TX CHILDRENS | KN221479 | K2T14222G | LIM SUPERCARTRIDGE ECG BP TMP | GE Medical Systems Information Tech Inc | TRAM 451N | 5557.5 | 2008-03-01 | 0
TX CHILDRENS | KN221467 | K2T14192G | LIM SUPERCARTRIDGE ECG BP TMP | GE Medical Systems Information Tech Inc | TRAM 451N | 5557.5 | 2008-03-01 | 0
TX CHILDRENS | KN221265 | K2T14265G | LIM SUPERCARTRIDGE ECG BP TMP | GE Medical Systems Information Tech Inc | TRAM 451N | 5557.5 | 2008-03-01 | 0
TX CHILDRENS | KN221513 | K2T14336G | LIM SUPERCARTRIDGE ECG BP TMP | GE Medical Systems Information Tech Inc | TRAM 451N | 5557.5 | 2008-03-01 | 0
TX CHILDRENS | KN221316 | K2T14502G | LIM SUPERCARTRIDGE ECG BP TMP | GE Medical Systems Information Tech Inc | TRAM 451N | 5557.5 | 2008-03-01 | 0
TX CHILDRENS | KN221496 | K2T14291G | LIM SUPERCARTRIDGE ECG BP TMP | GE Medical Systems Information Tech Inc | TRAM 451N | 5557.5 | 2008-03-01 | 0
TX CHILDRENS | KN221500 | K2T14303G | LIM SUPERCARTRIDGE ECG BP TMP | GE Medical Systems Information Tech Inc | TRAM 451N | 5557.5 | 2008-03-01 | 0
TX CHILDRENS | KN221471 | K2T14200G | LIM SUPERCARTRIDGE ECG BP TMP | GE Medical Systems Information Tech Inc | TRAM 451N | 5557.5 | 2008-03-01 | 0
TX CHILDRENS | KN221253 | K2T14178G | LIM SUPERCARTRIDGE ECG BP TMP | GE Medical Systems Information Tech Inc | TRAM 451N | 5557.5 | 2008-03-01 | 0
TX CHILDRENS | KN221511 | K2T14333G | LIM SUPERCARTRIDGE ECG BP TMP | GE Medical Systems Information Tech Inc | TRAM 451N | 5557.5 | 2008-03-01 | 0
TX CHILDRENS | KN221246 | K2T14131G | LIM SUPERCARTRIDGE ECG BP TMP | GE Medical Systems Information Tech Inc | TRAM 451N | 5557.5 | 2008-03-01 | 0
TX CHILDRENS | KN221504 | K2T14316G | LIM SUPERCARTRIDGE ECG BP TMP | GE Medical Systems Information Tech Inc | TRAM 451N | 5557.5 | 2008-03-01 | 0
TX CHILDRENS | KN221487 | K2T14258G | LIM SUPERCARTRIDGE ECG BP TMP | GE Medical Systems Information Tech Inc | TRAM 451N | 5557.5 | 2008-03-01 | 0
TX CHILDRENS | KN221255 | K2T14218G | LIM SUPERCARTRIDGE ECG BP TMP | GE Medical Systems Information Tech Inc | TRAM 451N | 5557.5 | 2008-03-01 | 0
TX CHILDRENS | KN221274 | K2T14284G | LIM SUPERCARTRIDGE ECG BP TMP | GE Medical Systems Information Tech Inc | TRAM 451N | 5557.5 | 2008-03-01 | 0
TX CHILDRENS | KN221311 | K2T14492G | LIM SUPERCARTRIDGE ECG BP TMP | GE Medical Systems Information Tech Inc | TRAM 451N | 5557.5 | 2008-03-01 | 0
TX CHILDRENS | KN221275 | K2T14290G | LIM SUPERCARTRIDGE ECG BP TMP | GE Medical Systems Information Tech Inc | TRAM 451N | 5557.5 | 2008-03-01 | 0
TX CHILDRENS | KN221295 | K2T14456G | LIM SUPERCARTRIDGE ECG BP TMP | GE Medical Systems Information Tech Inc | TRAM 451N | 5557.5 | 2008-03-01 | 0
TX CHILDRENS | KN221259 | K2T14245G | LIM SUPERCARTRIDGE ECG BP TMP | GE Medical Systems Information Tech Inc | TRAM 451N | 5557.5 | 2008-03-01 | 0
TX CHILDRENS | KN221279 | K2T14374G | LIM SUPERCARTRIDGE ECG BP TMP | GE Medical Systems Information Tech Inc | TRAM 451N | 5557.5 | 2008-03-01 | 0
TX CHILDRENS | KN221297 | K2T14459G | LIM SUPERCARTRIDGE ECG BP TMP | GE Medical Systems Information Tech Inc | TRAM 451N | 5557.5 | 2008-03-01 | 0
TX CHILDRENS | KN221299 | K2T14461G | LIM SUPERCARTRIDGE ECG BP TMP | GE Medical Systems Information Tech Inc | TRAM 451N | 5557.5 | 2008-03-01 | 0
TX CHILDRENS | KN221258 | K2T14236G | LIM SUPERCARTRIDGE ECG BP TMP | GE Medical Systems Information Tech Inc | TRAM 451N | 5557.5 | 2008-03-01 | 0
TX CHILDRENS | KN221262 | K2T14252G | LIM SUPERCARTRIDGE ECG BP TMP | GE Medical Systems Information Tech Inc | TRAM 451N | 5557.5 | 2008-03-01 | 0
TX CHILDRENS | KN221514 | K2T14338G | LIM SUPERCARTRIDGE ECG BP TMP | GE Medical Systems Information Tech Inc | TRAM 451N | 5557.5 | 2008-03-01 | 0
TX CHILDRENS | KN221264 | K2T14264G | LIM SUPERCARTRIDGE ECG BP TMP | GE Medical Systems Information Tech Inc | TRAM 451N | 5557.5 | 2008-03-01 | 0
TX CHILDRENS | KN221494 | K2T14288G | LIM SUPERCARTRIDGE ECG BP TMP | GE Medical Systems Information Tech Inc | TRAM 451N | 5557.5 | 2008-03-01 | 0
TX CHILDRENS | KN221465 | K2T14098G | LIM SUPERCARTRIDGE ECG BP TMP | GE Medical Systems Information Tech Inc | TRAM 451N | 5557.5 | 2008-03-01 | 0
TX CHILDRENS | KN221248 | K2T14135G | LIM SUPERCARTRIDGE ECG BP TMP | GE Medical Systems Information Tech Inc | TRAM 451N | 5557.5 | 2008-03-01 | 0
TX CHILDRENS | KN221250 | K2T14160G | LIM SUPERCARTRIDGE ECG BP TMP | GE Medical Systems Information Tech Inc | TRAM 451N | 5557.5 | 2008-03-01 | 0
TX CHILDRENS | KN221499 | K2T14297G | LIM SUPERCARTRIDGE ECG BP TMP | GE Medical Systems Information Tech Inc | TRAM 451N | 5557.5 | 2008-03-01 | 0
TX CHILDRENS | BE00087239 | SNV16506647PAS | FETAL CARDIAC MONITOR | GE HEALTHCARE INC | 172 | 5556.01 | 2018-03-08 | 0
TX CHILDRENS | BE00123947 | 350-00692 | LIGHT SOURCE | SUNOPTIC TECHNOLOGIES (CUDA) | TX350A | 5554.76 | 2024-10-08 | 0
TX CHILDRENS | BE00123975 | 350-00689 | LIGHT SOURCE | SUNOPTIC TECHNOLOGIES (CUDA) | TX350A | 5554.76 | 2024-10-08 | 0
TX CHILDRENS | BE00123973 | 350-00691 | LIGHT SOURCE | SUNOPTIC TECHNOLOGIES (CUDA) | TX350A | 5554.76 | 2024-10-08 | 0
TX CHILDRENS | BE00123974 | 350-00687 | LIGHT SOURCE | SUNOPTIC TECHNOLOGIES (CUDA) | TX350A | 5554.76 | 2024-10-08 | 0
TX CHILDRENS | BE00128959 | FJ81L44 | EEG ACQUISITION STATION | DELL MARKETING LP | OPTIPLEX 7420 | 5539.73 | 2025-11-18 | 0
TX CHILDRENS | BE00063342 | 14K79789 | CHAIR, DENTAL | ADEC DENTAL | 511 | 5539.2 | 2015-10-13 | 0
TX CHILDRENS | BE00063340 | 14K79787 | CHAIR, DENTAL | ADEC DENTAL | 511 | 5539.2 | 2015-10-13 | 0
TX CHILDRENS | BE00063339 | 14K79788 | CHAIR, DENTAL | ADEC DENTAL | 511 | 5539.2 | 2015-10-13 | 0
TX CHILDRENS | BE00063338 | 14K77701 | CHAIR, DENTAL | ADEC DENTAL | 511 | 5539.2 | 2015-10-13 | 0
TX CHILDRENS | BE00062654 | 14K79785 | CHAIR, DENTAL | ADEC DENTAL | 511 | 5539.2 | 2015-10-13 | 0
TX CHILDRENS | BE00063341 | 14K79786 | CHAIR, DENTAL | ADEC DENTAL | 511 | 5539.2 | 2015-10-13 | 0
TX CHILDRENS | BE00058534 | 1415513 | DNA THERMAL CYCLER | ROCHE ANALYTICAL INSTRUMENTS | LIGHTCYCLER 2.0 | 5525 | 2009-03-26 | 0
TX CHILDRENS | BE00058533 | 1416156 | DNA THERMAL CYCLER | ROCHE ANALYTICAL INSTRUMENTS | LIGHTCYCLER 2.0 | 5525 | 2013-10-16 | 0
TX CHILDRENS | BE00060548 | SAS13421315SA | FETAL CARDIAC MONITOR | GE HEALTHCARE INC | 172 | 5507.41 | 2014-12-05 | 0
TX CHILDRENS | BE00063280 | SAS14313073PAS | FETAL CARDIAC MONITOR | GE HEALTHCARE INC | 172 | 5507.41 | 2015-10-11 | 0
TX CHILDRENS | BE00063278 | SAS14313126PAS | FETAL CARDIAC MONITOR | GE HEALTHCARE INC | 172 | 5507.41 | 2015-10-11 | 0
TX CHILDRENS | BE00063281 | SAS14313123PAS | FETAL CARDIAC MONITOR | GE HEALTHCARE INC | 172 | 5507.41 | 2015-10-11 | 0
TX CHILDRENS | BE00063279 | SAS14323131PAS | FETAL CARDIAC MONITOR | GE HEALTHCARE INC | 172 | 5507.41 | 2015-10-11 | 0
TX CHILDRENS | BE00063277 | SAS14313086PAS | FETAL CARDIAC MONITOR | GE HEALTHCARE INC | 172 | 5507.41 | 2015-10-11 | 0
TX CHILDRENS | BE00035567 | 112154-38933 | INCUBATOR CO2 | FORMA SCIENTIFIC | 3110 | 5505.46 | 2013-10-30 | 0
TX CHILDRENS | BE00035568 | 112154-38965 | INCUBATOR CO2 | FORMA SCIENTIFIC | 3110 | 5505.46 | 2013-10-30 | 0
TX CHILDRENS | BE00035565 | 112154-38963 | INCUBATOR CO2 | FORMA SCIENTIFIC | 3110 | 5505.46 | 2013-10-30 | 0
TX CHILDRENS | BE00035566 | 112154-38964 | INCUBATOR CO2 | FORMA SCIENTIFIC | 3110 | 5505.46 | 2013-10-30 | 0
TX CHILDRENS | BE00035496 | 110621-38669 | INCUBATOR CO2 | FORMA SCIENTIFIC | 3110 | 5505 | 2013-09-10 | 0
TX CHILDRENS | BE00035493 | 110621-38629 | INCUBATOR CO2 | FORMA SCIENTIFIC | 3110 | 5505 | 2013-09-10 | 0
TX CHILDRENS | BE00035491 | 110040-38597 | INCUBATOR CO2 | FORMA SCIENTIFIC | 3110 | 5505 | 2013-09-10 | 0
TX CHILDRENS | BE00035495 | 110621-38631 | INCUBATOR CO2 | FORMA SCIENTIFIC | 3110 | 5505 | 2013-09-10 | 0
TX CHILDRENS | BE00035492 | 110621-38627 | INCUBATOR CO2 | FORMA SCIENTIFIC | 3110 | 5505 | 2013-09-10 | 0
TX CHILDRENS | BE00035494 | 110621-38630 | INCUBATOR CO2 | FORMA SCIENTIFIC | 3110 | 5505 | 2013-09-10 | 0
TX CHILDRENS | BE00082917 | B608112160 | BALANCE | METTLER | MS205DU | 5503.95 | 2017-06-19 | 0
TX CHILDRENS | BE00033965 | C10SDI206N | CHROMATOGRAPH - DATA STATION | WATERS TECHNOLOGIES CORPORATIONS | SDI | 5500 | 2011-09-07 | 4148.55
TX CHILDRENS | BE00010110 | 5810 XJ013581 | CENTRIFUGE | Eppendorf North America Inc | 5610 | 5500 | 2009-10-07 | 0
TX CHILDRENS | KN232331 | NONE | DISTRACTION DEVICE | TFH USA LTD | VECTA DELUXE | 5500 | 2012-08-20 | 0
TX CHILDRENS | BE00033808 | 26-1436 | DOSE CALIBRATOR | RADCAL CORPORATION | 2026C | 5500 | 2009-10-23 | 0
TX CHILDRENS | KN200218 | 49803021 | CENTRIFUGE | JOUAN INC. | C422 | 5500 | 1999-04-23 | 0
TX CHILDRENS | BE00119922 | OS1521674 | DENTAL WELDER | SUNSTONE WELDERS | ORION | 5500 | 2024-04-20 | 0
TX CHILDRENS | KN222383 | GI0505 | LIGHT SOURCE | KARL STORZ ENDOSCOPY-AMERICA INC | 20133120 | 5500 | 2004-06-12 | 0
TX CHILDRENS | BE00086774 | 90436779 | CV BYPASS ACCESSORY EQUIPMENT | JOSTRA / MAQUET | 70102.2162 | 5500 | 2017-12-19 | 0
TX CHILDRENS | BE00056987 | 13041090 | UTILITY CART | KARL STORZ ENDOSCOPY-AMERICA INC | 9601HD | 5500 | 2013-05-22 | 0
TX CHILDRENS | BE00059552 | AV13230062 | VEIN VIEWER | ACCUVEIN INC | AV400 | 5500 | 2014-07-31 | 0
TX CHILDRENS | BE00063956 | 11002613 | SHAKING INCUBATOR | LABNET INTERNATIONAL | I5311-DS | 5499 | 2015-04-01 | 0
TX CHILDRENS | BE00014267 | 502508 | PH ELECTRODE-ESOPHAGEAL | MEDTRONIC USA INC | BRAVO | 5495 | 2011-02-24 | 0
TX CHILDRENS | BE00014268 | 600696 | PH ELECTRODE-ESOPHAGEAL | MEDTRONIC USA INC | BRAVO | 5495 | 2011-02-24 | 0
TX CHILDRENS | BE00128131 | 24347126 | URINE FLOW OR VOLUME MEAS.SYS. | LABORIE MEDICAL TECHNOLOGIES CORP | FLOWSTAR | 5495 | 2025-09-12 | 0
TX CHILDRENS | BE00014269 | 70083 | PH ELECTRODE-ESOPHAGEAL | MEDTRONIC USA INC | BRAVO | 5495 | 2011-02-24 | 0
TX CHILDRENS | BE00038989 | 51012466-0711 | TISSUE EMBEDDING CONSOLE | SAKURA FINETEK USA INC | TEC5EMA-1 5101 | 5490 | 2013-02-07 | 0
TX CHILDRENS | BE00038990 | 51022432-0711 | CRYO EMBEDDING CONSOLE | SAKURA FINETEK USA INC | TEC5EMA-1 5102 | 5490 | 2013-02-07 | 0
TX CHILDRENS | BE00100005 | 130544-0001 | TABLE, EXAM | UMF MEDICAL | 4040-650-100 | 5489.13 | 2018-07-16 | 0
TX CHILDRENS | BE00127991 | ZM899046-P | SURGICAL CAMERA & ACCESSORIES | KARL STORZ ENDOSCOPY-AMERICA INC | TC 301 | 5489.04 | 2025-08-15 | 0
TX CHILDRENS | BE00127531 | ZM897623-P | SURGICAL CAMERA & ACCESSORIES | KARL STORZ ENDOSCOPY-AMERICA INC | TC 301 | 5489.04 | 2024-05-20 | 0
TX CHILDRENS | KN227773 | ST74050 | DISTRACTION DEVICE | TFH USA LTD | VECTA DELUXE | 5486 | 2008-04-03 | 0
TX CHILDRENS | KN194484 | BS-262 | TEST EQUIPMENT,NON-PATIENT | GE Precision Healthcare LLC | 46-166930G3 | 5484 | 1995-05-18 | 0
TX CHILDRENS | BE00118670 | RO 29519 | LARYNGOSCOPE | KARL STORZ ENDOSCOPY-AMERICA INC | 8403 ZX | 5479.6 | 2016-09-10 | 0
TX CHILDRENS | BE00060856 | PV 1406 | LARYNGOSCOPE | KARL STORZ ENDOSCOPY-AMERICA INC | 8403 ZX | 5479.6 | 2016-05-05 | 0
TX CHILDRENS | BE00060854 | PV 1391 | LARYNGOSCOPE | KARL STORZ ENDOSCOPY-AMERICA INC | 8403 ZX | 5479.6 | 2016-05-05 | 0
TX CHILDRENS | BE00060855 | PV 1397 | LARYNGOSCOPE | KARL STORZ ENDOSCOPY-AMERICA INC | 8403 ZX | 5479.6 | 2016-05-05 | 0
TX CHILDRENS | BE00035522 | 1384214 | MICROSCOPE AIR TABLE | NEWPORT ELECTRONICS INC | 90047717 | 5473 | 2013-09-20 | 0
TX CHILDRENS | BE00127486 | GBB2102662 | PULSE OXIMETER | COVIDIEN LP | PM1000N | 5469.33 | 2024-02-23 | 0
TX CHILDRENS | BE00086415 | S160000D-10978 | UTILITY CART | SMR | S160000D | 5466.3 | 2018-05-10 | 0
TX CHILDRENS | BE00086726 | S160000D-11101 | UTILITY CART | SMR | S160000D | 5466.3 | 2018-03-19 | 0
TX CHILDRENS | BE00086725 | S160000D-11103 | UTILITY CART | SMR | S160000D | 5466.3 | 2018-03-19 | 0
TX CHILDRENS | BE00086724 | S160000D-11100 | UTILITY CART | SMR | S160000D | 5466.3 | 2018-03-19 | 0
TX CHILDRENS | BE00086727 | S160000D-11102 | UTILITY CART | SMR | S160000D | 5466.3 | 2018-03-19 | 0
TX CHILDRENS | BE00086413 | S160000D-10977 | UTILITY CART | SMR | S160000D | 5466.3 | 2018-05-10 | 0
TX CHILDRENS | BE00086731 | S160000D-11098 | UTILITY CART | SMR | S160000D | 5466.3 | 2018-03-19 | 0
TX CHILDRENS | BE00086729 | S160000D-11097 | UTILITY CART | SMR | S160000D | 5466.3 | 2018-03-19 | 0
TX CHILDRENS | BE00086416 | S160000D-10979 | UTILITY CART | SMR | S160000D | 5466.3 | 2018-05-10 | 0
TX CHILDRENS | BE00086728 | S160000D-11099 | UTILITY CART | SMR | S160000D | 5466.3 | 2018-03-19 | 0
TX CHILDRENS | BE00086730 | S160000D-11104 | UTILITY CART | SMR | S160000D | 5466.3 | 2018-03-19 | 0
TX CHILDRENS | BE00086414 | S160000D-10980 | UTILITY CART | SMR | S160000D | 5466.3 | 2018-05-10 | 0
TX CHILDRENS | BE00064675 | 8286 | MICROSCOPE ACCESSORIES | LUMENCOR | SOLA SM-5-LCR-SB | 5464.35 | 2016-08-23 | 0
TX CHILDRENS | BE00130020 | C445025680 | BALANCE | METTLER | MA204 | 5463.47 | 2026-03-10 | 0
TX CHILDRENS | KN222150 | 2J08040 | MICROSCOPE | OLYMPUS AMERICA INC | BX41TF | 5454 | 2004-03-13 | 0
TX CHILDRENS | KN222401 | 2H04275 | MICROSCOPE | OLYMPUS AMERICA INC | BX41TF | 5454 | 2004-05-07 | 0
TX CHILDRENS | BE00089307 | 51001809 | CENTRIFUGE | ORTHO - CLINICAL DIAGNOSTICS | ORTHO WORKSTATION | 5450 | 2018-01-15 | 0
TX CHILDRENS | BE00109117 | 51002712 | CENTRIFUGE | ORTHO - CLINICAL DIAGNOSTICS | ORTHO WORKSTATION | 5450 | 2019-07-31 | 0
TX CHILDRENS | BE00034940 | CT003389 | DNA THERMAL CYCLER | BIO RAD LABORATORIES INC | C1000 TOUCH | 5450 | 2013-04-02 | 0
TX CHILDRENS | BE00010333 | 8H10945 | MICROSCOPE | OLYMPUS AMERICA INC | CKX41SF | 5449.4 | 2009-12-08 | 0
TX CHILDRENS | BE00010332 | 8H10946 | MICROSCOPE | OLYMPUS AMERICA INC | CKX41SF | 5449.4 | 2009-12-08 | 0
TX CHILDRENS | BE00010330 | 8H10944 | MICROSCOPE | OLYMPUS AMERICA INC | CKX41SF | 5449.4 | 2009-12-08 | 0
TX CHILDRENS | BE00014644 | 9A07518 | MICROSCOPE | OLYMPUS AMERICA INC | CKX41SF | 5449.4 | 2011-05-18 | 0
TX CHILDRENS | BE00010331 | 8H10924 | MICROSCOPE | OLYMPUS AMERICA INC | CKX41SF | 5449.4 | 2009-12-08 | 0
TX CHILDRENS | BE00010329 | 8H10998 | MICROSCOPE | OLYMPUS AMERICA INC | CKX41SF | 5449.4 | 2009-12-08 | 0
TX CHILDRENS | KN225413 | 8G11441 | MICROSCOPE | OLYMPUS AMERICA INC | CKX41SF | 5449.29 | 2010-03-22 | 0
TX CHILDRENS | KN225412 | 8M05443 | MICROSCOPE | OLYMPUS AMERICA INC | CKX31SF | 5449.29 | 2010-03-22 | 0
TX CHILDRENS | KN225414 | 8H11000 | MICROSCOPE | OLYMPUS AMERICA INC | CKX41SF | 5449.29 | 2010-03-22 | 0
TX CHILDRENS | KN224013 | 10050395 | DISTRACTION DEVICE | TFH USA LTD | VECTA DELUXE | 5449 | 2007-04-15 | 0
TX CHILDRENS | BE00014357 | 101015D | DISTRACTION DEVICE | TFH USA LTD | VECTA DELUXE | 5449 | 2011-05-02 | 0
TX CHILDRENS | KN215169 | 1F07843 | MICROSCOPE | OLYMPUS AMERICA INC | BX41TF | 5448 | 2002-07-25 | 0
TX CHILDRENS | BE00108796 | 73116834NA | DISPLAY, VIDEO | NEC CO. | MULTISYNC P553 | 5425 | 2019-05-02 | 0
TX CHILDRENS | BE00108780 | 6Y115756NA | DISPLAY, VIDEO | NEC CO. | MULTISYNC P553 | 5425 | 2019-05-02 | 0
TX CHILDRENS | BE00108749 | 76000921NA | DISPLAY, VIDEO | NEC CO. | MULTISYNC P554 | 5425 | 2019-05-02 | 0
TX CHILDRENS | BE00104191 | 81003118NA | DISPLAY, VIDEO | NEC CO. | MULTISYNC P554 | 5425 | 2019-05-02 | 0
TX CHILDRENS | BE00112896 | 2020A-04011 | TOURNIQUET,COMPRES LIMB SLEEVE | OWENS RECOVERY SCIENCE INC | PTS | 5420 | 2021-03-15 | 0
TX CHILDRENS | KN219399 | 301886 | MICROSCOPE | NIKON INSTRUMENT INC | ECLIPSE TS100-F | 5412.1 | 2006-02-01 | 0
TX CHILDRENS | BE00060827 | 380902 | MICROSCOPE ACCESSORIES | LEICA MICROSYSTEMS INC | EL6000 | 5410.3 | 2015-01-14 | 0
TX CHILDRENS | BE00064413 | SAS15464985PAS | FETAL CARDIAC MONITOR | GE HEALTHCARE INC | 172 | 5407.23 | 2017-05-26 | 0
TX CHILDRENS | BE00064412 | SAS15464982PAS | FETAL CARDIAC MONITOR | GE HEALTHCARE INC | 172 | 5407.23 | 2017-05-26 | 0
TX CHILDRENS | BE00125957 | PL0223210 | PUMP, PRESSURE | BAXA CORP. | 099 | 5406.69 | 2024-11-16 | 0
TX CHILDRENS | BE00088449 | YT757406-P | SURGICAL CAMERA & ACCESSORIES | KARL STORZ ENDOSCOPY-AMERICA INC | TC 300 | 5400 | 2018-03-13 | 0
TX CHILDRENS | BE00088448 | WT755433-P | SURGICAL CAMERA & ACCESSORIES | KARL STORZ ENDOSCOPY-AMERICA INC | TC 200 | 5400 | 2018-03-13 | 0
TX CHILDRENS | KN224274 | 6B26132 | MICROSCOPE | OLYMPUS AMERICA INC | BX41TF | 5400 | 2007-06-14 | 0
TX CHILDRENS | BE00088452 | YT757407-P | SURGICAL CAMERA & ACCESSORIES | KARL STORZ ENDOSCOPY-AMERICA INC | TC 300 | 5400 | 2018-03-13 | 0
TX CHILDRENS | KN224275 | 6B26139 | MICROSCOPE | OLYMPUS AMERICA INC | BX41TF | 5400 | 2007-06-14 | 0
TX CHILDRENS | KN199266 | 7900520 | LIGHT SOURCE | OLYMPUS AMERICA INC | CLV-S30 | 5400 | 1900-07-07 | 0
TX CHILDRENS | BE00084790 | OT745502-P | SURGICAL CAMERA & ACCESSORIES | KARL STORZ ENDOSCOPY-AMERICA INC | TC 200 | 5400 | 2017-05-02 | 0
TX CHILDRENS | BE00084791 | OT745618-P | SURGICAL CAMERA & ACCESSORIES | KARL STORZ ENDOSCOPY-AMERICA INC | TC 300 | 5400 | 2017-05-02 | 0
TX CHILDRENS | BE00117158 | NS761428-P | SURGICAL CAMERA & ACCESSORIES | KARL STORZ ENDOSCOPY-AMERICA INC | TC 301 | 5400 | 2022-05-20 | 0
TX CHILDRENS | BE00088451 | YT757431-P | SURGICAL CAMERA & ACCESSORIES | KARL STORZ ENDOSCOPY-AMERICA INC | TC 300 | 5400 | 2018-03-13 | 0
TX CHILDRENS | BE00117156 | OS762277-P | SURGICAL CAMERA & ACCESSORIES | KARL STORZ ENDOSCOPY-AMERICA INC | TC 301 | 5400 | 2022-05-20 | 0
TX CHILDRENS | BE00088447 | WT755441-P | SURGICAL CAMERA & ACCESSORIES | KARL STORZ ENDOSCOPY-AMERICA INC | TC 200 | 5400 | 2018-03-13 | 0
TX CHILDRENS | BE00011959 | CTSX1009-C04859 | EXERCISE EQUIP, POWERED | PATTERSON MEDICAL SUPPLY INC. USE 617981 | 9-4050-MINTP0 | 5400 | 2011-12-09 | 0
TX CHILDRENS | BE00117159 | OS762268-P | SURGICAL CAMERA & ACCESSORIES | KARL STORZ ENDOSCOPY-AMERICA INC | TC 301 | 5400 | 2022-05-20 | 0
TX CHILDRENS | BE00088450 | YT757419-P | SURGICAL CAMERA & ACCESSORIES | KARL STORZ ENDOSCOPY-AMERICA INC | TC 300 | 5400 | 2018-03-13 | 0
TX CHILDRENS | BE00113001 | ACTE06-1175 | CABINET, PROBE | CS MEDICAL LLC | ACTE06 | 5400 | 2019-11-19 | 0
TX CHILDRENS | BE00088445 | YT757987-P | SURGICAL CAMERA & ACCESSORIES | KARL STORZ ENDOSCOPY-AMERICA INC | TC 200 | 5400 | 2018-03-13 | 0
TX CHILDRENS | BE00088446 | WT755483-P | SURGICAL CAMERA & ACCESSORIES | KARL STORZ ENDOSCOPY-AMERICA INC | TC 200 | 5400 | 2018-03-13 | 0
TX CHILDRENS | BE00117157 | NS761402-P | SURGICAL CAMERA & ACCESSORIES | KARL STORZ ENDOSCOPY-AMERICA INC | TC 301 | 5400 | 2022-05-20 | 0
TX CHILDRENS | BE00113002 | ACTE06-1173 | CABINET, PROBE | CS MEDICAL LLC | ACTE06 | 5400 | 2019-11-19 | 0
TX CHILDRENS | BE00113003 | ACTE06-1122 | CABINET, PROBE | CS MEDICAL LLC | ACTE06 | 5400 | 2019-11-19 | 0
TX CHILDRENS | BE00103760 | 115441 | CAMERA | NIKON INSTRUMENT INC | DS-Fi3 | 5397.3 | 2019-09-12 | 0
TX CHILDRENS | BE00117866 | 13105034 | INSUFFLATOR, ENDOSCOPIC | MEDIVATORS INC | EGA-501 | 5395.5 | 2022-08-25 | 0
TX CHILDRENS | BE00063383 | 1494684-00 | WARMER, BLANKET | ENTHERMICS MEDICAL SYSTEMS | EC770 | 5395 | 2015-12-18 | 0
TX CHILDRENS | BE00064021 | 1521470-000 | WARMER, BLANKET | GETINGE USA SALES LLC | 770 | 5395 | 2016-04-27 | 0
TX CHILDRENS | KN225077 | 0701599 | TABLE, TILTING, EPS | BIODEX MEDICAL SYSTEMS INC | 058-700 | 5391 | 2007-01-25 | 0
TX CHILDRENS | KN224824 | 0512053 | TABLE, TILTING, EPS | BIODEX MEDICAL SYSTEMS INC | 058-700 | 5391 | 2007-01-25 | 0
TX CHILDRENS | BE00123443 | 96575 | BREATHING GAS MIXER | SECHRIST | 3500 CP-G | 5390 | 2025-03-10 | 0
TX CHILDRENS | BE00123464 | 96573 | BREATHING GAS MIXER | SECHRIST | 3500 CP-G | 5390 | 2025-03-10 | 0
TX CHILDRENS | BE00118141 | 70788-0822 | TONOMETER | REICHERT INC | TONO-PEN AVIA | 5390 | 2023-12-13 | 0
TX CHILDRENS | BE00125171 | 96574 | BREATHING GAS MIXER | SECHRIST | 3500 CP-G | 5390 | 2025-03-10 | 0
TX CHILDRENS | KN204860 | 667352 | MICROSCOPE | NIKON INSTRUMENT INC | ECLIPSE E400 | 5389.92 | 2006-04-27 | 0
TX CHILDRENS | BE00060808 | 877214042802 | VENTILATOR NONCONTINUOUS | RESPIRONICS INC | BIPAP FOCUS | 5388.12 | 2015-05-19 | 0
TX CHILDRENS | BE00060804 | 877214042803 | VENTILATOR NONCONTINUOUS | RESPIRONICS INC | BIPAP FOCUS | 5388.12 | 2015-05-19 | 0
TX CHILDRENS | KN226660 | 5703-0005973 | CENTRIFUGE, REFRIGERATED | Eppendorf North America Inc | 5702R | 5387.9 | 2009-08-28 | 0
TX CHILDRENS | BE00130221 | P250310007 | PUPILLOMETER | NEUROPTICS | NPI-300 | 5387.5 | 2025-03-04 | 0
TX CHILDRENS | BE00127182 | (21)P231220004 | PUPILLOMETER | NEUROPTICS | NPI-300 | 5387.5 | 2025-03-04 | 0
TX CHILDRENS | BE00036396 | SAS11317507PA | FETAL CARDIAC MONITOR | GE HEALTHCARE INC | 172 | 5385.88 | 2013-10-26 | 0
TX CHILDRENS | KN200925 | B018059 | OSCILLOSCOPE | TEKTRONIX (TOLL FREE) | TDS3032 | 5383 | 2005-10-03 | 0
TX CHILDRENS | BE00101680 | SGB16510020HA | CARDIAC OUTPUT & BP MODULE | GE Medical Systems Information Tech Inc | E-PICCO-00 | 5374.72 | 2018-02-07 | 0
TX CHILDRENS | BE00101681 | SGB16510024HA | CARDIAC OUTPUT & BP MODULE | GE Medical Systems Information Tech Inc | E-PICCO-00 | 5374.72 | 2018-02-07 | 0
TX CHILDRENS | BE00102539 | 3967557 | DEFIBRILLATOR TESTER | Fluke Electronics Corporation | IMPULSE 7000DP | 5373 | 2018-09-25 | 0
TX CHILDRENS | BE00012569 | 8622 | UTILITY CART | SMR | S160000D | 5370 | 2012-04-06 | 0
TX CHILDRENS | BE00012571 | 8624 | UTILITY CART | SMR | S160000D | 5370 | 2012-04-06 | 0
TX CHILDRENS | BE00012568 | 8623 | UTILITY CART | SMR | S160000D | 5370 | 2012-04-06 | 0
TX CHILDRENS | BE00131034 | PL0029259 | PUMP, PRESSURE | Baxter Healthcare Corp. | H938 099G | 5363.34 | 2026-05-29 | 0
TX CHILDRENS | BE00131033 | PL0029260 | PUMP, PRESSURE | Baxter Healthcare Corp. | H938 099G | 5363.34 | 2026-05-29 | 0
TX CHILDRENS | BE00130449 | PL0028798 | PUMP, PRESSURE | Baxter Healthcare Corp. | H938 099G | 5363.34 | 2026-06-26 | 0
TX CHILDRENS | BE00131032 | PL0029261 | PUMP, PRESSURE | Baxter Healthcare Corp. | H938 099G | 5363.34 | 2026-05-29 | 0
TX CHILDRENS | BE00130452 | PL0028797 | PUMP, PRESSURE | Baxter Healthcare Corp. | H938 099G | 5363.34 | 2026-06-26 | 0
TX CHILDRENS | BE00130451 | PL0028782 | PUMP, PRESSURE | Baxter Healthcare Corp. | H938 099G | 5363.34 | 2026-06-26 | 0
TX CHILDRENS | BE00131035 | PL0029258 | PUMP, PRESSURE | Baxter Healthcare Corp. | H938 099G | 5363.34 | 2026-05-29 | 0
TX CHILDRENS | BE00131036 | PL0029256 | PUMP, PRESSURE | Baxter Healthcare Corp. | H938 099G | 5363.34 | 2026-05-29 | 0
TX CHILDRENS | BE00131031 | PL0029255 | PUMP, PRESSURE | Baxter Healthcare Corp. | H938 099G | 5363.34 | 2026-05-29 | 0
TX CHILDRENS | BE00130450 | PL0028787 | PUMP, PRESSURE | Baxter Healthcare Corp. | H938 099G | 5363.34 | 2026-06-26 | 0
TX CHILDRENS | BE00130453 | PL0028789 | PUMP, PRESSURE | Baxter Healthcare Corp. | H938 099G | 5363.34 | 2026-06-26 | 0
TX CHILDRENS | BE00130448 | PL0028791 | PUMP, PRESSURE | Baxter Healthcare Corp. | H938 099G | 5363.34 | 2026-06-26 | 0
TX CHILDRENS | BE00060631 | 13J45959 | DENTAL OPERATIVE UNIT | ADEC DENTAL | 2562 | 5359 | 2015-02-04 | 0
TX CHILDRENS | BE00100247 | 17C2562-A14115 | DENTAL OPERATIVE UNIT | ADEC DENTAL | 2562 | 5359 | 2018-04-25 | 0
TX CHILDRENS | KN232325 | SIC8152 | DISTRACTION DEVICE | OPTRONICS | SOLAR 100C | 5350 | 2008-10-24 | 0
TX CHILDRENS | BE00064044 | WV1346 | DISPLAY, FLAT PANEL, TOUCH | KARL STORZ ENDOSCOPY-AMERICA INC | 200905 21 | 5348.88 | 2016-05-05 | 0
TX CHILDRENS | BE00064052 | WV1373 | DISPLAY, FLAT PANEL, TOUCH | KARL STORZ ENDOSCOPY-AMERICA INC | 200905 21 | 5348.88 | 2016-05-05 | 0
TX CHILDRENS | BE00010173 | 08010409 | SHAKING INCUBATOR | LABNET INTERNATIONAL | I5311-DS | 5348 | 2010-10-15 | 0
TX CHILDRENS | BE00056990 | SCS11176226GA | CARDIAC MONITOR W/ RATE ALARM | GE Medical Systems Information Tech Inc | TRANSPORT PRO | 5339.5 | 2013-01-08 | 0
TX CHILDRENS | BE00056991 | SCS11176231GA | CARDIAC MONITOR W/ RATE ALARM | GE Medical Systems Information Tech Inc | TRANSPORT PRO | 5339.5 | 2013-01-08 | 0
TX CHILDRENS | BE00131108 | SWP25180125SA | NIBP WITH PULSE OX | GE Medical Systems Information Tech Inc | PORTRAIT VSM | 5336.4 | 2028-05-28 | 0
TX CHILDRENS | BE00131107 | SWP25180124SA | NIBP WITH PULSE OX | GE Medical Systems Information Tech Inc | PORTRAIT VSM | 5336.4 | 2028-05-28 | 0
TX CHILDRENS | BE00085481 | TT750644-P | SURGICAL CAMERA & ACCESSORIES | KARL STORZ ENDOSCOPY-AMERICA INC | TC 301 | 5331.67 | 2017-10-03 | 0
TX CHILDRENS | BE00085480 | TT750678-P | SURGICAL CAMERA & ACCESSORIES | KARL STORZ ENDOSCOPY-AMERICA INC | TC 300 | 5331.67 | 2017-10-03 | 0
TX CHILDRENS | BE00085479 | TT750888-P | SURGICAL CAMERA & ACCESSORIES | KARL STORZ ENDOSCOPY-AMERICA INC | TC 200 | 5331.67 | 2017-10-03 | 0
TX CHILDRENS | BE00131192 | SNA24510283SA | PDM w/ DISPLAY | GE Medical Systems Information Tech Inc | CARESCAPE ONE | 5329 | 2026-06-10 | 0
TX CHILDRENS | BE00131164 | SNA24180028SA | PDM w/ DISPLAY | GE Medical Systems Information Tech Inc | CARESCAPE ONE | 5329 | 2026-06-10 | 0
TX CHILDRENS | BE00131170 | SNA24180050SA | PDM w/ DISPLAY | GE Medical Systems Information Tech Inc | CARESCAPE ONE | 5329 | 2026-06-10 | 0
TX CHILDRENS | BE00131187 | SNA24400045SA | PDM w/ DISPLAY | GE Medical Systems Information Tech Inc | CARESCAPE ONE | 5329 | 2026-06-10 | 0
TX CHILDRENS | BE00131172 | SNA24310021SA | PDM w/ DISPLAY | GE Medical Systems Information Tech Inc | CARESCAPE ONE | 5329 | 2026-06-10 | 0
TX CHILDRENS | BE00131188 | SNA24400072SA | PDM w/ DISPLAY | GE Medical Systems Information Tech Inc | CARESCAPE ONE | 5329 | 2026-06-10 | 0
TX CHILDRENS | BE00131162 | SNA24112185SA | PDM w/ DISPLAY | GE Medical Systems Information Tech Inc | CARESCAPE ONE | 5329 | 2026-06-10 | 0
TX CHILDRENS | BE00131171 | SNA24300242SA | PDM w/ DISPLAY | GE Medical Systems Information Tech Inc | CARESCAPE ONE | 5329 | 2026-06-10 | 0
TX CHILDRENS | BE00131186 | SNA24360133SA | PDM w/ DISPLAY | GE Medical Systems Information Tech Inc | CARESCAPE ONE | 5329 | 2026-06-10 | 0
TX CHILDRENS | BE00131185 | SNA24330061SA | PDM w/ DISPLAY | GE Medical Systems Information Tech Inc | CARESCAPE ONE | 5329 | 2026-06-10 | 0
TX CHILDRENS | BE00131189 | SNA24400076SA | PDM w/ DISPLAY | GE Medical Systems Information Tech Inc | CARESCAPE ONE | 5329 | 2026-06-10 | 0
TX CHILDRENS | BE00131167 | SNA24180044SA | PDM w/ DISPLAY | GE Medical Systems Information Tech Inc | CARESCAPE ONE | 5329 | 2026-06-10 | 0
TX CHILDRENS | BE00131161 | SNA24112157SA | PDM w/ DISPLAY | GE Medical Systems Information Tech Inc | CARESCAPE ONE | 5329 | 2026-06-10 | 0
TX CHILDRENS | BE00131190 | SNA24400077SA | PDM w/ DISPLAY | GE Medical Systems Information Tech Inc | CARESCAPE ONE | 5329 | 2026-06-10 | 0
TX CHILDRENS | BE00131163 | SNA24180026SA | PDM w/ DISPLAY | GE Medical Systems Information Tech Inc | CARESCAPE ONE | 5329 | 2026-06-10 | 0
TX CHILDRENS | BE00131169 | SNA24180049SA | PDM w/ DISPLAY | GE Medical Systems Information Tech Inc | CARESCAPE ONE | 5329 | 2026-06-10 | 0
TX CHILDRENS | BE00131166 | SNA24180043SA | PDM w/ DISPLAY | GE Medical Systems Information Tech Inc | CARESCAPE ONE | 5329 | 2026-06-10 | 0
TX CHILDRENS | BE00131191 | SNA24400084SA | PDM w/ DISPLAY | GE Medical Systems Information Tech Inc | CARESCAPE ONE | 5329 | 2026-06-10 | 0
TX CHILDRENS | BE00131168 | SNA24180047SA | PDM w/ DISPLAY | GE Medical Systems Information Tech Inc | CARESCAPE ONE | 5329 | 2026-06-10 | 0
TX CHILDRENS | BE00131165 | SNA24180041SA | PDM w/ DISPLAY | GE Medical Systems Information Tech Inc | CARESCAPE ONE | 5329 | 2026-06-10 | 0
TX CHILDRENS | BE00034995 | 41330014 | CENTRIFUGE, REFRIGERATED | THERMO FISHER SCIENTIFIC ASHEVILLE LLC | LEGEND MICRO 21R | 5326.9 | 2013-04-22 | 0
TX CHILDRENS | BE00117278 | 2NQ5WM3 | COMPUTER & PERIPHERALS | DELL MARKETING LP | OPTIPLEX 5090 | 5324.89 | 2023-06-01 | 0
TX CHILDRENS | BE00117274 | 6LQ5WM3 | COMPUTER & PERIPHERALS | DELL MARKETING LP | OPTIPLEX 5090 | 5324.89 | 2023-06-01 | 0
TX CHILDRENS | BE00117284 | 9KT5WM3 | COMPUTER & PERIPHERALS | DELL MARKETING LP | OPTIPLEX 5090 | 5324.89 | 2023-06-01 | 0
TX CHILDRENS | BE00117283 | FMQ5WM3 | COMPUTER & PERIPHERALS | DELL MARKETING LP | OPTIPLEX 5090 | 5324.89 | 2023-06-01 | 0
TX CHILDRENS | BE00117280 | GLQ5WM3 | COMPUTER & PERIPHERALS | DELL MARKETING LP | OPTIPLEX 5090 | 5324.89 | 2023-06-01 | 0
TX CHILDRENS | BE00117275 | HKQ5WM3 | COMPUTER & PERIPHERALS | DELL MARKETING LP | OPTIPLEX 5090 | 5324.89 | 2023-06-01 | 0
TX CHILDRENS | BE00117282 | HMQ5WM3 | COMPUTER & PERIPHERALS | DELL MARKETING LP | OPTIPLEX 5090 | 5324.89 | 2023-06-01 | 0
TX CHILDRENS | BE00117281 | HLQ5WM3 | COMPUTER & PERIPHERALS | DELL MARKETING LP | OPTIPLEX 5090 | 5324.89 | 2023-06-01 | 0
TX CHILDRENS | KN226596 | IPV1C-0883 | VENTILATOR NONCONTINUOUS | PERCUSSION CORP | IPV-1C | 5321.36 | 2009-02-13 | 0
TX CHILDRENS | KN226597 | IPV1C-0904 | VENTILATOR NONCONTINUOUS | PERCUSSION CORP | IPV-1C | 5321.36 | 2009-02-13 | 0
TX CHILDRENS | BE00035694 | BO20815D12 | VACCUM PUMP | SORIN GROUP USA INC | XVAC | 5315.75 | 2013-11-26 | 0
TX CHILDRENS | BE00035696 | BO20757C12 | VACCUM PUMP | SORIN GROUP USA INC | XVAC | 5315.75 | 2013-11-26 | 0
TX CHILDRENS | BE00035692 | BO18065G11 | VACCUM PUMP | SORIN GROUP USA INC | XVAC | 5315.75 | 2013-11-26 | 0
TX CHILDRENS | BE00035690 | BO20760C12 | VACCUM PUMP | SORIN GROUP USA INC | XVAC | 5315.75 | 2013-11-26 | 0
TX CHILDRENS | BE00065014 | 8236 | MICROSCOPE ACCESSORIES | LUMENCOR | SOLA SM-5-LCR-SB | 5314.5 | 2016-08-23 | 0
TX CHILDRENS | BE00065011 | 8265 | MICROSCOPE ACCESSORIES | LUMENCOR | SOLA SM-5-LCR-SB | 5314.5 | 2016-08-23 | 0
TX CHILDRENS | KN227621 | EA00482 | IRRIGATION PUMP | KARL STORZ ENDOSCOPY-AMERICA INC | 40334120 | 5313.75 | 2010-09-14 | 0
TX CHILDRENS | KN228947 | SCSA7798 | ANALYZER | BIOMERIEUX INC | SMART CARRIER | 5304 | 2008-06-13 | 0
TX CHILDRENS | BE00010951 | 316558 | MICROSCOPE ACCESSORIES | LEICA MICROSYSTEMS INC | CTR5500 | 5301 | 2010-04-15 | 0
TX CHILDRENS | BE00085313 | 88 DX 0287 | CONTROL MODULE/PANEL | ECO PHYSICS INC | DENOX 88 | 5300 | 2017-09-18 | 0
TX CHILDRENS | BE00102759 | SA15700252 | HEMATOLOGY ANALYZER | FRESENIUS USA MARKETING INC | CRIT-LINE IV | 5300 | 2018-12-12 | 0
TX CHILDRENS | BE00102758 | SA15700234 | HEMATOLOGY ANALYZER | FRESENIUS USA MARKETING INC | CRIT-LINE IV | 5300 | 2018-12-12 | 0
TX CHILDRENS | BE00102760 | SA15704404 | HEMATOLOGY ANALYZER | FRESENIUS USA MARKETING INC | CRIT-LINE IV | 5300 | 2018-12-12 | 0
TX CHILDRENS | BE00089132 | 550255 | OTOACOUSTIC EMISSION DEVICE | BIO-LOGIC SYSTEMS INC. | SOD100497 | 5300 | 2017-01-10 | 0
TX CHILDRENS | BE00057184 | 00066065 | ANALYZER | ALERE NORTH AMERICA INC | TRIAGE METERPRO | 5300 | 2012-03-14 | 0
TX CHILDRENS | KN200472 | 1377 | WARMING/COOLING UNIT | NOT APPLICABLE | C-6 | 5300 | 2000-08-10 | 0
TX CHILDRENS | BE00121495 | PE23-9FLM6632 | URINE FLOW OR VOLUME MEAS.SYS. | LABORIE MEDICAL TECHNOLOGIES CORP | UROFLOWMETER II | 5295 | 2025-02-04 | 0
TX CHILDRENS | BE00130192 | 04097254 | LIGHT, EXAM, AC-POWERED | STRYKER CORP | SIRCA | 5291.43 | 2026-03-31 | 0
TX CHILDRENS | BE00087968 | 064022 | PUMP, PRESSURE | BAXA CORP. | 099 | 5287.02 | 2018-01-29 | 0
TX CHILDRENS | BE00130641 | (21)U107226242021 | SCALE, PATIENT STAND-ON | SCALETRONIX, INC. (subsidiary of WELCH-ALLYN) | 5002 | 5281.84 | 2026-04-28 | 0
TX CHILDRENS | BE00129933 | (21)U107232242507 | SCALE, PATIENT STAND-ON | SCALETRONIX, INC. (subsidiary of WELCH-ALLYN) | 5002 | 5281.84 | 2026-03-31 | 0
TX CHILDRENS | BE00130640 | (21)U107226242020 | SCALE, PATIENT STAND-ON | SCALETRONIX, INC. (subsidiary of WELCH-ALLYN) | 5002 | 5281.84 | 2026-04-28 | 0
TX CHILDRENS | BE00130639 | (21)U107226242019 | SCALE, PATIENT STAND-ON | SCALETRONIX, INC. (subsidiary of WELCH-ALLYN) | 5002 | 5281.84 | 2026-04-28 | 0
TX CHILDRENS | BE00130642 | (21)U107226242022 | SCALE, PATIENT STAND-ON | SCALETRONIX, INC. (subsidiary of WELCH-ALLYN) | 5002 | 5281.84 | 2026-04-28 | 0
TX CHILDRENS | BE00130063 | U10722742085 | SCALE, PATIENT STAND-ON | SCALETRONIX, INC. (subsidiary of WELCH-ALLYN) | 5002 | 5281.84 | 2026-06-26 | 0
TX CHILDRENS | BE00129934 | (21)U107232242505 | SCALE, PATIENT STAND-ON | SCALETRONIX, INC. (subsidiary of WELCH-ALLYN) | 5002 | 5281.84 | 2026-03-31 | 0
TX CHILDRENS | BE00100423 | 16-269611 | DISPLAY, VIDEO | NATIONAL DISPLAY SYSTEMS (NDS) | SC-WU24-A1511 | 5271.86 | 2018-08-09 | 0
TX CHILDRENS | BE00035890 | 112512-9250 | INCUBATOR CO2 | THERMO FISHER SCIENTIFIC ASHEVILLE LLC | 370 | 5270 | 2014-01-02 | 0
TX CHILDRENS | BE00035889 | 11513-9276 | INCUBATOR CO2 | THERMO FISHER SCIENTIFIC ASHEVILLE LLC | 370 | 5270 | 2014-01-02 | 0
TX CHILDRENS | BE00130511 | SWP24390379SA | NIBP WITH PULSE OX | GE Medical Systems Information Tech Inc | PORTRAIT VSM | 5265.9 | 2027-04-28 | 0
TX CHILDRENS | BE00130471 | SWP24390381SA | NIBP WITH PULSE OX | GE Medical Systems Information Tech Inc | PORTRAIT VSM | 5265.9 | 2027-04-28 | 0
TX CHILDRENS | BE00130507 | SWP24390382SA | NIBP WITH PULSE OX | GE Medical Systems Information Tech Inc | PORTRAIT VSM | 5265.9 | 2027-04-28 | 0
TX CHILDRENS | BE00130508 | SWP24390380SA | NIBP WITH PULSE OX | GE Medical Systems Information Tech Inc | PORTRAIT VSM | 5265.9 | 2027-04-28 | 0
TX CHILDRENS | BE00119708 | M00121547 | NONINVASIVE BP MANAGEMENT SYST | SUNTECH MEDICAL INC | TANGO M2 | 5263 | 2024-03-29 | 0
TX CHILDRENS | BE00059068 | 13-218752 | DISPLAY, VIDEO | NATIONAL DISPLAY SYSTEMS (NDS) | SC-WU26-A1511 | 5250 | 2014-06-20 | 0
TX CHILDRENS | BE00059067 | 13-218749 | DISPLAY, VIDEO | NATIONAL DISPLAY SYSTEMS (NDS) | SC-WU26-A1511 | 5250 | 2014-06-20 | 0
TX CHILDRENS | BE00124139 | VT74058 | ANESTHESIA MONITOR | ASPECT MEDICAL SYSTEMS | BIS | 5250 | 2028-10-23 | 0
TX CHILDRENS | BE00124129 | VT74048 | ANESTHESIA MONITOR | ASPECT MEDICAL SYSTEMS | BIS | 5250 | 2028-10-23 | 0
TX CHILDRENS | BE00124134 | VT74053 | ANESTHESIA MONITOR | ASPECT MEDICAL SYSTEMS | BIS | 5250 | 2028-10-23 | 0
TX CHILDRENS | BE00124133 | VT74052 | ANESTHESIA MONITOR | ASPECT MEDICAL SYSTEMS | BIS | 5250 | 2028-10-23 | 0
TX CHILDRENS | BE00141652 | J662501095 | ANESTHESIA MONITOR | ASPECT MEDICAL SYSTEMS | BIS | 5250 | 2030-08-14 | 0
TX CHILDRENS | BE00124136 | VT74055 | ANESTHESIA MONITOR | ASPECT MEDICAL SYSTEMS | BIS | 5250 | 2028-10-23 | 0
TX CHILDRENS | BE00141651 | J662501102 | ANESTHESIA MONITOR | ASPECT MEDICAL SYSTEMS | BIS | 5250 | 2030-08-14 | 0
TX CHILDRENS | KN222936 | 13-AA-5 | WATER BATH | PRECISION SCIENTIFIC | 81 | 5250 | 2005-02-16 | 0
TX CHILDRENS | BE00124135 | VT74054 | ANESTHESIA MONITOR | ASPECT MEDICAL SYSTEMS | BIS | 5250 | 2028-10-23 | 0
TX CHILDRENS | BE00141654 | J662501096 | ANESTHESIA MONITOR | ASPECT MEDICAL SYSTEMS | BIS | 5250 | 2030-08-14 | 0
TX CHILDRENS | BE00141653 | J662501099 | ANESTHESIA MONITOR | ASPECT MEDICAL SYSTEMS | BIS | 5250 | 2030-08-14 | 0
TX CHILDRENS | BE00141658 | J662501100 | ANESTHESIA MONITOR | ASPECT MEDICAL SYSTEMS | BIS | 5250 | 2030-08-14 | 0
TX CHILDRENS | BE00124132 | VT74051 | ANESTHESIA MONITOR | ASPECT MEDICAL SYSTEMS | BIS | 5250 | 2028-10-23 | 0
TX CHILDRENS | BE00124137 | VT74056 | ANESTHESIA MONITOR | ASPECT MEDICAL SYSTEMS | BIS | 5250 | 2028-10-23 | 0
TX CHILDRENS | BE00124138 | VT74057 | ANESTHESIA MONITOR | ASPECT MEDICAL SYSTEMS | BIS | 5250 | 2028-10-23 | 0
TX CHILDRENS | BE00141656 | J662501101 | ANESTHESIA MONITOR | ASPECT MEDICAL SYSTEMS | BIS | 5250 | 2030-08-14 | 0
TX CHILDRENS | BE00124131 | VT74050 | ANESTHESIA MONITOR | ASPECT MEDICAL SYSTEMS | BIS | 5250 | 2028-10-23 | 0
TX CHILDRENS | BE00129482 | 1224BW028679 | ANESTHESIA MONITOR | ASPECT MEDICAL SYSTEMS | BIS | 5250 | 2030-06-04 | 0
TX CHILDRENS | BE00124130 | VT74049 | ANESTHESIA MONITOR | ASPECT MEDICAL SYSTEMS | BIS | 5250 | 2028-10-23 | 0
TX CHILDRENS | BE00129481 | 1224BW028409 | ANESTHESIA MONITOR | ASPECT MEDICAL SYSTEMS | BIS | 5250 | 2030-06-04 | 0
TX CHILDRENS | BE00141657 | J662501098 | ANESTHESIA MONITOR | ASPECT MEDICAL SYSTEMS | BIS | 5250 | 2030-08-14 | 0
TX CHILDRENS | BE00141655 | J662501097 | ANESTHESIA MONITOR | ASPECT MEDICAL SYSTEMS | BIS | 5250 | 2030-08-14 | 0
TX CHILDRENS | BE00130772 | SWP25110485SA | NIBP WITH PULSE OX | GE Medical Systems Information Tech Inc | PORTRAIT VSM | 5248.4 | 2028-05-06 | 0
TX CHILDRENS | BE00131129 | SWP25110362SA | NIBP WITH PULSE OX | GE Medical Systems Information Tech Inc | PORTRAIT VSM | 5248.4 | 2028-06-08 | 0
TX CHILDRENS | BE00130771 | SWP25110486SA | NIBP WITH PULSE OX | GE Medical Systems Information Tech Inc | PORTRAIT VSM | 5248.4 | 2028-05-06 | 0
TX CHILDRENS | BE00131140 | SWP25110373SA | NIBP WITH PULSE OX | GE Medical Systems Information Tech Inc | PORTRAIT VSM | 5248.4 | 2028-06-08 | 0
TX CHILDRENS | BE00131139 | SWP25110372SA | NIBP WITH PULSE OX | GE Medical Systems Information Tech Inc | PORTRAIT VSM | 5248.4 | 2028-06-08 | 0
TX CHILDRENS | BE00131136 | SWP25110369SA | NIBP WITH PULSE OX | GE Medical Systems Information Tech Inc | PORTRAIT VSM | 5248.4 | 2028-06-08 | 0
TX CHILDRENS | BE00130773 | SWP25110487SA | NIBP WITH PULSE OX | GE Medical Systems Information Tech Inc | PORTRAIT VSM | 5248.4 | 2028-05-06 | 0
TX CHILDRENS | BE00131130 | SWP25110363SA | NIBP WITH PULSE OX | GE Medical Systems Information Tech Inc | PORTRAIT VSM | 5248.4 | 2028-06-08 | 0
TX CHILDRENS | BE00131132 | SWP25110365SA | NIBP WITH PULSE OX | GE Medical Systems Information Tech Inc | PORTRAIT VSM | 5248.4 | 2028-06-08 | 0
TX CHILDRENS | BE00131135 | SWP25110368SA | NIBP WITH PULSE OX | GE Medical Systems Information Tech Inc | PORTRAIT VSM | 5248.4 | 2028-06-08 | 0
TX CHILDRENS | BE00131127 | SWP25110360SA | NIBP WITH PULSE OX | GE Medical Systems Information Tech Inc | PORTRAIT VSM | 5248.4 | 2028-06-08 | 0
TX CHILDRENS | BE00131128 | SWP25110361SA | NIBP WITH PULSE OX | GE Medical Systems Information Tech Inc | PORTRAIT VSM | 5248.4 | 2028-06-08 | 0
TX CHILDRENS | BE00131125 | SWP25110358SA | NIBP WITH PULSE OX | GE Medical Systems Information Tech Inc | PORTRAIT VSM | 5248.4 | 2028-06-08 | 0
TX CHILDRENS | BE00131134 | SWP25110367SA | NIBP WITH PULSE OX | GE Medical Systems Information Tech Inc | PORTRAIT VSM | 5248.4 | 2028-06-08 | 0
TX CHILDRENS | BE00131126 | SWP25110359SA | NIBP WITH PULSE OX | GE Medical Systems Information Tech Inc | PORTRAIT VSM | 5248.4 | 2028-06-08 | 0
TX CHILDRENS | BE00131131 | SWP25110364SA | NIBP WITH PULSE OX | GE Medical Systems Information Tech Inc | PORTRAIT VSM | 5248.4 | 2028-06-08 | 0
TX CHILDRENS | BE00131137 | SWP25110370SA | NIBP WITH PULSE OX | GE Medical Systems Information Tech Inc | PORTRAIT VSM | 5248.4 | 2028-06-08 | 0
TX CHILDRENS | BE00131138 | SWP25110371SA | NIBP WITH PULSE OX | GE Medical Systems Information Tech Inc | PORTRAIT VSM | 5248.4 | 2028-06-08 | 0
TX CHILDRENS | BE00131133 | SWP25110366SA | NIBP WITH PULSE OX | GE Medical Systems Information Tech Inc | PORTRAIT VSM | 5248.4 | 2028-06-08 | 0
TX CHILDRENS | BE00064535 | 12-4M0205A | TREADMILL AND ACCESSORIES | LITEGAIT | 1800T | 5239.61 | 2016-12-21 | 0
TX CHILDRENS | BE00060544 | F9A30210C1235EGT | FETAL CARDIAC MONITOR | COOPERSURGICAL INC | F9 | 5235.83 | 2014-12-19 | 0
TX CHILDRENS | BE00038376 | SAS11317509PA | FETAL CARDIAC MONITOR | GE HEALTHCARE INC | 172 | 5235.63 | 2013-03-28 | 0
TX CHILDRENS | BE00038375 | SAS11317508PA | FETAL CARDIAC MONITOR | GE HEALTHCARE INC | 172 | 5234.63 | 2013-03-28 | 0
TX CHILDRENS | BE00038374 | SAS11317506PA | FETAL CARDIAC MONITOR | GE HEALTHCARE INC | 172 | 5233.63 | 2013-03-28 | 0
TX CHILDRENS | BE00038373 | SAS11317505PA | FETAL CARDIAC MONITOR | GE HEALTHCARE INC | 172 | 5232.63 | 2013-03-28 | 0
TX CHILDRENS | BE00038372 | SAS11317504PA | FETAL CARDIAC MONITOR | GE HEALTHCARE INC | 172 | 5231.63 | 2013-03-28 | 0
TX CHILDRENS | BE00038371 | SAS11317503PA | FETAL CARDIAC MONITOR | GE HEALTHCARE INC | 172 | 5230.63 | 2013-03-28 | 0
TX CHILDRENS | BE00038370 | SAS11317502PA | FETAL CARDIAC MONITOR | GE HEALTHCARE INC | 172 | 5229.63 | 2013-03-28 | 0
TX CHILDRENS | BE00088978 | SN816350914SA | TREADMILL AND ACCESSORIES | GE Medical Systems Information Tech Inc | T2100 | 5228.8 | 2017-10-03 | 0
TX CHILDRENS | BE00038369 | SAS11317501PA | FETAL CARDIAC MONITOR | GE HEALTHCARE INC | 172 | 5228.63 | 2013-03-28 | 0
TX CHILDRENS | BE00038368 | SAS11307499PA | FETAL CARDIAC MONITOR | GE HEALTHCARE INC | 172 | 5227.63 | 2013-03-28 | 0
TX CHILDRENS | BE00038367 | SAS11307494PA | FETAL CARDIAC MONITOR | GE HEALTHCARE INC | 172 | 5226.63 | 2013-03-28 | 0
TX CHILDRENS | BE00126852 | 03982394 | LIGHT, EXAM, AC-POWERED | STRYKER CORP | SIRCA MOBILE | 5225.88 | 2025-02-21 | 0
TX CHILDRENS | BE00121485 | 03873462 | LIGHT, EXAM, AC-POWERED | STRYKER CORP | SIRCA MOBILE | 5225.88 | 2024-12-17 | 0
TX CHILDRENS | BE00121486 | 03873242 | LIGHT, EXAM, AC-POWERED | STRYKER CORP | SIRCA MOBILE | 5225.88 | 2024-12-17 | 0
TX CHILDRENS | BE00126843 | 03981847 | LIGHT, EXAM, AC-POWERED | STRYKER CORP | SIRCA MOBILE | 5225.88 | 2025-01-29 | 0
TX CHILDRENS | BE00038366 | SAS11307492PA | FETAL CARDIAC MONITOR | GE HEALTHCARE INC | 172 | 5225.63 | 2013-03-28 | 0
TX CHILDRENS | BE00088921 | 16070424 | TABLE, TILTING, EPS | BIODEX MEDICAL SYSTEMS INC | 058-701 | 5225 | 2017-10-03 | 0
TX CHILDRENS | BE00126059 | 13134553 | INSUFFLATOR, ENDOSCOPIC | MEDIVATORS INC | EGA-501 | 5225 | 2025-01-16 | 0
TX CHILDRENS | BE00126060 | 13134561 | INSUFFLATOR, ENDOSCOPIC | MEDIVATORS INC | EGA-501 | 5225 | 2025-01-16 | 0
TX CHILDRENS | BE00038365 | SAS11307491PA | FETAL CARDIAC MONITOR | GE HEALTHCARE INC | 172 | 5224.63 | 2013-03-28 | 0
TX CHILDRENS | BE00038364 | SAS11307475PA | FETAL CARDIAC MONITOR | GE HEALTHCARE INC | 172 | 5223.63 | 2013-03-28 | 0
TX CHILDRENS | BE00038363 | SAS11307457PA | FETAL CARDIAC MONITOR | GE HEALTHCARE INC | 172 | 5222.63 | 2013-03-28 | 0
TX CHILDRENS | BE00102445 | PP825747-P | SURGICAL CAMERA & ACCESSORIES | KARL STORZ ENDOSCOPY-AMERICA INC | TC 301 | 5222.17 | 2021-03-02 | 0
TX CHILDRENS | BE00102446 | PP825829-P | SURGICAL CAMERA & ACCESSORIES | KARL STORZ ENDOSCOPY-AMERICA INC | TC 300 | 5222.17 | 2021-03-02 | 0
TX CHILDRENS | BE00119826 | YO856967-P | SURGICAL CAMERA & ACCESSORIES | KARL STORZ ENDOSCOPY-AMERICA INC | TC 301 | 5222.17 | 2023-10-19 | 0
TX CHILDRENS | BE00102427 | PP825827-P | SURGICAL CAMERA & ACCESSORIES | KARL STORZ ENDOSCOPY-AMERICA INC | TC 300 | 5222.17 | 2021-02-18 | 0
TX CHILDRENS | BE00102426 | PP825734-P | SURGICAL CAMERA & ACCESSORIES | KARL STORZ ENDOSCOPY-AMERICA INC | TC 301 | 5222.17 | 2021-02-18 | 0
TX CHILDRENS | BE00038362 | SAS11307456PA | FETAL CARDIAC MONITOR | GE HEALTHCARE INC | 172 | 5221.63 | 2013-03-28 | 0
TX CHILDRENS | BE00038361 | SAS11307453PA | FETAL CARDIAC MONITOR | GE HEALTHCARE INC | 172 | 5220.63 | 2013-03-28 | 0
TX CHILDRENS | KN214558 | EN019271 | DNA THERMAL CYCLER | M. J. RESEARCH | PTC-200 | 5220.25 | 2003-11-01 | 0
TX CHILDRENS | KN232962 | 09041009 | INCUBATOR CO2 | SHELDON MANUFACTURING INC. | 3524T | 5220 | 2010-09-27 | 0
TX CHILDRENS | KN232963 | 09041009 | INCUBATOR CO2 | SHELDON MANUFACTURING INC. | 3524B | 5220 | 2010-09-27 | 0
TX CHILDRENS | HTMUS-467516YP1 | 467516YP1 | PROBE, PHASED ARRAY | GE Precision Healthcare LLC | M5SC-D | 5220 | 2024-09-13 | 0
TX CHILDRENS | BE00038360 | SAS11307448PA | FETAL CARDIAC MONITOR | GE HEALTHCARE INC | 172 | 5219.63 | 2013-03-28 | 0
TX CHILDRENS | BE00057632 | SAS12138698PA | FETAL CARDIAC MONITOR | GE HEALTHCARE INC | 172 | 5218.63 | 2013-03-28 | 0
TX CHILDRENS | BE00035775 | SAS120309143PA | FETAL CARDIAC MONITOR | GE HEALTHCARE INC | 172 | 5218.63 | 2014-09-19 | 0
TX CHILDRENS | BE00057371 | SAS12058487PA | FETAL CARDIAC MONITOR | GE HEALTHCARE INC | 172 | 5218.63 | 2013-05-13 | 0
TX CHILDRENS | BE00057373 | 08111L05706T | WARMER, BOTTLE | PARKER LABORATORIES | 82-01-A | 5218.63 | 2013-05-13 | 0
TX CHILDRENS | BE00057370 | SAS12058475PA | FETAL CARDIAC MONITOR | GE HEALTHCARE INC | 172 | 5218.63 | 2013-05-13 | 0
TX CHILDRENS | BE00057764 | SAS12289096PA | FETAL CARDIAC MONITOR | GE HEALTHCARE INC | 172 | 5218.63 | 2015-01-21 | 0
TX CHILDRENS | BE00057629 | SAS12138688PA | FETAL CARDIAC MONITOR | GE HEALTHCARE INC | 172 | 5218.63 | 2013-03-28 | 0
TX CHILDRENS | BE00038359 | SAS11307423PA | FETAL CARDIAC MONITOR | GE HEALTHCARE INC | 172 | 5218.63 | 2013-03-28 | 0
TX CHILDRENS | BE00057374 | 08111L05706T | WARMER, BOTTLE | PARKER LABORATORIES | 82-01-A | 5218.63 | 2013-05-13 | 0
TX CHILDRENS | BE00057630 | SAS12138690PA | FETAL CARDIAC MONITOR | GE HEALTHCARE INC | 172 | 5218.63 | 2013-03-28 | 0
TX CHILDRENS | BE00057375 | 08111L05885T | WARMER, BOTTLE | PARKER LABORATORIES | 82-01-A | 5218.63 | 2013-05-13 | 0
TX CHILDRENS | BE00057372 | SAS12058489PA | FETAL CARDIAC MONITOR | GE HEALTHCARE INC | 172 | 5218.63 | 2013-05-13 | 0
TX CHILDRENS | BE00057631 | SAS12138691PA | FETAL CARDIAC MONITOR | GE HEALTHCARE INC | 172 | 5218.63 | 2013-03-28 | 0
TX CHILDRENS | KN216690 | 965706 | PLASMA THAWING DEVICE | HELMER LABS INC | DH8 | 5217.84 | 2005-06-30 | 0
TX CHILDRENS | KN223384 | DSH05155398GA | CARDIAC MONITOR W/ RATE ALARM | GE Medical Systems Information Tech Inc | DASH 3000 | 5215.5 | 2010-09-12 | 0
TX CHILDRENS | KN216689 | 0000289 | CELL WASHING CENTRIFUGE | HELMER LABS INC | ULTRACW | 5215 | 2005-06-30 | 0
TX CHILDRENS | KN216688 | 0000300 | CELL WASHING CENTRIFUGE | HELMER LABS INC | ULTRACW | 5215 | 2005-06-30 | 0
TX CHILDRENS | BE00056585 | HELS080010C0139 | LIGHT, EXAM, AC-POWERED | Trumpf Medical Systems Inc Do Not Use | HELION SC | 5210.46 | 2012-10-26 | 0
TX CHILDRENS | BE00056586 | HELS080010C0143 | LIGHT, EXAM, AC-POWERED | Trumpf Medical Systems Inc Do Not Use | HELION SC | 5210.46 | 2012-10-26 | 0
TX CHILDRENS | BE00056588 | HELS080010C0138 | LIGHT, EXAM, AC-POWERED | Trumpf Medical Systems Inc Do Not Use | HELION SC | 5210.46 | 2012-10-26 | 0
TX CHILDRENS | BE00036381 | V1115670 | TABLE, EXAM | RITTER MIDWEST DIV SYBRON CORP | 222-016 | 5210.46 | 2012-10-11 | 0
TX CHILDRENS | BE00036375 | V1114907 | TABLE, EXAM | RITTER MIDWEST DIV SYBRON CORP | 222-016 | 5210.46 | 2012-10-11 | 0
TX CHILDRENS | BE00036510 | HELS080010C0130 | LIGHT, EXAM, AC-POWERED | Trumpf Medical Systems Inc Do Not Use | HELION SC | 5210.46 | 2012-10-26 | 0
TX CHILDRENS | BE00057205 | HELS080010C0149 | LIGHT, EXAM, AC-POWERED | Trumpf Medical Systems Inc Do Not Use | HELION SC | 5210.46 | 2012-10-26 | 0
TX CHILDRENS | BE00056580 | HELS080010C0142 | LIGHT, EXAM, AC-POWERED | Trumpf Medical Systems Inc Do Not Use | HELION SC | 5210.46 | 2012-10-26 | 0
TX CHILDRENS | BE00057208 | HELS080010C0147 | LIGHT, EXAM, AC-POWERED | Trumpf Medical Systems Inc Do Not Use | HELION SC | 5210.46 | 2012-10-26 | 0
TX CHILDRENS | BE00056581 | HELS080010C0141 | LIGHT, EXAM, AC-POWERED | Trumpf Medical Systems Inc Do Not Use | HELION SC | 5210.46 | 2012-10-26 | 0
TX CHILDRENS | BE00056582 | HELS080010C0126 | LIGHT, EXAM, AC-POWERED | Trumpf Medical Systems Inc Do Not Use | HELION SC | 5210.46 | 2012-10-26 | 0
TX CHILDRENS | BE00057203 | HELS080010C0150 | LIGHT, EXAM, AC-POWERED | Trumpf Medical Systems Inc Do Not Use | HELION SC | 5210.46 | 2012-10-26 | 0
TX CHILDRENS | BE00036361 | V1114924 | TABLE, EXAM | RITTER MIDWEST DIV SYBRON CORP | 222-016 | 5210.46 | 2012-10-11 | 0
TX CHILDRENS | BE00056578 | HELS080010C0133 | LIGHT, EXAM, AC-POWERED | Trumpf Medical Systems Inc Do Not Use | HELION SC | 5210.46 | 2012-10-26 | 0
TX CHILDRENS | BE00036388 | V1114901 | TABLE, EXAM | RITTER MIDWEST DIV SYBRON CORP | 222-016 | 5210.46 | 2012-10-11 | 0
TX CHILDRENS | BE00056583 | HELS080010C0131 | LIGHT, EXAM, AC-POWERED | Trumpf Medical Systems Inc Do Not Use | HELION SC | 5210.46 | 2012-10-26 | 0
TX CHILDRENS | BE00036373 | V1115702 | TABLE, EXAM | RITTER MIDWEST DIV SYBRON CORP | 222-016 | 5210.46 | 2012-10-11 | 0
TX CHILDRENS | BE00036512 | HELS080010C0052 | LIGHT, EXAM, AC-POWERED | Trumpf Medical Systems Inc Do Not Use | HELION SC | 5210.46 | 2012-10-26 | 0
TX CHILDRENS | BE00057207 | HELS080010C0145 | LIGHT, EXAM, AC-POWERED | Trumpf Medical Systems Inc Do Not Use | HELION SC | 5210.46 | 2012-10-26 | 0
TX CHILDRENS | BE00056587 | HELS080010C0134 | LIGHT, EXAM, AC-POWERED | Trumpf Medical Systems Inc Do Not Use | HELION SC | 5210.46 | 2012-10-26 | 0
TX CHILDRENS | BE00036365 | V1114928 | TABLE, EXAM | RITTER MIDWEST DIV SYBRON CORP | 222-016 | 5210.46 | 2012-10-11 | 0
TX CHILDRENS | BE00036367 | V1115598 | TABLE, EXAM | RITTER MIDWEST DIV SYBRON CORP | 222-016 | 5210.46 | 2012-10-11 | 0
TX CHILDRENS | BE00036370 | V1115675 | TABLE, EXAM | RITTER MIDWEST DIV SYBRON CORP | 222-016 | 5210.46 | 2012-10-11 | 0
TX CHILDRENS | BE00036509 | HELS080010C0101 | LIGHT, EXAM, AC-POWERED | Trumpf Medical Systems Inc Do Not Use | HELION SC | 5210.46 | 2012-10-26 | 0
TX CHILDRENS | BE00056579 | HELS080010C0135 | LIGHT, EXAM, AC-POWERED | Trumpf Medical Systems Inc Do Not Use | HELION SC | 5210.46 | 2012-10-26 | 0
TX CHILDRENS | BE00056584 | HELS080010C0132 | LIGHT, EXAM, AC-POWERED | Trumpf Medical Systems Inc Do Not Use | HELION SC | 5210.46 | 2012-10-26 | 0
TX CHILDRENS | BE00056589 | HELS080010C0140 | LIGHT, EXAM, AC-POWERED | Trumpf Medical Systems Inc Do Not Use | HELION SC | 5210.46 | 2012-10-26 | 0
TX CHILDRENS | BE00036511 | HELS080010C0717 | LIGHT, EXAM, AC-POWERED | Trumpf Medical Systems Inc Do Not Use | HELION SC | 5210.46 | 2012-10-26 | 0
TX CHILDRENS | BE00057206 | HELS080010C0144 | LIGHT, EXAM, AC-POWERED | Trumpf Medical Systems Inc Do Not Use | HELION SC | 5210.46 | 2012-10-26 | 0
TX CHILDRENS | BE00057209 | HELS080010C0146 | LIGHT, EXAM, AC-POWERED | Trumpf Medical Systems Inc Do Not Use | HELION SC | 5210.46 | 2012-10-26 | 0
TX CHILDRENS | BE00057204 | HELS080010C0148 | LIGHT, EXAM, AC-POWERED | Trumpf Medical Systems Inc Do Not Use | HELION SC | 5210.46 | 2012-10-26 | 0
TX CHILDRENS | BE00036378 | V1114881 | TABLE, EXAM | RITTER MIDWEST DIV SYBRON CORP | 222-016 | 5210.46 | 2012-10-11 | 0
TX CHILDRENS | BE00059681 | SAS13220422SA | FETAL CARDIAC MONITOR | GE HEALTHCARE INC | 172 | 5208.5 | 2014-07-31 | 0
TX CHILDRENS | BE00059684 | SAS13120160SA | FETAL CARDIAC MONITOR | GE HEALTHCARE INC | 172 | 5208.5 | 2014-07-31 | 0
TX CHILDRENS | BE00059683 | SAS13160255SA | FETAL CARDIAC MONITOR | GE HEALTHCARE INC | 172 | 5208.5 | 2014-07-31 | 0
TX CHILDRENS | BE00059682 | SAS13160289SA | FETAL CARDIAC MONITOR | GE HEALTHCARE INC | 172 | 5208.5 | 2014-07-31 | 0
TX CHILDRENS | BE00104146 | 117260 | CAMERA | NIKON INSTRUMENT INC | DS-Fi3 | 5208.3 | 2019-10-14 | 0
TX CHILDRENS | KN216713 | XI120-01602 | MICROSCOPE ACCESSORIES | EXFO PHOTONIC SOLUTIONS DIV. | XI120 | 5203.35 | 2007-12-11 | 0
TX CHILDRENS | KN212592 | 44248 | LENS MEASURING INSTRUMENT | MARCO OPHTHALMIC INC | LM-101 | 5200 | 2005-02-02 | 0
TX CHILDRENS | BE00014503 | 10-167212 | DISPLAY, FLAT PANEL 19 IN. | NATIONAL DISPLAY SYSTEMS (NDS) | V3C-SX19-R110 | 5200 | 2012-04-05 | 0
TX CHILDRENS | KN216296 | 28186 | LENS MEASURING INSTRUMENT | ENHANCED MEDICAL SERVICES LLC | LM-990A | 5200 | 2005-06-15 | 0
TX CHILDRENS | BE00035899 | 10446339 | MICROSCOPE | LEICA MICROSYSTEMS INC | S8APO | 5188.66 | 2014-02-07 | 0
TX CHILDRENS | BE00128023 | M00131694 | NONINVASIVE BP MANAGEMENT SYST | SUNTECH MEDICAL INC | TANGO M2 | 5185.82 | 2026-09-11 | 0
TX CHILDRENS | KN226906 | ST75789 | DISTRACTION DEVICE | TFH USA LTD | VECTA DELUXE | 5184 | 2008-10-17 | 0
TX CHILDRENS | BE00115906 | 461052-M21811620014 | FETAL CARDIAC MONITOR | COOPERSURGICAL INC | F9 | 5180.6 | 2022-10-04 | 0
TX CHILDRENS | BE00115905 | 461052-M21811620015 | FETAL CARDIAC MONITOR | COOPERSURGICAL INC | F9 | 5180.6 | 2022-10-04 | 0
TX CHILDRENS | BE00103766 | PL0004264 | PUMP, PRESSURE | BAXA CORP. | 099 | 5177.7 | 2019-07-08 | 0
TX CHILDRENS | BE00103765 | PL0004269 | PUMP, PRESSURE | BAXA CORP. | 099 | 5177.7 | 2019-07-08 | 0
TX CHILDRENS | BE00109169 | 27E04867 | CONTROL MODULE/PANEL | SORIN GROUP USA INC | 27-80-20 | 5175 | 2019-06-21 | 0
TX CHILDRENS | BE00011364 | OPB / 10072618 | OTOACOUSTIC EMISSION DEVICE | BIO-LOGIC SYSTEMS INC. | OTOPORT | 5170 | 2011-07-20 | 0
TX CHILDRENS | HTMUS-1334679WX6 | 1334679WX6 | PROBE, CURVED LINEAR - LINEAR | GE Precision Healthcare LLC | L10-22-RS | 5167.5 | 2025-05-02 | 0
TX CHILDRENS | BE00061085 | SCS14209836GA | CARDIAC MONITOR W/ RATE ALARM | GE Medical Systems Information Tech Inc | TRANSPORT PRO | 5162.5 | 2015-07-14 | 0
TX CHILDRENS | BE00061087 | SCS14209864GA | CARDIAC MONITOR W/ RATE ALARM | GE Medical Systems Information Tech Inc | TRANSPORT PRO | 5162.5 | 2015-07-14 | 0
TX CHILDRENS | BE00086331 | BR20203560 | PH ELECTRODE-ESOPHAGEAL | GIVEN IMAGING INC | FGS-0450 | 5161.67 | 2018-03-01 | 0
TX CHILDRENS | BE00125853 | SQAC01159 | ANESTHETIC VAPORIZER | DATEX-OHMEDA INC | TEC 850 | 5157.58 | 2025-03-10 | 0
TX CHILDRENS | BE00125169 | SQAC01095 | ANESTHETIC VAPORIZER | DATEX-OHMEDA INC | TEC 850 | 5157.58 | 2025-03-10 | 0
TX CHILDRENS | BE00123442 | SQAC01179 | ANESTHETIC VAPORIZER | DATEX-OHMEDA INC | TEC 850 | 5157.58 | 2025-03-10 | 0
TX CHILDRENS | BE00127423 | 747BR0001813 | DNA THERMAL CYCLER | BIO RAD LABORATORIES INC | PTC TEMPO 96 | 5149.75 | 2025-07-02 | 0
TX CHILDRENS | KN188597 | 438295 | MICROSCOPE | NIKON INSTRUMENT INC | LABOPHOT 2 | 5148 | 1992-11-20 | 0
TX CHILDRENS | KN188598 | 438178 | MICROSCOPE | NIKON INSTRUMENT INC | LABOPHOT 2 | 5148 | 1992-11-20 | 0
TX CHILDRENS | BE00122568 | V2622078 | TABLE, EXAM | RITTER MIDWEST DIV SYBRON CORP | 224-002 | 5147.98 | 2024-12-02 | 0
TX CHILDRENS | BE00122567 | V2622074 | TABLE, EXAM | RITTER MIDWEST DIV SYBRON CORP | 224-002 | 5147.98 | 2024-12-02 | 0
TX CHILDRENS | BE00120509 | V2597306 | CHAIR, EXAM | RITTER MIDWEST DIV SYBRON CORP | 224-001 | 5147.98 | 2024-06-13 | 0
TX CHILDRENS | BE00120525 | V2597237 | CHAIR, EXAM | RITTER MIDWEST DIV SYBRON CORP | 224-001 | 5147.98 | 2024-06-13 | 0
TX CHILDRENS | BE00120963 | 29188 | LIGHT, EXAM, AC-POWERED | STRYKER CORP | F 300 | 5145.48 | 2024-09-11 | 0
TX CHILDRENS | BE00131213 | 29189 | LIGHT, EXAM, AC-POWERED | STRYKER CORP | F 300 | 5145.48 | 2024-09-11 | 0
TX CHILDRENS | BE00116662 | 22053562 | LIGHT SOURCE | SUNOPTIC TECHNOLOGIES (CUDA) | LED 4000 | 5143.28 | 2023-06-01 | 0
TX CHILDRENS | BE00116663 | 22053792 | LIGHT SOURCE | SUNOPTIC TECHNOLOGIES (CUDA) | LED 4000 | 5143.28 | 2023-06-01 | 0
TX CHILDRENS | BE00116665 | 22053795 | LIGHT SOURCE | SUNOPTIC TECHNOLOGIES (CUDA) | LED 4000 | 5143.28 | 2023-06-01 | 0
TX CHILDRENS | BE00116664 | 22032990 | LIGHT SOURCE | SUNOPTIC TECHNOLOGIES (CUDA) | LED 4000 | 5143.28 | 2023-06-01 | 0
TX CHILDRENS | BE00101545 | 3792007 | SIMULATOR | Fluke Electronics Corporation | PROSIM 4 | 5143 | 2018-02-28 | 0
TX CHILDRENS | BE00101546 | 3792009 | SIMULATOR | Fluke Electronics Corporation | PROSIM 4 | 5143 | 2018-02-28 | 0
TX CHILDRENS | BE00123085 | E29822-0016 | SCALE, SLING / BED | (CARDINAL) DETECTO SCALE CO | IBFL500 | 5142.32 | 2025-03-03 | 0
TX CHILDRENS | BE00014606 | B2211 | LIGHT METER | RESPIRONICS INC | REF1037632 | 5139.51 | 2012-04-17 | 0
TX CHILDRENS | BE00101041 | 10116 | ANESTHESIA GAS MACHINE | PATTERSON (SCIENTIFIC) VETERINARY SUPPLY INC | 78909689 | 5138.1 | 2018-11-02 | 0
TX CHILDRENS | BE00101065 | 10130 | ANESTHESIA GAS MACHINE | PATTERSON (SCIENTIFIC) VETERINARY SUPPLY INC | 78909689 | 5138.1 | 2018-11-02 | 0
TX CHILDRENS | BE00101066 | 10117 | ANESTHESIA GAS MACHINE | PATTERSON (SCIENTIFIC) VETERINARY SUPPLY INC | 78909689 | 5138.1 | 2018-11-02 | 0
TX CHILDRENS | BE00101042 | 10113 | ANESTHESIA GAS MACHINE | PATTERSON (SCIENTIFIC) VETERINARY SUPPLY INC | 78909689 | 5138.1 | 2018-11-02 | 0
TX CHILDRENS | BE00012373 | 0700025B1292642 | CHAIR, EXAM | RELIANCE MEDICAL PRODUCTS, INC | 7000L | 5130 | 2013-07-16 | 0
TX CHILDRENS | BE00012529 | 0700025B1010038 | CHAIR, EXAM | RELIANCE MEDICAL PRODUCTS, INC | 7000L | 5130 | 2012-02-25 | 0
TX CHILDRENS | BE00012372 | 0700025B1290239 | CHAIR, EXAM | RELIANCE MEDICAL PRODUCTS, INC | 7000L | 5130 | 2013-07-16 | 0
TX CHILDRENS | BE00119405 | 02232105 | APNEA MONITOR | RESPIRONICS INC | SMARTMONITOR 2PS | 5121 | 2024-03-20 | 0
TX CHILDRENS | BE00119404 | 02232502 | APNEA MONITOR | RESPIRONICS INC | SMARTMONITOR 2PS | 5121 | 2024-03-20 | 0
TX CHILDRENS | BE00119403 | 02232701 | APNEA MONITOR | RESPIRONICS INC | SMARTMONITOR 2PS | 5121 | 2024-03-20 | 0
TX CHILDRENS | BE00060944 | SAS14303012PAS | FETAL CARDIAC MONITOR | GE HEALTHCARE INC | 172 | 5120.69 | 2015-09-24 | 0
TX CHILDRENS | BE00064085 | SAS15053928PAS | FETAL CARDIAC MONITOR | GE HEALTHCARE INC | 172 | 5120.69 | 2016-05-06 | 0
TX CHILDRENS | BE00064086 | SAS15104052PAS | FETAL CARDIAC MONITOR | GE HEALTHCARE INC | 172 | 5120.69 | 2016-05-06 | 0
TX CHILDRENS | BE00060286 | SHS14152439PA | FETAL CARDIAC MONITOR | GE HEALTHCARE INC | 172 | 5120.69 | 2015-06-01 | 0
TX CHILDRENS | BE00119808 | AV23150187 | VEIN VIEWER | ACCUVEIN INC | AV500 | 5119 | 2024-09-21 | 0
TX CHILDRENS | BE00119807 | AV23150120 | VEIN VIEWER | ACCUVEIN INC | AV500 | 5119 | 2024-09-21 | 0
TX CHILDRENS | KN227304 | S160000D-07074 | UTILITY CART | SMR | S160000D | 5115 | 2008-02-05 | 0
TX CHILDRENS | KN225779 | 900139058 | WATER BATH | NEW BRUNSWICK SCIENTIFIC, CO. | CLASSIC C76 | 5112.14 | 2010-04-21 | 0
TX CHILDRENS | BE00013096 | 140906102810 | INCUBATOR CO2 | NUAIRE INC | NU-5510 | 5107 | 2011-12-14 | 0
TX CHILDRENS | BE00013097 | 140907102810 | INCUBATOR CO2 | NUAIRE INC | NU-5510 | 5107 | 2011-12-14 | 0
TX CHILDRENS | BE00110095 | SNV18400002PAS | FETAL CARDIAC MONITOR | GE HEALTHCARE INC | 172 | 5102.42 | 2019-11-30 | 0
TX CHILDRENS | BE00111266 | SNV18490049PAS | FETAL CARDIAC MONITOR | GE HEALTHCARE INC | 172 | 5102.42 | 2019-06-21 | 0
TX CHILDRENS | BE00110472 | SNV19040001PAS | FETAL CARDIAC MONITOR | GE HEALTHCARE INC | 172 | 5102.42 | 2019-06-21 | 0
TX CHILDRENS | BE00110581 | SNV18460066PAS | FETAL CARDIAC MONITOR | GE HEALTHCARE INC | 172 | 5102.42 | 2020-04-03 | 0
TX CHILDRENS | KN215278 | 336178N | INCUBATOR | HELMER LABS INC | PC2200i | 5100.3 | 2001-10-23 | 0
TX CHILDRENS | BE00141482 | TX206599 | BLOOD & PLASMA WARMING DEVICE | BAXTER HEALTHCARE - RENAL DIV SERVICE | THERMAX | 5100 | 2026-08-05 | 0
TX CHILDRENS | BE00141488 | TX206595 | BLOOD & PLASMA WARMING DEVICE | BAXTER HEALTHCARE - RENAL DIV SERVICE | THERMAX | 5100 | 2026-08-05 | 0
TX CHILDRENS | BE00141494 | TX206553 | BLOOD & PLASMA WARMING DEVICE | BAXTER HEALTHCARE - RENAL DIV SERVICE | THERMAX | 5100 | 2026-08-05 | 0
TX CHILDRENS | BE00141490 | TX206547 | BLOOD & PLASMA WARMING DEVICE | BAXTER HEALTHCARE - RENAL DIV SERVICE | THERMAX | 5100 | 2026-08-05 | 0
TX CHILDRENS | BE00141480 | TX206546 | BLOOD & PLASMA WARMING DEVICE | BAXTER HEALTHCARE - RENAL DIV SERVICE | THERMAX | 5100 | 2026-08-05 | 0
TX CHILDRENS | BE00141496 | TX206542 | BLOOD & PLASMA WARMING DEVICE | BAXTER HEALTHCARE - RENAL DIV SERVICE | THERMAX | 5100 | 2026-08-05 | 0
TX CHILDRENS | BE00141498 | TX206598 | BLOOD & PLASMA WARMING DEVICE | BAXTER HEALTHCARE - RENAL DIV SERVICE | THERMAX | 5100 | 2026-08-05 | 0
TX CHILDRENS | BE00141478 | TX206556 | BLOOD & PLASMA WARMING DEVICE | BAXTER HEALTHCARE - RENAL DIV SERVICE | THERMAX | 5100 | 2026-08-05 | 0
TX CHILDRENS | BE00141484 | TX206596 | BLOOD & PLASMA WARMING DEVICE | BAXTER HEALTHCARE - RENAL DIV SERVICE | THERMAX | 5100 | 2026-08-05 | 0
TX CHILDRENS | BE00141492 | TX206541 | BLOOD & PLASMA WARMING DEVICE | BAXTER HEALTHCARE - RENAL DIV SERVICE | THERMAX | 5100 | 2026-08-05 | 0
TX CHILDRENS | BE00141476 | TX206536 | BLOOD & PLASMA WARMING DEVICE | BAXTER HEALTHCARE - RENAL DIV SERVICE | THERMAX | 5100 | 2026-08-05 | 0
TX CHILDRENS | BE00141486 | TX206555 | BLOOD & PLASMA WARMING DEVICE | BAXTER HEALTHCARE - RENAL DIV SERVICE | THERMAX | 5100 | 2026-08-05 | 0
TX CHILDRENS | BE00130517 | 3521894-1 | WARMER, BLANKET | ENTHERMICS MEDICAL SYSTEMS | EC350 | 5089.48 | 2026-06-26 | 0
TX CHILDRENS | BE00065997 | AV15410106 | VEIN VIEWER | ACCUVEIN INC | AV400 | 5078 | 2016-11-15 | 0
TX CHILDRENS | BE00057960 | 613054 | EXERCISE EQUIP, NON-POWERED | Life Fitness | CMDAP | 5076.39 | 2015-12-31 | 0
TX CHILDRENS | BE00036837 | 5703 AL209851 | CENTRIFUGE, REFRIGERATED | Eppendorf North America Inc | 5702R | 5075.89 | 2012-11-09 | 0
TX CHILDRENS | BE00038403 | HFAQ50418 | PHOTOTHERAPY UNIT, NEONATAL | DATEX-OHMEDA INC | BILISOFT | 5073.92 | 2013-02-21 | 0
TX CHILDRENS | BE00038420 | HFAQ50454 | PHOTOTHERAPY UNIT, NEONATAL | DATEX-OHMEDA INC | BILISOFT | 5073.92 | 2013-02-21 | 0
TX CHILDRENS | BE00038417 | HFAQ50451 | PHOTOTHERAPY UNIT, NEONATAL | DATEX-OHMEDA INC | BILISOFT | 5073.92 | 2013-02-21 | 0
TX CHILDRENS | BE00038400 | HFAQ50414 | PHOTOTHERAPY UNIT, NEONATAL | DATEX-OHMEDA INC | BILISOFT | 5073.92 | 2013-02-21 | 0
TX CHILDRENS | BE00038418 | HFAQ50452 | PHOTOTHERAPY UNIT, NEONATAL | DATEX-OHMEDA INC | BILISOFT | 5073.92 | 2013-02-21 | 0
TX CHILDRENS | BE00038423 | HFAQ50457 | PHOTOTHERAPY UNIT, NEONATAL | DATEX-OHMEDA INC | BILISOFT | 5073.92 | 2013-02-21 | 0
TX CHILDRENS | BE00038408 | HFAQ50442 | PHOTOTHERAPY UNIT, NEONATAL | DATEX-OHMEDA INC | BILISOFT | 5073.92 | 2013-02-21 | 0
TX CHILDRENS | BE00038406 | HFAQ50440 | PHOTOTHERAPY UNIT, NEONATAL | DATEX-OHMEDA INC | BILISOFT | 5073.92 | 2013-02-21 | 0
TX CHILDRENS | BE00038402 | HFAQ50417 | PHOTOTHERAPY UNIT, NEONATAL | DATEX-OHMEDA INC | BILISOFT | 5073.92 | 2013-02-21 | 0
TX CHILDRENS | BE00038428 | HFAQ50462 | PHOTOTHERAPY UNIT, NEONATAL | DATEX-OHMEDA INC | BILISOFT | 5073.92 | 2013-02-21 | 0
TX CHILDRENS | BE00038427 | HFAQ50461 | PHOTOTHERAPY UNIT, NEONATAL | DATEX-OHMEDA INC | BILISOFT | 5073.92 | 2013-02-21 | 0
TX CHILDRENS | BE00038422 | HFAQ50456 | PHOTOTHERAPY UNIT, NEONATAL | DATEX-OHMEDA INC | BILISOFT | 5073.92 | 2013-02-21 | 0
TX CHILDRENS | BE00038413 | HFAQ50447 | PHOTOTHERAPY UNIT, NEONATAL | DATEX-OHMEDA INC | BILISOFT | 5073.92 | 2013-02-21 | 0
TX CHILDRENS | BE00038426 | HFAQ50460 | PHOTOTHERAPY UNIT, NEONATAL | DATEX-OHMEDA INC | BILISOFT | 5073.92 | 2013-02-21 | 0
TX CHILDRENS | BE00038412 | HFAQ50446 | PHOTOTHERAPY UNIT, NEONATAL | DATEX-OHMEDA INC | BILISOFT | 5073.92 | 2013-02-21 | 0
TX CHILDRENS | BE00038405 | HFAQ50439 | PHOTOTHERAPY UNIT, NEONATAL | DATEX-OHMEDA INC | BILISOFT | 5073.92 | 2013-02-21 | 0
TX CHILDRENS | BE00038409 | HFAQ50443 | PHOTOTHERAPY UNIT, NEONATAL | DATEX-OHMEDA INC | BILISOFT | 5073.92 | 2013-02-21 | 0
TX CHILDRENS | BE00038410 | HFAQ50444 | PHOTOTHERAPY UNIT, NEONATAL | DATEX-OHMEDA INC | BILISOFT | 5073.92 | 2013-02-21 | 0
TX CHILDRENS | BE00038421 | HFAQ50455 | PHOTOTHERAPY UNIT, NEONATAL | DATEX-OHMEDA INC | BILISOFT | 5073.92 | 2013-02-21 | 0
TX CHILDRENS | BE00038419 | HFAQ50453 | PHOTOTHERAPY UNIT, NEONATAL | DATEX-OHMEDA INC | BILISOFT | 5073.92 | 2013-05-21 | 0
TX CHILDRENS | BE00038404 | HFAQ50438 | PHOTOTHERAPY UNIT, NEONATAL | DATEX-OHMEDA INC | BILISOFT | 5073.92 | 2013-02-21 | 0
TX CHILDRENS | BE00038407 | HFAQ50441 | PHOTOTHERAPY UNIT, NEONATAL | DATEX-OHMEDA INC | BILISOFT | 5073.92 | 2013-02-21 | 0
TX CHILDRENS | BE00038425 | HFAQ50459 | PHOTOTHERAPY UNIT, NEONATAL | DATEX-OHMEDA INC | BILISOFT | 5073.92 | 2013-02-21 | 0
TX CHILDRENS | BE00038411 | HFAQ50445 | PHOTOTHERAPY UNIT, NEONATAL | DATEX-OHMEDA INC | BILISOFT | 5073.92 | 2013-02-21 | 0
TX CHILDRENS | BE00038399 | HFAQ50412 | PHOTOTHERAPY UNIT, NEONATAL | DATEX-OHMEDA INC | BILISOFT | 5073.92 | 2013-02-21 | 0
TX CHILDRENS | BE00038424 | HFAQ50458 | PHOTOTHERAPY UNIT, NEONATAL | DATEX-OHMEDA INC | BILISOFT | 5073.92 | 2013-02-21 | 0
TX CHILDRENS | BE00038416 | HFAQ50450 | PHOTOTHERAPY UNIT, NEONATAL | DATEX-OHMEDA INC | BILISOFT | 5073.92 | 2013-02-21 | 0
TX CHILDRENS | BE00038415 | HFAQ50449 | PHOTOTHERAPY UNIT, NEONATAL | DATEX-OHMEDA INC | BILISOFT | 5073.92 | 2013-02-21 | 0
TX CHILDRENS | BE00038401 | HFAQ50416 | PHOTOTHERAPY UNIT, NEONATAL | DATEX-OHMEDA INC | BILISOFT | 5073.92 | 2013-02-21 | 0
TX CHILDRENS | BE00038414 | HFAQ50448 | PHOTOTHERAPY UNIT, NEONATAL | DATEX-OHMEDA INC | BILISOFT | 5073.92 | 2013-02-21 | 0
TX CHILDRENS | BE00060552 | SAS13421324SA | FETAL CARDIAC MONITOR | GE HEALTHCARE INC | 172 | 5063.74 | 2015-01-05 | 0
TX CHILDRENS | BE00060551 | SAS13421308SA | FETAL CARDIAC MONITOR | GE HEALTHCARE INC | 172 | 5063.74 | 2015-01-05 | 0
TX CHILDRENS | BE00034733 | C20374850551 | FRACTION COLLECTOR | SHIMADZU SCIENTIFIC INSTRUMENT | FRC-10A | 5057.5 | 2013-01-12 | 0
TX CHILDRENS | BE00011961 | RBEN1008-W03056 | EXERCISE EQUIP, POWERED | STAR TRAC | 9-8050-MINTP0 | 5050 | 2011-12-09 | 0
TX CHILDRENS | BE00011960 | RBEN1008-W03053 | EXERCISE EQUIP, POWERED | STAR TRAC | 9-8050-MINTP0 | 5050 | 2011-12-09 | 0
TX CHILDRENS | BE00114586 | 042942 | CABINET, PROBE | SOLAIRE MEDICAL STORAGE LLC | SEC1936SRTD | 5048.1 | 2022-01-13 | 0
TX CHILDRENS | BE00121836 | 0441289BM | EXERCISE EQUIP, NON-POWERED | SPORTS ART AMERICA | E835 | 5033.74 | 2024-09-27 | 0
TX CHILDRENS | BE00121835 | 0441292BM | EXERCISE EQUIP, NON-POWERED | SPORTS ART AMERICA | E835 | 5033.74 | 2024-09-27 | 0
TX CHILDRENS | BE00127538 | L22246152206 | COLUMN HEATER | SHIMADZU SCIENTIFIC INSTRUMENT | CTO-40C | 5029.79 | 2024-09-20 | 41071.74
TX CHILDRENS | BE00110380 | V2003491 | CHAIR, EXAM | RITTER MIDWEST DIV SYBRON CORP |  | 5023.53 | 2019-06-30 | 0
TX CHILDRENS | BE00128645 | NONE | TABLE, OPTICAL | LOMBART INSTRUMENT CO INC | RF0LO200SRFG | 5023 | 2025-10-17 | 0
TX CHILDRENS | BE00128644 | NONE | TABLE, OPTICAL | LOMBART INSTRUMENT CO INC | RF0LO200SRFG | 5023 | 2025-10-17 | 0
TX CHILDRENS | BE00104169 | AV18370365 | VEIN VIEWER | ACCUVEIN INC | AV400 | 5022.16 | 2019-10-23 | 0
TX CHILDRENS | KN210764 | G1HB9133G | LIM SUPERCARTRIDGE ECG BP TMP | GE Medical Systems Information Tech Inc | TRAM 450SL | 5017 | 2006-07-01 | 0
TX CHILDRENS | KN210528 | C1HB8194G | LIM SUPERCARTRIDGE ECG BP TMP | GE Medical Systems Information Tech Inc | TRAM 450SL | 5016 | 2006-05-14 | 0
TX CHILDRENS | KN210543 | C1HB8412G | LIM SUPERCARTRIDGE ECG BP TMP | GE Medical Systems Information Tech Inc | TRAM 450SL | 5016 | 2006-05-14 | 0
TX CHILDRENS | KN210763 | G1HB9102G | LIM SUPERCARTRIDGE ECG BP TMP | GE Medical Systems Information Tech Inc | TRAM 450SL | 5016 | 2006-07-01 | 0
TX CHILDRENS | KN216643 | A1HB7053G | LIM SUPERCARTRIDGE ECG BP TMP | GE Medical Systems Information Tech Inc | TRAM 450SL | 5016 | 2010-07-05 | 0
TX CHILDRENS | KN210530 | C1HB8197G | LIM SUPERCARTRIDGE ECG BP TMP | GE Medical Systems Information Tech Inc | TRAM 450SL | 5016 | 2006-05-14 | 0
TX CHILDRENS | KN210540 | C1HB8356G | LIM SUPERCARTRIDGE ECG BP TMP | GE Medical Systems Information Tech Inc | TRAM 450SL | 5016 | 2006-05-14 | 0
TX CHILDRENS | KN210529 | C1HB8195G | LIM SUPERCARTRIDGE ECG BP TMP | GE Medical Systems Information Tech Inc | TRAM 450SL | 5016 | 2006-05-14 | 0
TX CHILDRENS | KN210544 | C1HB8419G | LIM SUPERCARTRIDGE ECG BP TMP | GE Medical Systems Information Tech Inc | TRAM 450SL | 5016 | 2006-05-14 | 0
TX CHILDRENS | KN210541 | C1HB8376G | LIM SUPERCARTRIDGE ECG BP TMP | GE Medical Systems Information Tech Inc | TRAM 450SL | 5016 | 2006-05-14 | 0
TX CHILDRENS | KN210533 | C1HB8202G | LIM SUPERCARTRIDGE ECG BP TMP | GE Medical Systems Information Tech Inc | TRAM 450SL | 5016 | 2006-05-14 | 0
TX CHILDRENS | KN210535 | C1HB8266G | LIM SUPERCARTRIDGE ECG BP TMP | GE Medical Systems Information Tech Inc | TRAM 450SL | 5016 | 2006-05-14 | 0
TX CHILDRENS | KN211003 | J0HB5834G | LIM SUPERCARTRIDGE ECG BP TMP | GE Medical Systems Information Tech Inc | TRAM 450SL | 5016 | 2006-02-27 | 0
TX CHILDRENS | KN213180 | L1TW1057G | LIM SUPERCARTRIDGE ECG BP TMP | GE Medical Systems Information Tech Inc | TRAM 451N | 5016 | 2006-11-26 | 0
TX CHILDRENS | KN210537 | C1HB8284G | LIM SUPERCARTRIDGE ECG BP TMP | GE Medical Systems Information Tech Inc | TRAM 450SL | 5016 | 2006-05-14 | 0
TX CHILDRENS | BE00012012 | 0244508 | TREADMILL AND ACCESSORIES | SPORTS ART AMERICA | T650ME | 5015.12 | 2011-09-07 | 0
TX CHILDRENS | BE00033610 | 320226-970 | INCUBATOR CO2 | THERMO FISHER SCIENTIFIC ASHEVILLE LLC | 3074 | 5012.98 | 2012-08-07 | 0
TX CHILDRENS | BE00033611 | 320226-972 | INCUBATOR CO2 | THERMO FISHER SCIENTIFIC ASHEVILLE LLC | 3074 | 5012.98 | 2012-08-07 | 0
TX CHILDRENS | BE00010116 | 1123092480 | SCALE | METTLER | XP-203S | 5011.13 | 2010-10-06 | 0
TX CHILDRENS | BE00128218 | 23020047 | VIDEO GAME / GAME CENTER | NINTENDO OF NORTH AMERICA | SFC-HAC-001 | 5000 | 2024-06-05 | 0
TX CHILDRENS | BE00126349 | 23020113 | VIDEO GAME / GAME CENTER | NINTENDO OF NORTH AMERICA | SFC-HAC-001 | 5000 | 2024-12-13 | 0
TX CHILDRENS | BE00109888 | SF17300008 | CAPNOGRAPH | ORIDION CAPNOGRAPHY INC. | PM35MN | 5000 | 2018-09-07 | 0
TX CHILDRENS | BE00113959 | 374-3694 | SURGICAL CAMERA & ACCESSORIES | MEDTRONIC, INC. | 174-0051 | 5000 | 2021-09-27 | 0
TX CHILDRENS | BE00066011 | VT35471 | ANESTHESIA MONITOR | ASPECT MEDICAL SYSTEMS | BIS VISTA | 5000 | 2023-03-08 | 0
TX CHILDRENS | BE00109911 | SS766393-P | SURGICAL CAMERA & ACCESSORIES | KARL STORZ ENDOSCOPY-AMERICA INC | TC 301US | 5000 | 2019-11-11 | 0
TX CHILDRENS | KN227920 | B502125 | WHEELCHAIR LIFT - MOTOR VEHICLE | BROWN MEDICAL | ML919IB | 5000 | 2008-05-29 | 0
TX CHILDRENS | BE00108820 | SS767021-P | SURGICAL CAMERA & ACCESSORIES | KARL STORZ ENDOSCOPY-AMERICA INC | TC 300US | 5000 | 2019-05-02 | 0
TX CHILDRENS | KN219125 | N/A | WASH CART | AMSCO MEDICAL | LOADING CART | 5000 | 2005-11-14 | 0
TX CHILDRENS | 19592 | B015312 | OSCILLOSCOPE | TEKTRONIX (TOLL FREE) | 2430A | 5000 | 1991-08-07 | 0
TX CHILDRENS | BE00126431 | N7WM214880 | DISPLAY, VIDEO | KARL STORZ ENDOSCOPY-AMERICA INC | WM200 | 5000 | 2024-12-10 | 0
TX CHILDRENS | HTMUS-281836YP7 | 281836YP7 | PROBE, CURVED LINEAR - LINEAR | GE Precision Healthcare LLC | L8-18i-D | 5000 | 2024-08-16 | 0
TX CHILDRENS | BE00117729 | PS16+20220420-05 | SURGICAL CAMERA & ACCESSORIES | KARL STORZ ENDOSCOPY-AMERICA INC | OR1 NEO-PS16+ | 5000 | 2022-08-08 | 0
TX CHILDRENS | BE00060708 | 12080157 | VIDEO GAME / GAME CENTER | NINTENDO OF NORTH AMERICA | SFC-RVL-001 | 5000 | 2015-02-25 | 0
TX CHILDRENS | BE00111964 | SF19341060 | CAPNOGRAPH | ORIDION CAPNOGRAPHY INC. | PM35MN | 5000 | 2019-10-08 | 0
TX CHILDRENS | HTMFS-H110265 | H110265 | PROBE, ENDO | PENTAX PRECISION INSTRUMENT CORP | EC-2990LI | 5000 | 2023-06-27 | 0
TX CHILDRENS | BE00115674 | PS16+-20210204-07 | POWER SUPPLY MODULE | KARL STORZ ENDOSCOPY-AMERICA INC | WUIS2557 | 5000 | 2022-11-07 | 0
TX CHILDRENS | BE00115699 | 50E62741 | CONTROL MODULE/PANEL | LIVANOVA USA INC | 28-95-80 | 5000 | 2022-09-28 | 0
TX CHILDRENS | BE00104112 | 1180346-002 | ELECTROSURG CUT & COAG DEVICE | UTAH MEDICAL PRODUCTS INC | FIN-110 | 5000 | 2018-10-08 | 0
TX CHILDRENS | KN7000739 | NONE | MICROSCOPE | CARL ZEISS MEDITEC USA INC | 200C | 5000 | 1999-08-04 | 0
TX CHILDRENS | HTMUS-211746 | 211746 | PROBE, TEE | GE Precision Healthcare LLC | 6VT-D | 5000 | 2023-03-24 | 0
TX CHILDRENS | BE00012955 | ZZ0667496 | LIGHT SOURCE | KARL STORZ ENDOSCOPY-AMERICA INC | XENON 300 | 5000 | 2012-03-20 | 0
TX CHILDRENS | BE00115245 | 13L73143 | CHAIR, DENTAL | ADEC DENTAL | 511 | 5000 | 2021-04-26 | 0
TX CHILDRENS | BE00108487 | 4019050 | DEFIBRILLATOR TESTER | Fluke Electronics Corporation | IMPULSE 7000DP | 5000 | 2019-01-17 | 0
TX CHILDRENS | FA45937 | 1717 | CV BYPASS HEART-LUNG MACHINE | SARNS INC. | 8000 | 5000 | 2004-04-27 | 0
TX CHILDRENS | BE00101807 | WN0E004T3 | ELECTROSURG CUT & COAG DEVICE | ARTHROCARE CORP | WEREWOLF | 5000 | 2019-05-30 | 0
TX CHILDRENS | BE00083474 | PT0706999 | LIGHT SOURCE | KARL STORZ ENDOSCOPY-AMERICA INC | XENON 300 | 5000 | 2017-09-05 | 0
TX CHILDRENS | BE00062432 | 261135 | MICROSCOPE ACCESSORIES | LEICA MICROSYSTEMS INC | CTR6000 | 5000 | 2016-03-09 | 0
TX CHILDRENS | HTMUS-F00Z6B | F00Z6B | PROBE, TEE | Philips North America LLC | S8-3T | 5000 | 2025-08-15 | 0
TX CHILDRENS | BE00108805 | SS766715-P | SURGICAL CAMERA & ACCESSORIES | KARL STORZ ENDOSCOPY-AMERICA INC | TC 301US | 5000 | 2019-05-02 | 0
TX CHILDRENS | BE00126412 | 22221012 | SURGICAL CAMERA & ACCESSORIES | KARL STORZ ENDOSCOPY-AMERICA INC | WUIS3524 | 5000 | 2024-12-10 | 0
TX CHILDRENS | BE00117737 | PS16+20220413-03 | SURGICAL CAMERA & ACCESSORIES | KARL STORZ ENDOSCOPY-AMERICA INC | OR1 NEO-PS16+ | 5000 | 2022-08-08 | 0
TX CHILDRENS | BE00012438 | 1476028 | DEFIBRILLATOR TESTER | Fluke Electronics Corporation | IMPULSE 7000DP | 5000 | 2011-12-15 | 0
TX CHILDRENS | THI002005 | 12000486 | CARDIAC MONITOR W/ RATE ALARM | AVANTE HEALTH SOLUTIONS (Formerly DRE Medical Group Inc) | WAVELINE TOUCH | 5000 | 2023-01-24 | 0
TX CHILDRENS | BE00115676 | PS16+-20210404-07 | POWER SUPPLY MODULE | KARL STORZ ENDOSCOPY-AMERICA INC | WUIS2557 | 5000 | 2022-11-07 | 0
TX CHILDRENS | BE00033401 | GS29248 | TYMPANOMETER | LUCAS GRASON STADLER (GSI) | GSI 39 | 5000 | 2012-07-17 | 0
TX CHILDRENS | BE00115675 | PS16+-20210104-03 | POWER SUPPLY MODULE | KARL STORZ ENDOSCOPY-AMERICA INC | WUIS2557 | 5000 | 2022-11-07 | 0
TX CHILDRENS | KN225771 | 299023805 | DNA THERMAL CYCLER | APPLIED BIOSYSTEMS | 9920 | 5000 | 2009-04-16 | 0
TX CHILDRENS | BE00128640 | HM0F0000YE | ELECTROSURG CUT & COAG DEVICE | ARTHROCARE CORP | WEREWOLF | 5000 | 2026-04-27 | 0
TX CHILDRENS | BE00065916 | 28E04073 | CV BYPASS HOUSING, E/P PACK | SORIN GROUP USA INC | 28-98-00 | 5000 | 2016-10-18 | 0
TX CHILDRENS | BE00117741 | PS16+20220413-02 | SURGICAL CAMERA & ACCESSORIES | KARL STORZ ENDOSCOPY-AMERICA INC | OR1 NEO-PS16+ | 5000 | 2022-08-08 | 0
TX CHILDRENS | FA45931 | 14545 | CV BYPASS BLD ROLLER PUMP | SARNS INC. | 8000 | 5000 | 2004-04-27 | 0
TX CHILDRENS | BE00117868 | 032CG-9FHW972-7-8 | COMPUTER - VIDEO CAPTURE SYSTEM | DELL MARKETING LP | D18M | 5000 | 2023-08-24 | 0
TX CHILDRENS | HTMUS-B3V70F | B3V70F | PROBE, TEE | Philips North America LLC | X8-2T | 5000 | 2023-03-24 | 0
TX CHILDRENS | HTMFS-A111567 | A111567 | PROBE, ENDO | PENTAX PRECISION INSTRUMENT CORP | EG27-I10 | 5000 | 2023-06-27 | 0
TX CHILDRENS | BE00129695 | O4WM216472 | DISPLAY, VIDEO | KARL STORZ ENDOSCOPY-AMERICA INC | WM200 | 5000 | 2026-06-16 | 0
TX CHILDRENS | KN226577 | VS1071 | ANESTHETIC VAPORIZER | FUJIFILM VISUALSONICS CORP | ANEST DESK TOP | 5000 | 2009-02-05 | 0
TX CHILDRENS | BE00115685 | PS16+-20210204-04 | POWER SUPPLY MODULE | KARL STORZ ENDOSCOPY-AMERICA INC | WUIS2557 | 5000 | 2022-11-07 | 0
TX CHILDRENS | BE00115681 | PS16+-20210104-20 | POWER SUPPLY MODULE | KARL STORZ ENDOSCOPY-AMERICA INC | WUIS2557 | 5000 | 2022-11-07 | 0
TX CHILDRENS | BE00128215 | 24030178 | VIDEO GAME / GAME CENTER | NINTENDO OF NORTH AMERICA | SFC-HAC-001 | 5000 | 2024-06-05 | 0
TX CHILDRENS | BE00103466 | YS894 | SMOKE EVACUATOR | KARL STORZ ENDOSCOPY-AMERICA INC | UP 501 | 5000 | 2018-04-06 | 0
TX CHILDRENS | BE00064679 | A13-09-218 | NITROGEN GENERATOR | PEAK SCIENTIFIC | Genius 3031 | 5000 | 2016-02-15 | 41071.74
TX CHILDRENS | HTMUS-280721WP2 | 280721WP2 | PROBE, CURVED LINEAR - LINEAR | GE Precision Healthcare LLC | L8-18i-D | 5000 | 2023-02-22 | 0
TX CHILDRENS | HTMUS-281875YP5 | 281875YP5 | PROBE, CURVED LINEAR - LINEAR | GE Precision Healthcare LLC | L8-18i-D | 5000 | 2023-02-22 | 0
TX CHILDRENS | BE00108804 | SS766653-P | SURGICAL CAMERA & ACCESSORIES | KARL STORZ ENDOSCOPY-AMERICA INC | TC 300US | 5000 | 2019-05-02 | 0
TX CHILDRENS | KN200380 | 1387 | SAW | LINVATEC CORP | MC5020 | 5000 | 1900-07-30 | 0
TX CHILDRENS | BE00033027 | DOS10111273 | SIMULATOR | DNI NEVADA | OXITEST PLUS 7 | 5000 | 2011-03-28 | 0
TX CHILDRENS | BE00129603 | O4WM216468 | DISPLAY, VIDEO | KARL STORZ ENDOSCOPY-AMERICA INC | WM200 | 5000 | 2026-06-16 | 0
TX CHILDRENS | BE00100938 | 070025D0317015 | CHAIR, EXAM | RELIANCE MEDICAL PRODUCTS, INC | 7000 | 5000 | 2017-08-24 | 0
TX CHILDRENS | BE00115686 | PS16+-20210104-25 | POWER SUPPLY MODULE | KARL STORZ ENDOSCOPY-AMERICA INC | WUIS2557 | 5000 | 2022-11-07 | 0
TX CHILDRENS | HTMUS-56246YP2 | 56246YP2 | PROBE, CURVED LINEAR - LINEAR | GE Precision Healthcare LLC | L8-18i-D | 5000 | 2023-03-09 | 0
TX CHILDRENS | BE00108837 | SS766399-P | SURGICAL CAMERA & ACCESSORIES | KARL STORZ ENDOSCOPY-AMERICA INC | TC 301US | 5000 | 2019-05-02 | 0
TX CHILDRENS | HTMFS-A007JZ0062 | A007JZ0062 | PROBE, ENDO | PENTAX PRECISION INSTRUMENT CORP | EC38-i10L | 5000 | 2023-06-27 | 0
TX CHILDRENS | BE00103486 | DNA2732Q | BLOOD & PLASMA WARMING DEVICE | TERUMO BCT INC | ASTOTHERM Plus 220 | 5000 | 2019-04-24 | 0
TX CHILDRENS | BE00035231 | AC632LFUVC-44691 | PCR WORK STATION | AIR CLEAN SYSTEMS | AC632LFUVC | 5000 | 2012-06-20 | 0
TX CHILDRENS | BE00060705 | 12080156 | VIDEO GAME / GAME CENTER | NINTENDO OF NORTH AMERICA | SFC-RVL-001 | 5000 | 2015-02-25 | 0
TX CHILDRENS | BE00115668 | PS16+-20210104-02 | POWER SUPPLY MODULE | KARL STORZ ENDOSCOPY-AMERICA INC | WUIS2557 | 5000 | 2022-11-07 | 0
TX CHILDRENS | KN7003302 | 94B2828 | OSMOMETER | ELITechGroup Inc | 5500 | 5000 | 2009-06-18 | 0
TX CHILDRENS | HTMUS-258309KR4 | 258309KR4 | PROBE, CURVED LINEAR - LINEAR | GE Precision Healthcare LLC | RM6C-D | 5000 | 2024-11-04 | 0
TX CHILDRENS | BE00128506 | N8WM215042 | DISPLAY, VIDEO | KARL STORZ ENDOSCOPY-AMERICA INC | WM200 | 5000 | 2026-06-06 | 0
TX CHILDRENS | BE00122695 | C00025 | Workstation, Imaging Post Processing | EOS IMAGING | STEREOS | 5000 | 2025-08-21 | 0
TX CHILDRENS | BE00126357 | 22070161 | VIDEO GAME / GAME CENTER | NINTENDO OF NORTH AMERICA | SFC-HAC-001 | 5000 | 2024-12-13 | 0
TX CHILDRENS | BE00125688 | 24030456 | VIDEO GAME / GAME CENTER | NINTENDO OF NORTH AMERICA | SFC-HAC-001 | 5000 | 2026-01-12 | 0
TX CHILDRENS | BE00128233 | 03WM216455 | DISPLAY, VIDEO | KARL STORZ ENDOSCOPY-AMERICA INC | WM200 | 5000 | 2025-05-07 | 0
TX CHILDRENS | HTMUS-5372010 | 5372010 | PROBE, CURVED LINEAR - LINEAR | GE Precision Healthcare LLC | L8-18I-SC | 5000 | 2023-03-09 | 0
TX CHILDRENS | BE00128639 | HM0F0000146 | ELECTROSURG CUT & COAG DEVICE | ARTHROCARE CORP | WEREWOLF | 5000 | 2026-04-27 | 0
TX CHILDRENS | BE00128124 | HM0F00012G | ELECTROSURG CUT & COAG DEVICE | ARTHROCARE CORP | WEREWOLF | 5000 | 2025-06-16 | 0
TX CHILDRENS | BE00128083 | HM0F00012H | ELECTROSURG CUT & COAG DEVICE | ARTHROCARE CORP | WEREWOLF | 5000 | 2026-04-30 | 0
TX CHILDRENS | BE00103468 | YS905 | SMOKE EVACUATOR | KARL STORZ ENDOSCOPY-AMERICA INC | UP 501 | 5000 | 2018-04-06 | 0
TX CHILDRENS | BE00109889 | SF17300006 | CAPNOGRAPH | ORIDION CAPNOGRAPHY INC. | PM35MN | 5000 | 2018-09-07 | 0
TX CHILDRENS | BE00061204 | VT33167 | ANESTHESIA MONITOR | ASPECT MEDICAL SYSTEMS | BIS VISTA | 5000 | 2019-06-16 | 0
TX CHILDRENS | HTMFS-H110174 | H110174 | PROBE, ENDO | PENTAX PRECISION INSTRUMENT CORP | EC-2990LI | 5000 | 2023-03-28 | 0
TX CHILDRENS | BE00113637 | 2UA92318T7 | COMPUTER & PERIPHERALS | HEWLETT PACKARD | X7Q41UC#ABA | 5000 | 2021-06-16 | 0
TX CHILDRENS | HTMUS-321877YP3 | 321877YP3 | PROBE, CURVED LINEAR - LINEAR | GE Precision Healthcare LLC | L8-18i-D | 5000 | 2023-02-22 | 0
TX CHILDRENS | FA45935 | 3628 | CV BYPASS ACCESSORY EQUIPMENT | SARNS INC. | 8000 | 5000 | 2004-04-27 | 0
TX CHILDRENS | BE00108817 | TS598 | SMOKE EVACUATOR | KARL STORZ ENDOSCOPY-AMERICA INC | UP 501S1 | 5000 | 2019-05-02 | 0
TX CHILDRENS | BE00103467 | YS886 | SMOKE EVACUATOR | KARL STORZ ENDOSCOPY-AMERICA INC | UP 501 | 5000 | 2018-04-06 | 0
TX CHILDRENS | BE00112299 | 300220557 | INCUBATOR CO2 | THERMO FISHER SCIENTIFIC ASHEVILLE LLC | 370 | 5000 | 2021-03-15 | 0
TX CHILDRENS | BE00115700 | 50E62748 | CONTROL MODULE/PANEL | LIVANOVA USA INC | 28-95-80 | 5000 | 2022-09-28 | 0
TX CHILDRENS | BE00108822 | SS766902-P | SURGICAL CAMERA & ACCESSORIES | KARL STORZ ENDOSCOPY-AMERICA INC | TC 200US | 5000 | 2019-05-02 | 0
TX CHILDRENS | HTMFS-A111560 | A111560 | PROBE, ENDO | PENTAX PRECISION INSTRUMENT CORP | EG27-I10 | 5000 | 2023-06-27 | 0
TX CHILDRENS | BE00109163 | 28E05433 | CV BYPASS HOUSING, E/P PACK | SORIN GROUP USA INC | 28-98-00 | 5000 | 2019-06-21 | 0
TX CHILDRENS | BE00115249 | 13L73140 | CHAIR, DENTAL | ADEC DENTAL | 511 | 5000 | 2021-04-26 | 0
TX CHILDRENS | BE00108785 | SS547 | SMOKE EVACUATOR | KARL STORZ ENDOSCOPY-AMERICA INC | UP 501S1 | 5000 | 2019-05-02 | 0
TX CHILDRENS | HTMUS-216147 | 216147 | PROBE, TEE | GE Precision Healthcare LLC | 6VT-D | 5000 | 2023-03-24 | 0
TX CHILDRENS | BE00126356 | 23020015 | VIDEO GAME / GAME CENTER | NINTENDO OF NORTH AMERICA | SFC-HAC-001 | 5000 | 2024-12-13 | 0
TX CHILDRENS | KN201827 | 286BR 03619 | ELECTROPHORESIS PWR. SUPPLY | BIO RAD LABORATORIES INC | POWER PAC 1000 | 5000 | 2006-02-09 | 0
TX CHILDRENS | BE00115248 | 13L73141 | CHAIR, DENTAL | ADEC DENTAL | 511 | 5000 | 2021-04-26 | 0
TX CHILDRENS | BE00033975 | 16505106 | SCALE | SARTORIUS CORP | ME254S | 5000 | 2011-12-29 | 0
TX CHILDRENS | BE00108757 | SS766712-P | SURGICAL CAMERA & ACCESSORIES | KARL STORZ ENDOSCOPY-AMERICA INC | TC 301US | 5000 | 2019-05-02 | 0
TX CHILDRENS | BE00014086 | 623822.00 | ELECTROSURG CUT & COAG DEVICE | ARTHREX | AR-8300 | 5000 | 2014-12-30 | 0
TX CHILDRENS | BE00010114 | 234331 | MICROPLATE WASH | BIO-TEK INSTRUMENTS INC | ELX50 | 5000 | 2010-10-06 | 0
TX CHILDRENS | BE00128213 | 24030197 | VIDEO GAME / GAME CENTER | NINTENDO OF NORTH AMERICA | SFC-HAC-001 | 5000 | 2024-06-05 | 0
TX CHILDRENS | BE00108836 | SS767005-P | SURGICAL CAMERA & ACCESSORIES | KARL STORZ ENDOSCOPY-AMERICA INC | TC 300US | 5000 | 2019-05-02 | 0
TX CHILDRENS | BE00128638 | HM0F0000ZH | ELECTROSURG CUT & COAG DEVICE | ARTHROCARE CORP | WEREWOLF | 5000 | 2026-04-27 | 0
TX CHILDRENS | BE00128214 | 24030219 | VIDEO GAME / GAME CENTER | NINTENDO OF NORTH AMERICA | SFC-HAC-001 | 5000 | 2024-06-05 | 0
TX CHILDRENS | KN7001155 | AGB99H15 | CENTRIFUGE, REFRIGERATED | BECKMAN COULTER INC - SERVICE AGREEMENT | ALLEGRA 21R | 5000 | 2001-07-06 | 0
TX CHILDRENS | KN203667 | HCCD00498 | RADIANT WARMER, INFANT | DATEX-OHMEDA INC | 4400 | 5000 | 2001-07-26 | 0
TX CHILDRENS | BE00115253 | 13L73146 | CHAIR, DENTAL | ADEC DENTAL | 511 | 5000 | 2021-04-26 | 0
TX CHILDRENS | HTMUS-F07W1B | F07W1B | PROBE, TEE | Philips North America LLC | X8-2T | 5000 | 2025-08-15 | 0
TX CHILDRENS | HTMUS-B2JJ93 | B2JJ93 | PROBE, TEE | Philips North America LLC | X8-2T | 5000 | 2023-03-17 | 0
TX CHILDRENS | KN186202 | B014085 | OSCILLOSCOPE | TEKTRONIX (REPAIRS) | 2232 | 5000 | 1991-12-14 | 0
TX CHILDRENS | BE00082908 | VT39114 | ANESTHESIA MONITOR | ASPECT MEDICAL SYSTEMS | BIS | 5000 | 2021-05-24 | 0
TX CHILDRENS | FA45932 | 14546 | CV BYPASS BLD ROLLER PUMP | SARNS INC. | 8000 | 5000 | 2004-04-27 | 0
TX CHILDRENS | HTMFS-A002YZ0826 | A002YZ0826 | PROBE, ENDO | PENTAX PRECISION INSTRUMENT CORP | EC29-I10 | 5000 | 2023-06-27 | 0
TX CHILDRENS | BE00103487 | DNA2733Q | BLOOD & PLASMA WARMING DEVICE | TERUMO BCT INC | ASTOTHERM Plus 220 | 5000 | 2019-04-24 | 0
TX CHILDRENS | BE00109801 | 850540007007 | SIMULATOR | Fluke Electronics Corporation | PROSIM 4 | 5000 | 2019-01-18 | 0
TX CHILDRENS | HTMFS-Q002YZ1626 | Q002YZ1626 | PROBE, ENDO | PENTAX PRECISION INSTRUMENT CORP | EC29-I10 | 5000 | 2023-06-27 | 0
TX CHILDRENS | BE00036799 | 16761016 | MONITOR, POWER LINE | Fluke Electronics Corporation | 434 | 5000 | 2019-06-11 | 0
TX CHILDRENS | BE00129602 | O3WM216400 | DISPLAY, VIDEO | KARL STORZ ENDOSCOPY-AMERICA INC | WM200 | 5000 | 2026-06-16 | 0
TX CHILDRENS | BE00010974 | 6098185917-PS | COMPUTER & PERIPHERALS | MEDTRONIC SURGICAL NAVIGATION | S7 PLAN STATION | 5000 | 2011-05-10 | 0
TX CHILDRENS | BE00115250 | 13L73142 | CHAIR, DENTAL | ADEC DENTAL | 511 | 5000 | 2021-04-26 | 0
TX CHILDRENS | BE00065894 | 28E04065 | CV BYPASS HOUSING, E/P PACK | SORIN GROUP USA INC | 28-98-00 | 5000 | 2016-10-18 | 0
TX CHILDRENS | BE00128211 | 24030158 | VIDEO GAME / GAME CENTER | NINTENDO OF NORTH AMERICA | SFC-HAC-001 | 5000 | 2024-06-05 | 0
TX CHILDRENS | HTMFS-A111583 | A111583 | PROBE, ENDO | PENTAX PRECISION INSTRUMENT CORP | EG27-I10 | 5000 | 2023-06-27 | 0
TX CHILDRENS | HTMFS-2040829 | 2040829 | PROBE, BRONC | OLYMPUS AMERICA INC | BF-XP160F | 5000 | 2023-03-28 | 0
TX CHILDRENS | BE00108789 | SS766400-P | SURGICAL CAMERA & ACCESSORIES | KARL STORZ ENDOSCOPY-AMERICA INC | TC 301US | 5000 | 2019-05-02 | 0
TX CHILDRENS | BE00100015 | VT44201 | ANESTHESIA MONITOR | ASPECT MEDICAL SYSTEMS | BIS VISTA | 5000 | 2022-03-10 | 0
TX CHILDRENS | BE00128650 | ZM997650-P | SURGICAL CAMERA & ACCESSORIES | KARL STORZ ENDOSCOPY-AMERICA INC | TC 301 US | 5000 | 2027-08-15 | 0
TX CHILDRENS | BE00100017 | VT44214 | ANESTHESIA MONITOR | ASPECT MEDICAL SYSTEMS | BIS VISTA | 5000 | 2022-03-10 | 0
TX CHILDRENS | HTMUS-B2HX7N | B2HX7N | PROBE, TEE | Philips North America LLC | S8-3T | 5000 | 2023-03-27 | 0
TX CHILDRENS | BE00062593 | A14-04-323 | NITROGEN GENERATOR | PEAK SCIENTIFIC | AB-3G | 5000 | 2016-02-03 | 0
TX CHILDRENS | HTMFS-A113526 | A113526 | PROBE, ENDO | PENTAX PRECISION INSTRUMENT CORP | EG29-I10 | 5000 | 2023-03-28 | 0
TX CHILDRENS | BE00011392 | 790723 | Workstation, Imaging Post Processing | Philips North America LLC | DynaCAD 800383 | 5000 | 2012-09-30 | 0
TX CHILDRENS | BE00129727 | O4WM216496 | DISPLAY, VIDEO | KARL STORZ ENDOSCOPY-AMERICA INC | WM200 | 5000 | 2026-06-16 | 0
TX CHILDRENS | BE00108801 | SS557 | SMOKE EVACUATOR | KARL STORZ ENDOSCOPY-AMERICA INC | UP 501S1 | 5000 | 2019-05-02 | 0
TX CHILDRENS | HTMUS-B30FK4 | B30FK4 | PROBE, TEE | Philips North America LLC | S8-3T | 5000 | 2025-08-15 | 0
TX CHILDRENS | HTMFS-A110896 | A110896 | PROBE, ENDO | PENTAX PRECISION INSTRUMENT CORP | EG27-I10 | 5000 | 2023-03-28 | 0
TX CHILDRENS | BE00126352 | 23020067 | VIDEO GAME / GAME CENTER | NINTENDO OF NORTH AMERICA | SFC-HAC-001 | 5000 | 2024-12-13 | 0
TX CHILDRENS | BE00126350 | 23020008 | VIDEO GAME / GAME CENTER | NINTENDO OF NORTH AMERICA | SFC-HAC-001 | 5000 | 2024-12-13 | 0
TX CHILDRENS | BE00011641 | 706940-06V00058 | ANALYZER | JAEGER MEDICAL INSTRUMENTS | MS-PFT ANALYZER | 5000 | 2011-09-08 | 0
TX CHILDRENS | BE00108772 | SS767024-P | SURGICAL CAMERA & ACCESSORIES | KARL STORZ ENDOSCOPY-AMERICA INC | TC 300US | 5000 | 2019-05-02 | 0
TX CHILDRENS | HTMUS-532169WX3 | 532169WX3 | PROBE, CURVED LINEAR - LINEAR | GE Precision Healthcare LLC | L10-22-D | 5000 | 2024-08-16 | 0
TX CHILDRENS | BE00126430 | 22221008 | SURGICAL CAMERA & ACCESSORIES | KARL STORZ ENDOSCOPY-AMERICA INC | WUIS3524 | 5000 | 2024-12-10 | 0
TX CHILDRENS | BE00100012 | VT44170 | ANESTHESIA MONITOR | ASPECT MEDICAL SYSTEMS | BIS VISTA | 5000 | 2022-03-10 | 0
TX CHILDRENS | BE00115255 | 13L73139 | CHAIR, DENTAL | ADEC DENTAL | 511 | 5000 | 2021-04-26 | 0
TX CHILDRENS | KN7000858 | B-5912-JR | MICROSCOPE | BAUSCH AND LOMB SURGICAL STORZ | BALPLAN | 5000 | 2001-03-30 | 0
TX CHILDRENS | HTMFS-2800236 | 2800236 | PROBE, BRONC | OLYMPUS AMERICA INC | BF-MP190F | 5000 | 2023-06-27 | 0
TX CHILDRENS | BE00100934 | 070025D0317022 | CHAIR, EXAM | RELIANCE MEDICAL PRODUCTS, INC | 7000 | 5000 | 2017-08-24 | 0
TX CHILDRENS | BE00038496 | 1111138647 | ELECTROSURG CUT & COAG DEVICE | ETHICON US LLC | GEN11 | 5000 | 2013-05-24 | 0
TX CHILDRENS | BE00082869 | YU0705088 | LIGHT SOURCE | KARL STORZ ENDOSCOPY-AMERICA INC | 20132120 | 5000 | 2017-04-20 | 0
TX CHILDRENS | BE00126424 | N7WM214861 | DISPLAY, VIDEO | KARL STORZ ENDOSCOPY-AMERICA INC | WM200 | 5000 | 2024-12-10 | 0
TX CHILDRENS | BE00126359 | 23020107 | VIDEO GAME / GAME CENTER | NINTENDO OF NORTH AMERICA | SFC-HAC-001 | 5000 | 2024-12-13 | 0
TX CHILDRENS | BE00108756 | SS767007-P | SURGICAL CAMERA & ACCESSORIES | KARL STORZ ENDOSCOPY-AMERICA INC | TC 300US | 5000 | 2019-05-02 | 0
TX CHILDRENS | BE00128220 | 24030100 | VIDEO GAME / GAME CENTER | NINTENDO OF NORTH AMERICA | SFC-HAC-001 | 5000 | 2024-06-05 | 0
TX CHILDRENS | BE00108753 | TS601 | SMOKE EVACUATOR | KARL STORZ ENDOSCOPY-AMERICA INC | UP 501S1 | 5000 | 2019-05-02 | 0
TX CHILDRENS | BE00126353 | 23020020 | VIDEO GAME / GAME CENTER | NINTENDO OF NORTH AMERICA | SFC-HAC-001 | 5000 | 2024-12-13 | 0
TX CHILDRENS | BE00126351 | 22070168 | VIDEO GAME / GAME CENTER | NINTENDO OF NORTH AMERICA | SFC-HAC-001 | 5000 | 2024-12-13 | 0
TX CHILDRENS | FA45939 | 14548 | CV BYPASS BLD ROLLER PUMP | SARNS INC. | 8000 | 5000 | 2004-12-22 | 0
TX CHILDRENS | BE00128086 | HMOF0000ZD | ELECTROSURG CUT & COAG DEVICE | ARTHROCARE CORP | WEREWOLF | 5000 | 2026-04-30 | 0
TX CHILDRENS | BE00116519 | M00156R4 | ELECTROSURG CUT & COAG DEVICE | MINERVA SURGICAL INC | MIN180S | 5000 | 2023-06-07 | 0
TX CHILDRENS | BE00117733 | PS16+20220411-07 | SURGICAL CAMERA & ACCESSORIES | KARL STORZ ENDOSCOPY-AMERICA INC | OR1 NEO-PS16+ | 5000 | 2022-08-08 | 0
TX CHILDRENS | BE00115671 | PS16+-20210104-07 | POWER SUPPLY MODULE | KARL STORZ ENDOSCOPY-AMERICA INC | WUIS2557 | 5000 | 2022-11-07 | 0
TX CHILDRENS | BE00131599 | HM0F0001H4 | ELECTROSURG CUT & COAG DEVICE | ARTHROCARE CORP | WEREWOLF | 5000 | 2025-06-16 | 0
TX CHILDRENS | HTMFS-A111743 | A111743 | PROBE, ENDO | PENTAX PRECISION INSTRUMENT CORP | EC34-I10L | 5000 | 2023-06-27 | 0
TX CHILDRENS | BE00011824 | 1007PH70084 | PH METER | GIVEN IMAGING INC | FGS-0297 | 5000 | 2011-04-08 | 0
TX CHILDRENS | KN203693 | HCCD00504 | RADIANT WARMER, INFANT | DATEX-OHMEDA INC | 4400 | 5000 | 2001-07-26 | 0
TX CHILDRENS | HTMUS-F09C85 | F09C85 | PROBE, TEE | Philips North America LLC | X8-2T | 5000 | 2023-03-24 | 0
TX CHILDRENS | THI002006 | 12000487 | CARDIAC MONITOR W/ RATE ALARM | AVANTE HEALTH SOLUTIONS (Formerly DRE Medical Group Inc) | WAVELINE TOUCH | 5000 | 2023-01-24 | 0
TX CHILDRENS | BE00126417 | 22153001 | SURGICAL CAMERA & ACCESSORIES | KARL STORZ ENDOSCOPY-AMERICA INC | WUIS3524 | 5000 | 2024-12-10 | 0
TX CHILDRENS | BE00126358 | 23020076 | VIDEO GAME / GAME CENTER | NINTENDO OF NORTH AMERICA | SFC-HAC-001 | 5000 | 2024-12-13 | 0
TX CHILDRENS | HTMFS-A111554 | A111554 | PROBE, ENDO | PENTAX PRECISION INSTRUMENT CORP | EG27-I10 | 5000 | 2023-06-27 | 0
TX CHILDRENS | BE00113426 | 2878 | FLOW CYTOMETER | MILTENYI BIOTEC INC | MACSQUANT 10 | 5000 | 2021-03-11 | 0
TX CHILDRENS | BE00126360 | 22070135 | VIDEO GAME / GAME CENTER | NINTENDO OF NORTH AMERICA | SFC-HAC-001 | 5000 | 2024-12-13 | 0
TX CHILDRENS | BE00128210 | 23020032 | VIDEO GAME / GAME CENTER | NINTENDO OF NORTH AMERICA | SFC-HAC-001 | 5000 | 2024-06-05 | 0
TX CHILDRENS | BE00108806 | SS767003-P | SURGICAL CAMERA & ACCESSORIES | KARL STORZ ENDOSCOPY-AMERICA INC | TC 300 | 5000 | 2019-05-02 | 0
TX CHILDRENS | KN195209 | 461201 | MICROSCOPE | NIKON INSTRUMENT INC | LABOPHOT 2 | 5000 | 1996-12-28 | 0
TX CHILDRENS | HTMFS-2040832 | 2040832 | PROBE, BRONC | OLYMPUS AMERICA INC | BF-XP160F | 5000 | 2023-03-28 | 0
TX CHILDRENS | KN217037 | 21002 | MICROTOME | MICROM (GMI INC.) | 315 | 5000 | 2015-10-08 | 0
TX CHILDRENS | BE00082909 | VT39134 | ANESTHESIA MONITOR | ASPECT MEDICAL SYSTEMS | BIS | 5000 | 2021-05-24 | 0
TX CHILDRENS | BE00128084 | HM0F0000XF | ELECTROSURG CUT & COAG DEVICE | ARTHROCARE CORP | WEREWOLF | 5000 | 2026-04-30 | 0
TX CHILDRENS | BE00065850 | 28E04066 | CV BYPASS HOUSING, E/P PACK | SORIN GROUP USA INC | 28-98-00 | 5000 | 2016-10-18 | 0
TX CHILDRENS | BE00109887 | SF17300007 | CAPNOGRAPH | ORIDION CAPNOGRAPHY INC. | PM35MN | 5000 | 2018-09-07 | 0
TX CHILDRENS | BE00108788 | SS767022-P | SURGICAL CAMERA & ACCESSORIES | KARL STORZ ENDOSCOPY-AMERICA INC | TC 300US | 5000 | 2019-05-02 | 0
TX CHILDRENS | FA45933 | 14547 | CV BYPASS BLD ROLLER PUMP | SARNS INC. | 8000 | 5000 | 2004-04-27 | 0
TX CHILDRENS | BE00010586 | 3105970 | INCUBATOR | BIOCOLD ENVIRONMENTAL INC | BC26IN | 5000 | 2014-05-08 | 0
TX CHILDRENS | HTMFS-A111563 | A111563 | PROBE, ENDO | PENTAX PRECISION INSTRUMENT CORP | EG27-I10 | 5000 | 2023-06-27 | 0
TX CHILDRENS | HTMFS-H110168 | H110168 | PROBE, ENDO | PENTAX PRECISION INSTRUMENT CORP | EC-2990LI | 5000 | 2023-03-28 | 0
TX CHILDRENS | BE00128212 | 24030107 | VIDEO GAME / GAME CENTER | NINTENDO OF NORTH AMERICA | SFC-HAC-001 | 5000 | 2024-06-05 | 0
TX CHILDRENS | BE00128504 | N8WM215056 | DISPLAY, VIDEO | KARL STORZ ENDOSCOPY-AMERICA INC | WM200 | 5000 | 2026-06-06 | 0
TX CHILDRENS | BE00128209 | 24030062 | VIDEO GAME / GAME CENTER | NINTENDO OF NORTH AMERICA | SFC-HAC-001 | 5000 | 2024-06-05 | 0
TX CHILDRENS | HTMUS-480716WX0 | 480716WX0 | PROBE, CURVED LINEAR - LINEAR | GE Precision Healthcare LLC | L10-22-D | 5000 | 2024-08-16 | 0
TX CHILDRENS | KN199188 | 890265858 | SHAKING INCUBATOR | NEW BRUNSWICK SCIENTIFIC, CO. | INNOVA 4300 | 5000 | 1999-12-28 | 0
TX CHILDRENS | HTMFS-Q002YZ1645 | Q002YZ1645 | PROBE, ENDO | PENTAX PRECISION INSTRUMENT CORP | EC29-I10 | 5000 | 2023-06-27 | 0
TX CHILDRENS | BE00126453 | 22299005 | SURGICAL CAMERA & ACCESSORIES | KARL STORZ ENDOSCOPY-AMERICA INC | WUIS3524 | 5000 | 2024-12-10 | 0
TX CHILDRENS | BE00129557 | HM0F00012E | ELECTROSURG CUT & COAG DEVICE | ARTHROCARE CORP | WEREWOLF | 5000 | 2026-04-09 | 0
TX CHILDRENS | BE00112298 | 300220561 | INCUBATOR CO2 | THERMO FISHER SCIENTIFIC ASHEVILLE LLC | 370 | 5000 | 2021-03-15 | 0
TX CHILDRENS | BE00126418 | N7WM214875 | DISPLAY, VIDEO | KARL STORZ ENDOSCOPY-AMERICA INC | WM200 | 5000 | 2024-12-10 | 0
TX CHILDRENS | BE00115246 | 13L73144 | CHAIR, DENTAL | ADEC DENTAL | 511 | 5000 | 2021-04-26 | 0
TX CHILDRENS | BE00129558 | HM0F0000ZF | ELECTROSURG CUT & COAG DEVICE | ARTHROCARE CORP | WEREWOLF | 5000 | 2026-04-09 | 0
TX CHILDRENS | KN203701 | HCCD00414 | RADIANT WARMER, INFANT | DATEX-OHMEDA INC | 4400 | 5000 | 2001-07-31 | 0
TX CHILDRENS | BE00126355 | 23020057 | VIDEO GAME / GAME CENTER | NINTENDO OF NORTH AMERICA | SFC-HAC-001 | 5000 | 2024-12-13 | 0
TX CHILDRENS | BE00126451 | 23012395 | SURGICAL CAMERA & ACCESSORIES | KARL STORZ ENDOSCOPY-AMERICA INC | WUIS3524 | 5000 | 2024-12-10 | 0
TX CHILDRENS | BE00108486 | 4018564 | DEFIBRILLATOR TESTER | Fluke Electronics Corporation | IMPULSE 7000DP | 5000 | 2019-01-17 | 0
TX CHILDRENS | BE00108769 | TS603 | SMOKE EVACUATOR | KARL STORZ ENDOSCOPY-AMERICA INC | UP 501S1 | 5000 | 2019-05-02 | 0
TX CHILDRENS | HTMFS-A110479 | A110479 | PROBE, ENDO | PENTAX PRECISION INSTRUMENT CORP | EC-3490LK | 5000 | 2023-03-28 | 0
TX CHILDRENS | BE00128217 | 24030116 | VIDEO GAME / GAME CENTER | NINTENDO OF NORTH AMERICA | SFC-HAC-001 | 5000 | 2024-06-05 | 0
TX CHILDRENS | BE00129613 | O4WM216482 | DISPLAY, VIDEO | KARL STORZ ENDOSCOPY-AMERICA INC | WM200 | 5000 | 2026-06-16 | 0
TX CHILDRENS | BE00100013 | VT44183 | ANESTHESIA MONITOR | ASPECT MEDICAL SYSTEMS | BIS VISTA | 5000 | 2022-03-10 | 0
TX CHILDRENS | BE00115667 | PS16+-20210204-02 | POWER SUPPLY MODULE | KARL STORZ ENDOSCOPY-AMERICA INC | WUIS2557 | 5000 | 2022-11-07 | 0
TX CHILDRENS | BE00129591 | O4WM216519 | DISPLAY, VIDEO | KARL STORZ ENDOSCOPY-AMERICA INC | WM200 | 5000 | 2026-06-16 | 0
TX CHILDRENS | BE00129378 | O4WM216519 | DISPLAY, VIDEO | KARL STORZ ENDOSCOPY-AMERICA INC | WM200 | 5000 | 2026-06-16 | 0
TX CHILDRENS | BE00119434 | HW0D000055 | ELECTROSURG CUT & COAG DEVICE | ARTHROCARE CORP | WEREWOLF | 5000 | 2023-04-04 | 0
TX CHILDRENS | HTMFS-A111584 | A111584 | PROBE, ENDO | PENTAX PRECISION INSTRUMENT CORP | EG27-I10 | 5000 | 2023-06-27 | 0
TX CHILDRENS | BE00060994 | VT33169 | ANESTHESIA MONITOR | ASPECT MEDICAL SYSTEMS | BIS VISTA | 5000 | 2019-06-16 | 0
TX CHILDRENS | HTMUS-1178123WX4 | 1178123WX4 | PROBE, CURVED LINEAR - LINEAR | GE Precision Healthcare LLC | L10-22-D | 5000 | 2024-08-16 | 0
TX CHILDRENS | KN203723 | B0515N023 | ROOM VIDEO CAMERA | PICTURETEL - ESD | PT900 | 5000 | 2001-11-01 | 0
TX CHILDRENS | BE00108773 | SS766709-P | SURGICAL CAMERA & ACCESSORIES | KARL STORZ ENDOSCOPY-AMERICA INC | TC 301US | 5000 | 2019-05-02 | 0
TX CHILDRENS | HTMFS-A110691 | A110691 | PROBE, ENDO | PENTAX PRECISION INSTRUMENT CORP | EC34-I10L | 5000 | 2023-03-28 | 0
TX CHILDRENS | BE00100932 | 070025D0317026 | CHAIR, EXAM | RELIANCE MEDICAL PRODUCTS, INC | 7000 | 5000 | 2017-08-24 | 0
TX CHILDRENS | BE00033192 | ZZ0667512 | LIGHT SOURCE | KARL STORZ ENDOSCOPY-AMERICA INC | XENON 300 | 5000 | 2012-03-20 | 0
TX CHILDRENS | BE00100014 | VT44188 | ANESTHESIA MONITOR | ASPECT MEDICAL SYSTEMS | BIS VISTA | 5000 | 2022-03-10 | 0
TX CHILDRENS | BE00060706 | 12080422 | VIDEO GAME / GAME CENTER | NINTENDO OF NORTH AMERICA | SFC-RVL-001 | 5000 | 2015-02-25 | 0
TX CHILDRENS | BE00065872 | 28E04071 | CV BYPASS HOUSING, E/P PACK | SORIN GROUP USA INC | 28-98-00 | 5000 | 2016-10-18 | 0
TX CHILDRENS | FA45936 | 3288 | CV BYPASS ACCESSORY EQUIPMENT | SARNS INC. | 8000 | 5000 | 2004-04-27 | 0
TX CHILDRENS | BE00011638 | 706940-06V00059 | ANALYZER | JAEGER MEDICAL INSTRUMENTS | MS-PFT ANALYZER | 5000 | 2011-09-08 | 0
TX CHILDRENS | BE00109912 | SS766656-P | SURGICAL CAMERA & ACCESSORIES | KARL STORZ ENDOSCOPY-AMERICA INC | TC 200US | 5000 | 2019-11-11 | 0
TX CHILDRENS | BE00117745 | PS16+20220411-05 | SURGICAL CAMERA & ACCESSORIES | KARL STORZ ENDOSCOPY-AMERICA INC | OR1 NEO-PS16+ | 5000 | 2022-08-08 | 0
TX CHILDRENS | BE00033988 | 101060DT | DISTRACTION DEVICE | TFH USA LTD | VECTA DELIGHT | 5000 | 2014-05-30 | 0
TX CHILDRENS | KN7002656 | F4SN83047D | WATER PURIFIER | EMD MILLIPORE CORPORATION | ZMQ60F01 | 5000 | 2006-02-09 | 0
TX CHILDRENS | HTMUS-159227YP8 | 159227YP8 | PROBE, CURVED LINEAR - LINEAR | GE Precision Healthcare LLC | L8-18i-D | 5000 | 2023-02-22 | 0
TX CHILDRENS | HTMFS-H110262 | H110262 | PROBE, ENDO | PENTAX PRECISION INSTRUMENT CORP | EC-2990LI | 5000 | 2023-06-27 | 0
TX CHILDRENS | KN189578 | 284553 | WATER BATH | NEW BRUNSWICK SCIENTIFIC, CO. | G-76 | 5000 | 1991-12-30 | 0
TX CHILDRENS | BE00108821 | SS766397-P | SURGICAL CAMERA & ACCESSORIES | KARL STORZ ENDOSCOPY-AMERICA INC | TC 301US | 5000 | 2019-05-02 | 0
TX CHILDRENS | HTMUS-00009030 | 00009030 | PROBE, PHASED ARRAY | GE Precision Healthcare LLC | M5S-D | 5000 | 2023-02-15 | 0
TX CHILDRENS | BE00128216 | 24030243 | VIDEO GAME / GAME CENTER | NINTENDO OF NORTH AMERICA | SFC-HAC-001 | 5000 | 2024-06-05 | 0
TX CHILDRENS | BE00128219 | 24030064 | VIDEO GAME / GAME CENTER | NINTENDO OF NORTH AMERICA | SFC-HAC-001 | 5000 | 2024-06-05 | 0
TX CHILDRENS | BE00060707 | 12080413 | VIDEO GAME / GAME CENTER | NINTENDO OF NORTH AMERICA | SFC-RVL-001 | 5000 | 2015-02-25 | 0
TX CHILDRENS | BE00128637 | HM0F0000YH | ELECTROSURG CUT & COAG DEVICE | ARTHROCARE CORP | WEREWOLF | 5000 | 2026-04-27 | 0
TX CHILDRENS | BE00033042 | 9911230 | EXERCISE EQUIP, POWERED | NOT APPLICABLE | 1412D | 5000 | 2001-11-06 | 0
TX CHILDRENS | KN209212 | L00034 | HYPO/HYPERTHERMIA DEVICE | GAYMAR INDUSTRIES | MTA6900 | 5000 | 2002-01-17 | 0
TX CHILDRENS | KN209211 | L00032 | HYPO/HYPERTHERMIA DEVICE | GAYMAR INDUSTRIES | MTA6900 | 5000 | 2002-01-17 | 0
TX CHILDRENS | BE00126422 | 21311042 | SURGICAL CAMERA & ACCESSORIES | KARL STORZ ENDOSCOPY-AMERICA INC | WUIS3524 | 5000 | 2024-12-10 | 0
TX CHILDRENS | BE00115254 | 13L73147 | CHAIR, DENTAL | ADEC DENTAL | 511 | 5000 | 2021-04-26 | 0
TX CHILDRENS | BE00011632 | 706940-06V00056 | ANALYZER | JAEGER MEDICAL INSTRUMENTS | MS-PFT ANALYZER | 5000 | 2011-09-08 | 0
TX CHILDRENS | BE00108790 | SS766901-P | SURGICAL CAMERA & ACCESSORIES | KARL STORZ ENDOSCOPY-AMERICA INC | TC 200US | 5000 | 2019-05-02 | 0
TX CHILDRENS | KN225717 | 572547-000 | WARMER, BLANKET | GETINGE USA SALES LLC | WMX 770-D | 5000 | 2014-11-14 | 0
TX CHILDRENS | HTMFS-A111744 | A111744 | PROBE, ENDO | PENTAX PRECISION INSTRUMENT CORP | EC34-I10L | 5000 | 2023-06-27 | 0
TX CHILDRENS | THI002007 | 12000488 | CARDIAC MONITOR W/ RATE ALARM | AVANTE HEALTH SOLUTIONS (Formerly DRE Medical Group Inc) | WAVELINE TOUCH | 5000 | 2023-01-24 | 0
TX CHILDRENS | BE00108833 | TS597 | SMOKE EVACUATOR | KARL STORZ ENDOSCOPY-AMERICA INC | UP 501S1 | 5000 | 2019-05-02 | 0
TX CHILDRENS | BE00108758 | SS766904-P | SURGICAL CAMERA & ACCESSORIES | KARL STORZ ENDOSCOPY-AMERICA INC | TC 200US | 5000 | 2019-05-02 | 0
TX CHILDRENS | HTMUS-1077277WX0 | 1077277WX0 | PROBE, CURVED LINEAR - LINEAR | GE Precision Healthcare LLC | L10-22-D | 5000 | 2024-08-16 | 0
TX CHILDRENS | BE00012962 | ZZ0667508 | LIGHT SOURCE | KARL STORZ ENDOSCOPY-AMERICA INC | XENON 300 | 5000 | 2012-03-20 | 0
TX CHILDRENS | KN209210 | L00030 | HYPO/HYPERTHERMIA DEVICE | GAYMAR INDUSTRIES | MTA6900 | 5000 | 2002-01-17 | 0
TX CHILDRENS | HTMUS-F09ZB3 | F09ZB3 | PROBE, TEE | Philips North America LLC | X8-2T | 5000 | 2023-03-27 | 0
TX CHILDRENS | BE00129592 | O3WM16407 | DISPLAY, VIDEO | KARL STORZ ENDOSCOPY-AMERICA INC | WM200 | 5000 | 2026-06-16 | 0
TX CHILDRENS | BE00130821 | SL24480082 | CAPNOGRAPH | ORIDION CAPNOGRAPHY INC. | PM35MN | 5000 | 2026-06-02 | 0
TX CHILDRENS | BE00128085 | HM0F000134 | ELECTROSURG CUT & COAG DEVICE | ARTHROCARE CORP | WEREWOLF | 5000 | 2026-04-30 | 0
TX CHILDRENS | BE00103485 | DNA2731Q | BLOOD & PLASMA WARMING DEVICE | TERUMO BCT INC | ASTOTHERM Plus 220 | 5000 | 2019-04-24 | 0
TX CHILDRENS | BE00108838 | SS766659-P | SURGICAL CAMERA & ACCESSORIES | KARL STORZ ENDOSCOPY-AMERICA INC | TC 200US | 5000 | 2019-05-02 | 0
TX CHILDRENS | BE00128636 | HM0F0000O5 | ELECTROSURG CUT & COAG DEVICE | ARTHROCARE CORP | WEREWOLF | 5000 | 2026-04-27 | 0
TX CHILDRENS | BE00103465 | XS835 | SMOKE EVACUATOR | KARL STORZ ENDOSCOPY-AMERICA INC | UP 501 | 5000 | 2018-04-06 | 0
TX CHILDRENS | BE00082867 | YU0705174 | LIGHT SOURCE | KARL STORZ ENDOSCOPY-AMERICA INC | 20132120 | 5000 | 2017-04-20 | 0
TX CHILDRENS | KN184193 | N/A | WASH CART | AMSCO MEDICAL | LOADING CART | 5000 | 2001-11-30 | 0
TX CHILDRENS | BE00115252 | 13L73145 | CHAIR, DENTAL | ADEC DENTAL | 511 | 5000 | 2021-04-26 | 0
TX CHILDRENS | HTMFS-A111564 | A111564 | PROBE, ENDO | PENTAX PRECISION INSTRUMENT CORP | EG27-I10 | 5000 | 2023-06-27 | 0
TX CHILDRENS | FA45934 | 14550 | CV BYPASS BLD ROLLER PUMP | SARNS INC. | 8000 | 5000 | 2004-04-27 | 0
TX CHILDRENS | KN204131 | B1012N042 | ROOM VIDEO CAMERA | PICTURETEL - ESD | PTZ-4N | 5000 | 2004-11-18 | 0
TX CHILDRENS | BE00126354 | 23020083 | VIDEO GAME / GAME CENTER | NINTENDO OF NORTH AMERICA | SFC-HAC-001 | 5000 | 2024-12-13 | 0
TX CHILDRENS | BE00126407 | 23046007 | SURGICAL CAMERA & ACCESSORIES | KARL STORZ ENDOSCOPY-AMERICA INC | WUIS3524 | 5000 | 2024-12-10 | 0
TX CHILDRENS | BE00011823 | 1007PH70054 | PH METER | GIVEN IMAGING INC | FGS-0297 | 5000 | 2011-04-08 | 0
TX CHILDRENS | KN226963 | 436 / VR01 N60 | AUTOMATED CHEMISTRY ANALYZER | TREK DIAGNOSTIC SYSTEMS | VIZION | 5000 | 2010-10-12 | 0
TX CHILDRENS | BE00100936 | 070025D0317025 | CHAIR, EXAM | RELIANCE MEDICAL PRODUCTS, INC | 7000 | 5000 | 2017-08-24 | 0
TX CHILDRENS | BE00062592 | A14-04-286 | NITROGEN GENERATOR | PEAK SCIENTIFIC | AB-3G | 5000 | 2016-02-03 | 41071.74
TX CHILDRENS | BE00057219 | 1790043 | DEFIBRILLATOR TESTER | Fluke Electronics Corporation | IMPULSE 7000DP | 5000 | 2019-01-17 | 0
TX CHILDRENS | HTMUS-211690 | 211690 | PROBE, TEE | GE Precision Healthcare LLC | 6VT-D | 5000 | 2023-03-24 | 0
TX CHILDRENS | BE00129728 | O4WM216529 | DISPLAY, VIDEO | KARL STORZ ENDOSCOPY-AMERICA INC | WM200 | 5000 | 2026-06-16 | 0
TX CHILDRENS | KN7003001 | 47367 | MICROSCOPE | CARL ZEISS MEDITEC USA INC | AXIOSTAR | 5000 | 2006-06-13 | 0
TX CHILDRENS | BE00059755 | 00854-0415 | ANALYZER | REICHERT INC | 10310C | 4999.99 | 2016-07-13 | 0
TX CHILDRENS | BE00112296 | 300415482 | INCUBATOR CO2 | THERMO FISHER SCIENTIFIC ASHEVILLE LLC | 3110 | 4999.99 | 2021-10-15 | 0
TX CHILDRENS | BE00117870 | 299040678 | DNA THERMAL CYCLER | APPLIED BIOSYSTEMS | VERITI 60 | 4999.95 | 2023-08-24 | 0
TX CHILDRENS | BE00116675 | 00035 | ELECTROSURG CUT & COAG DEVICE | BOLDER SURGICAL HOLDINGS, INC | CSL-200-50 | 4999 | 2023-06-20 | 0
TX CHILDRENS | BE00103383 | DNA2826Q | BLOOD & PLASMA WARMING DEVICE | TERUMO BCT INC | ASTOTHERM Plus 220 | 4999 | 2019-02-12 | 0
TX CHILDRENS | BE00102363 | 00086 | ELECTROSURG CUT & COAG DEVICE | BOLDER SURGICAL HOLDINGS, INC | CSL-200-50 | 4999 | 2022-01-10 | 0
TX CHILDRENS | BE00127620 | 240607-015365 | UTERINE POSITIONING SYSTEM | COOPERSURGICAL INC | ALLY II UPS | 4999 | 2025-07-02 | 0
TX CHILDRENS | BE00130692 | 747BR0002277 | DNA THERMAL CYCLER | BIO RAD LABORATORIES INC | PTC TEMPO 96 | 4999 | 2026-07-02 | 0
TX CHILDRENS | BE00114107 | 00028 | ELECTROSURG CUT & COAG DEVICE | BOLDER SURGICAL HOLDINGS, INC | CSL-200-50 | 4999 | 2023-12-07 | 0
TX CHILDRENS | BE00103514 | 51002704 | CENTRIFUGE | ORTHO - CLINICAL DIAGNOSTICS | ORTHO WORKSTATION | 4999 | 2019-04-16 | 0
TX CHILDRENS | BE00128587 | 240607-015367 | UTERINE POSITIONING SYSTEM | COOPERSURGICAL INC | ALLY II UPS | 4999 | 2025-07-02 | 0
TX CHILDRENS | BE00115844 | 00328 | ELECTROSURG CUT & COAG DEVICE | BOLDER SURGICAL HOLDINGS, INC | CSL-200-50 | 4999 | 2023-05-04 | 0
TX CHILDRENS | BE00112995 | DNA3348Q | BLOOD & PLASMA WARMING DEVICE | TERUMO BCT INC | ASTOTHERM Plus 220 | 4999 | 2020-11-25 | 0
TX CHILDRENS | BE00100720 | 300109390 | INCUBATOR CO2 | THERMO FISHER SCIENTIFIC ASHEVILLE LLC | 3110 | 4999 | 2018-05-10 | 0
TX CHILDRENS | BE00103386 | DNA2829Q | BLOOD & PLASMA WARMING DEVICE | TERUMO BCT INC | ASTOTHERM Plus 220 | 4999 | 2019-02-12 | 0
TX CHILDRENS | BE00062305 | VT35155 | ANESTHESIA MONITOR | ASPECT MEDICAL SYSTEMS | BIS VISTA | 4999 | 2019-09-15 | 0
TX CHILDRENS | BE00119386 | 00793 | ELECTROSURG CUT & COAG DEVICE | BOLDER SURGICAL HOLDINGS, INC | CSL-200-50 | 4999 | 2024-03-05 | 0
TX CHILDRENS | BE00110765 | 350-00249 | LIGHT SOURCE | SUNOPTIC TECHNOLOGIES (CUDA) | TX350A | 4999 | 2020-09-26 | 0
TX CHILDRENS | BE00103646 | 51002786 | CENTRIFUGE | ORTHO - CLINICAL DIAGNOSTICS | ORTHO WORKSTATION | 4999 | 2019-06-12 | 0
TX CHILDRENS | BE00126108 | 00932 | ELECTROSURG CUT & COAG DEVICE | BOLDER SURGICAL HOLDINGS, INC | CSL-200-50 | 4999 | 2025-01-09 | 0
TX CHILDRENS | BE00118328 | 00816 | ELECTROSURG CUT & COAG DEVICE | BOLDER SURGICAL HOLDINGS, INC | CSL-200-50 | 4999 | 2024-03-29 | 0
TX CHILDRENS | BE00100719 | 300109389 | INCUBATOR CO2 | THERMO FISHER SCIENTIFIC ASHEVILLE LLC | 3110 | 4999 | 2018-05-10 | 0
TX CHILDRENS | BE00086764 | 300101662 | INCUBATOR CO2 | THERMO FISHER SCIENTIFIC ASHEVILLE LLC | 370 | 4999 | 2017-12-18 | 0
TX CHILDRENS | BE00116760 | 00284 | ELECTROSURG CUT & COAG DEVICE | BOLDER SURGICAL HOLDINGS, INC | CSL-200-50 | 4999 | 2023-01-17 | 0
TX CHILDRENS | BE00086763 | 300109384 | INCUBATOR CO2 | THERMO FISHER SCIENTIFIC ASHEVILLE LLC | 370 | 4999 | 2017-12-18 | 0
TX CHILDRENS | BE00103384 | DNA2827Q | BLOOD & PLASMA WARMING DEVICE | TERUMO BCT INC | ASTOTHERM Plus 220 | 4999 | 2019-02-12 | 0
TX CHILDRENS | BE00114706 | 00093 | ELECTROSURG CUT & COAG DEVICE | BOLDER SURGICAL HOLDINGS, INC | CSL-200-50 | 4999 | 2022-02-02 | 0
TX CHILDRENS | BE00103385 | DNA2828Q | BLOOD & PLASMA WARMING DEVICE | TERUMO BCT INC | ASTOTHERM Plus 220 | 4999 | 2019-02-12 | 0
TX CHILDRENS | BE00130992 | 66CB162227570 | VIDEO SYSTEM CONTROLLER | EVOENDO INC | 1002 | 4999 | 2026-05-21 | 0
TX CHILDRENS | BE00064682 | NONE | INCUBATOR | THERMO FISHER SCIENTIFIC ASHEVILLE LLC | 3915FL | 4998 | 2014-07-14 | 0
TX CHILDRENS | BE00131234 | 2332625020007 | FLUOROMETER | THERMO FISHER SCIENTIFIC ASHEVILLE LLC | QUBIT FLEX | 4998 | 2026-06-22 | 0
TX CHILDRENS | BE00061830 | HC-4526 | IRRIGATION PUMP | MEDTRONIC, INC. | 19-13001 | 4998 | 2016-03-16 | 0
TX CHILDRENS | BE00128044 | H240098 | CRYOANALGESIA DEVICE | PACIRA | IOVERA | 4997.5 | 2025-11-06 | 0
TX CHILDRENS | BE00130009 | 1222373449 | PORTABLE AIR COMPRESSOR | GAST MANUFACTURING CO. | 87R-4P | 4997 | 2026-03-10 | 0
TX CHILDRENS | BE00111219 | 27E05691 | CONTROL MODULE/PANEL | SORIN GROUP USA INC | 27-80-20 | 4996.95 | 2020-04-18 | 0
TX CHILDRENS | BE00111217 | 27E05318 | CONTROL MODULE/PANEL | SORIN GROUP USA INC | 27-80-20 | 4996.95 | 2020-04-18 | 0
TX CHILDRENS | BE00111220 | 27E05692 | CONTROL MODULE/PANEL | SORIN GROUP USA INC | 27-80-20 | 4996.95 | 2020-04-18 | 0
TX CHILDRENS | BE00111218 | 27E05690 | CONTROL MODULE/PANEL | SORIN GROUP USA INC | 27-80-20 | 4996.95 | 2020-04-18 | 0
TX CHILDRENS | BE00103121 | 42041415 | CENTRIFUGE, REFRIGERATED | THERMO FISHER SCIENTIFIC ASHEVILLE LLC | SORVALL ST 16 | 4996.61 | 2019-01-22 | 0
TX CHILDRENS | BE00085135 | 42041385 | CENTRIFUGE | THERMO FISHER SCIENTIFIC ASHEVILLE LLC | SORVALL ST 16 | 4996 | 2018-01-05 | 0
TX CHILDRENS | BE00100883 | 42106660 | CENTRIFUGE, REFRIGERATED | THERMO FISHER SCIENTIFIC ASHEVILLE LLC | SORVALL ST 16R | 4996 | 2018-08-10 | 0
TX CHILDRENS | BE00103387 | NX0585WK | INSUFFLATOR, ENDOSCOPIC | Erbe USA Incorporated | ERBE ECO2 | 4995 | 2019-02-12 | 0
TX CHILDRENS | BE00113765 | DMPYWW00KHP83 | VENTR BYPASS ASSIST DEVICE | ABBOTT LABORATORIES INC | HMT1100 | 4995 | 2021-09-02 | 0
TX CHILDRENS | BE00113767 | DMPY8007HP83 | VENTR BYPASS ASSIST DEVICE | ABBOTT LABORATORIES INC | HMT1100 | 4995 | 2021-09-02 | 0
TX CHILDRENS | BE00103219 | NX0613WL | INSUFFLATOR, ENDOSCOPIC | Erbe USA Incorporated | ERBE ECO2 | 4995 | 2019-02-12 | 0
TX CHILDRENS | BE00113764 | DMPY801FHP83 | VENTR BYPASS ASSIST DEVICE | ABBOTT LABORATORIES INC | HMT1100 | 4995 | 2021-09-02 | 0
TX CHILDRENS | BE00117967 | 2022G-06614 | TOURNIQUET,COMPRES LIMB SLEEVE | OWENS RECOVERY SCIENCE INC | PTS | 4995 | 2023-11-07 | 0
TX CHILDRENS | BE00060894 | 357-903443 | MICROPLATE READER | THERMO FISHER SCIENTIFIC ASHEVILLE LLC | MULTISKAN FC | 4995 | 2015-06-08 | 0
TX CHILDRENS | BE00011346 | E109041C | PH METER | SANDHILL SCIENTIFIC INC | Z07-2000-A | 4995 | 2011-06-20 | 0
TX CHILDRENS | KN217005 | 030767698 | TEST EQUIPMENT,NON-PATIENT | SENCORE | C4U15-SCR01 | 4995 | 2005-12-20 | 0
TX CHILDRENS | BE00011349 | E109044C | PH METER | SANDHILL SCIENTIFIC INC | Z07-2000-A | 4995 | 2011-06-20 | 0
TX CHILDRENS | BE00111723 | PL0009127 | PUMP, PRESSURE | BAXA CORP. | 099 | 4995 | 2021-08-22 | 0
TX CHILDRENS | BE00115074 | 2019BM093 | TONOMETER | ICARE FINLAND OY | TA031 | 4995 | 2022-06-14 | 0
TX CHILDRENS | BE00066038 | MON110450 | VENTR BYPASS ASSIST DEVICE | HEARTWARE INC. | 1520 | 4995 | 2016-12-15 | 0
TX CHILDRENS | BE00060831 | XL120-Q-01575 | MICROSCOPE ACCESSORIES | EXFO PHOTONIC SOLUTIONS DIV. | XL120-Q | 4995 | 2015-01-26 | 0
TX CHILDRENS | BE00012252 | 3705 | TEST EQUIPMENT,NON-PATIENT | PRONK TECHNOLOGIES INC | SC-5 | 4995 | 2014-07-11 | 0
TX CHILDRENS | BE00100969 | MON210028 | VENTR BYPASS ASSIST DEVICE | HEARTWARE INC. | 1520 | 4995 | 2018-08-23 | 0
TX CHILDRENS | BE00111689 | 300301423 | INCUBATOR CO2 | THERMO FISHER SCIENTIFIC ASHEVILLE LLC | 3110 | 4995 | 2020-08-25 | 0
TX CHILDRENS | BE00100970 | MON210035 | VENTR BYPASS ASSIST DEVICE | HEARTWARE INC. | 1520 | 4995 | 2018-08-23 | 0
TX CHILDRENS | BE00103857 | CT030903 | DNA THERMAL CYCLER | BIO RAD LABORATORIES INC | C1000 TOUCH | 4995 | 2019-08-23 | 0
TX CHILDRENS | BE00112305 | 42648548 | CENTRIFUGE | THERMO FISHER SCIENTIFIC ASHEVILLE LLC | SORVALL ST 16 | 4995 | 2021-08-30 | 0
TX CHILDRENS | BE00059913 | 813002 | COLPOSCOPE | WALLACH SURGICAL DEVICES | ZOOM STAR | 4995 | 2014-08-26 | 0
TX CHILDRENS | BE00011347 | E109042C | PH METER | SANDHILL SCIENTIFIC INC | Z07-2000-A | 4995 | 2011-06-20 | 0
TX CHILDRENS | BE00082119 | CT020837 | DNA THERMAL CYCLER | BIO RAD LABORATORIES INC | C1000 TOUCH | 4995 | 2017-02-17 | 0
TX CHILDRENS | BE00103856 | CT030905 | DNA THERMAL CYCLER | BIO RAD LABORATORIES INC | C1000 TOUCH | 4995 | 2019-08-23 | 0
TX CHILDRENS | KN219461 | 2501 | CALIBRATOR | TERUMO CARDIOVASCULAR SYSTEMS CORP | CDI 540 | 4995 | 2005-12-30 | 0
TX CHILDRENS | BE00101550 | 3765031 | DEFIBRILLATOR TESTER | Fluke Electronics Corporation | IMPULSE 7000DP | 4995 | 2018-01-31 | 0
TX CHILDRENS | KN186489 | F007130 | TEST EQUIPMENT,NON-PATIENT | TRILITHIC | 1075 | 4995 | 1992-05-31 | 0
TX CHILDRENS | BE00118486 | PL0020831 | PUMP, PRESSURE | BAXA CORP. | 099 | 4995 | 2023-11-30 | 0
TX CHILDRENS | BE00115350 | CT055205 | DNA THERMAL CYCLER | BIO RAD LABORATORIES INC | C1000 TOUCH | 4995 | 2022-07-28 | 0
TX CHILDRENS | BE00117971 | DMPXW0D7HP50 | VENTR BYPASS ASSIST DEVICE | ABBOTT LABORATORIES INC | HMT1100 | 4995 | 2023-10-16 | 0
TX CHILDRENS | BE00126394 | 2305303015 | ANALYZER | HEMOCUE AB | HEMOCUE | 4995 | 2025-03-13 | 0
TX CHILDRENS | BE00117972 | DMPXC359HP50 | VENTR BYPASS ASSIST DEVICE | ABBOTT LABORATORIES INC | HMT1100 | 4995 | 2023-10-16 | 0
TX CHILDRENS | BE00118488 | PL0020830 | PUMP, PRESSURE | BAXA CORP. | 099 | 4995 | 2023-11-30 | 0
TX CHILDRENS | BE00111859 | 50761 | BEREAVEMENT CRADLE | CENOTAPH PRODUCTS LLC | SMART CRADLE | 4995 | 2021-09-16 | 0
TX CHILDRENS | BE00115291 | NX0964YK | INSUFFLATOR, ENDOSCOPIC | Erbe USA Incorporated | ERBE ECO2 | 4995 | 2019-02-12 | 0
TX CHILDRENS | BE00110155 | 15020175 | ANALYZER | QUIDEL CORPORATION | SOLANA | 4995 | 2019-08-31 | 0
TX CHILDRENS | BE00103874 | CT031438 | DNA THERMAL CYCLER | BIO RAD LABORATORIES INC | C1000 TOUCH | 4995 | 2019-08-23 | 0
TX CHILDRENS | BE00064791 | MON110036 | VENTR BYPASS ASSIST DEVICE | HEARTWARE INC. | 1520 | 4995 | 2016-08-02 | 0
TX CHILDRENS | BE00117970 | DMPY30EXHP50 | VENTR BYPASS ASSIST DEVICE | ABBOTT LABORATORIES INC | HMT1100 | 4995 | 2023-10-16 | 0
TX CHILDRENS | BE00011342 | E109037C | PH METER | SANDHILL SCIENTIFIC INC | Z07-2000-A | 4995 | 2011-06-20 | 0
TX CHILDRENS | BE00100968 | MON210016 | VENTR BYPASS ASSIST DEVICE | HEARTWARE INC. | 1520 | 4995 | 2018-08-23 | 0
TX CHILDRENS | BE00060454 | CT010365 | DNA THERMAL CYCLER | BIO RAD LABORATORIES INC | C1000 TOUCH | 4995 | 2014-11-18 | 0
TX CHILDRENS | BE00118487 | PL0020835 | PUMP, PRESSURE | BAXA CORP. | 099 | 4995 | 2023-11-30 | 0
TX CHILDRENS | BE00114493 | 2018K-02378 | TOURNIQUET,COMPRES LIMB SLEEVE | OWENS RECOVERY SCIENCE INC | PTS | 4995 | 2020-12-02 | 0
TX CHILDRENS | BE00113766 | DMPYWW0KWHP83 | VENTR BYPASS ASSIST DEVICE | ABBOTT LABORATORIES INC | HMT1100 | 4995 | 2021-09-02 | 0
TX CHILDRENS | BE00120980 | NX0814YH | INSUFFLATOR, ENDOSCOPIC | Erbe USA Incorporated | ERBE ECO2 | 4995 | 2023-08-30 | 0
TX CHILDRENS | BE00124489 | 2024B-08149 | TOURNIQUET,COMPRES LIMB SLEEVE | OWENS RECOVERY SCIENCE INC | PTS | 4995 | 2025-03-28 | 0
TX CHILDRENS | BE00118140 | MXL22726Q5 | COMPUTER & PERIPHERALS | HEWLETT PACKARD | 64X40US#ABA | 4995 | 2024-01-11 | 0
TX CHILDRENS | BE00059914 | 813003 | COLPOSCOPE | WALLACH SURGICAL DEVICES | ZOOM STAR | 4995 | 2014-08-26 | 0
TX CHILDRENS | BE00115073 | 2019BM092 | TONOMETER | ICARE FINLAND OY | TA031 | 4995 | 2022-06-14 | 0
TX CHILDRENS | BE00100417 | 17C2562-A18426 | DENTAL OPERATIVE UNIT | ADEC DENTAL | 2562 | 4995 | 2018-04-25 | 0
TX CHILDRENS | BE00128960 | U2441017 | LARYNGOSCOPE | PEAK MEDICAL RESOURCES LLC | MO3 | 4995 | 2025-04-22 | 0
TX CHILDRENS | BE00118489 | PL0020827 | PUMP, PRESSURE | BAXA CORP. | 099 | 4995 | 2023-11-30 | 0
TX CHILDRENS | BE00102794 | 6325GI024726 | DNA THERMAL CYCLER | Eppendorf North America Inc | 6325 | 4995 | 2019-01-07 | 0
TX CHILDRENS | BE00112980 | BR30307642 | PH ELECTRODE-ESOPHAGEAL | GIVEN IMAGING INC | FGS-0634 | 4995 | 2022-08-17 | 0
TX CHILDRENS | BE00115509 | BR30309105 | PH ELECTRODE-ESOPHAGEAL | GIVEN IMAGING INC | FGS-0634 | 4995 | 2022-08-17 | 0
TX CHILDRENS | BE00065018 | 13571 | BLOOD GAS ANALYZER | ALERE NORTH AMERICA INC | EPOC READER | 4995 | 2016-09-10 | 0
TX CHILDRENS | BE00126393 | 2305303016 | ANALYZER | HEMOCUE AB | HEMOCUE | 4995 | 2025-03-13 | 0
TX CHILDRENS | BE00120566 | 42782909 | CENTRIFUGE, REFRIGERATED | THERMO FISHER SCIENTIFIC ASHEVILLE LLC | SORVALL ST 16R | 4995 | 2023-07-11 | 0
TX CHILDRENS | BE00117969 | DMPXM1KSHP50 | VENTR BYPASS ASSIST DEVICE | ABBOTT LABORATORIES INC | HMT1100 | 4995 | 2023-10-16 | 0
TX CHILDRENS | BE00011344 | E109039C | PH METER | SANDHILL SCIENTIFIC INC | Z07-2000-A | 4995 | 2011-06-20 | 0
TX CHILDRENS | BE00066037 | MON110561 | VENTR BYPASS ASSIST DEVICE | HEARTWARE INC. | 1520 | 4995 | 2016-12-15 | 0
TX CHILDRENS | BE00118485 | PL0020828 | PUMP, PRESSURE | BAXA CORP. | 099 | 4995 | 2023-11-30 | 0
TX CHILDRENS | BE00065017 | 13563 | BLOOD GAS ANALYZER | ALERE NORTH AMERICA INC | EPOC READER | 4995 | 2016-09-10 | 0
TX CHILDRENS | BE00103401 | 2016030011 | UTERINE POSITIONING SYSTEM | COOPERSURGICAL INC | ALLY UPS | 4995 | 2019-03-04 | 0
TX CHILDRENS | BE00035342 | XI120-Q-4855 | MICROSCOPE ACCESSORIES | CARL ZEISS MEDITEC USA INC | XI 120-Q | 4995 | 2013-07-19 | 0
TX CHILDRENS | BE00111725 | PL0009123 | PUMP, PRESSURE | BAXA CORP. | 099 | 4995 | 2021-08-22 | 0
TX CHILDRENS | BE00111724 | PL0009116 | PUMP, PRESSURE | BAXA CORP. | 099 | 4995 | 2021-08-22 | 0
TX CHILDRENS | BE00111726 | PL0009122 | PUMP, PRESSURE | BAXA CORP. | 099 | 4995 | 2021-08-22 | 0
TX CHILDRENS | BE00011343 | E109038C | PH METER | SANDHILL SCIENTIFIC INC | Z07-2000-A | 4995 | 2011-06-20 | 0
TX CHILDRENS | BE00116163 | XA1043 | ULTRASONIC SCALPEL | MISONIX INC | NEXUS | 4995 | 2022-12-08 | 0
TX CHILDRENS | BE00116164 | XA1100 | ULTRASONIC SCALPEL | MISONIX INC | NEXUS | 4995 | 2022-12-08 | 0
TX CHILDRENS | BE00011348 | E109043C | PH METER | SANDHILL SCIENTIFIC INC | Z07-2000-A | 4995 | 2011-06-20 | 0
TX CHILDRENS | BE00100416 | 17C2562-A18427 | DENTAL OPERATIVE UNIT | ADEC DENTAL | 2562 | 4995 | 2018-04-25 | 0
TX CHILDRENS | BE00087115 | 1705S50020258 | HYBRIDIZER | STAT SPIN TECHNOLOGIES | S500-12 | 4994.42 | 2018-02-19 | 0
TX CHILDRENS | BE00103511 | 42246014 | CENTRIFUGE, REFRIGERATED | THERMO FISHER SCIENTIFIC ASHEVILLE LLC | SORVALL ST 16R | 4990 | 2019-04-15 | 0
TX CHILDRENS | BE00128990 | 560958 | OTOACOUSTIC EMISSION DEVICE | BIO-LOGIC SYSTEMS INC. | SOD100497 | 4990 | 2026-04-09 | 0
TX CHILDRENS | BE00111193 | 460956-M18B00450013 | FETAL CARDIAC MONITOR | COOPERSURGICAL INC | F9 | 4990 | 2020-04-16 | 0
TX CHILDRENS | BE00111096 | 42111291 | CENTRIFUGE, REFRIGERATED | THERMO FISHER SCIENTIFIC ASHEVILLE LLC | LEGEND MICRO 21R | 4989 | 2020-01-13 | 0
TX CHILDRENS | BE00099997 | P803176056 | CAPNOGRAPH | ORIDION CAPNOGRAPHY INC. | CAPNOSTREAM 20P | 4989 | 2022-03-10 | 0
TX CHILDRENS | BE00099994 | P851165115 | CAPNOGRAPH | ORIDION CAPNOGRAPHY INC. | CAPNOSTREAM 20P | 4989 | 2022-03-10 | 0
TX CHILDRENS | BE00099995 | P851165126 | CAPNOGRAPH | ORIDION CAPNOGRAPHY INC. | CAPNOSTREAM 20P | 4989 | 2022-03-10 | 0
TX CHILDRENS | BE00099993 | P851165109 | CAPNOGRAPH | ORIDION CAPNOGRAPHY INC. | CAPNOSTREAM 20P | 4989 | 2022-03-10 | 0
TX CHILDRENS | BE00099998 | P804176117 | CAPNOGRAPH | ORIDION CAPNOGRAPHY INC. | CAPNOSTREAM 20P | 4989 | 2022-03-10 | 0
TX CHILDRENS | BE00114507 | ZT 10851 | LARYNGOSCOPE | KARL STORZ ENDOSCOPY-AMERICA INC | 8403 ZX | 4989 | 2020-12-14 | 0
TX CHILDRENS | BE00099999 | P804176118 | CAPNOGRAPH | ORIDION CAPNOGRAPHY INC. | CAPNOSTREAM 20P | 4989 | 2022-03-10 | 0
TX CHILDRENS | BE00100000 | P804176128 | CAPNOGRAPH | ORIDION CAPNOGRAPHY INC. | CAPNOSTREAM 20P | 4989 | 2022-03-10 | 0
TX CHILDRENS | BE00099996 | P803176018 | CAPNOGRAPH | ORIDION CAPNOGRAPHY INC. | CAPNOSTREAM 20P | 4989 | 2022-03-10 | 0
TX CHILDRENS | BE00060722 | SAS14102266SA | FETAL CARDIAC MONITOR | GE HEALTHCARE INC | 172 | 4988.15 | 2015-03-27 | 0
TX CHILDRENS | BE00128963 | 43310533 | CENTRIFUGE, REFRIGERATED | Fisher Scientific Company LLC | ACCUSPIN MICRO 21R | 4988 | 2027-01-08 | 0
TX CHILDRENS | BE00125834 | 3338337-1 | WARMER, BLANKET | ENTHERMICS MEDICAL SYSTEMS | EC350 | 4975.05 | 2024-11-14 | 0
TX CHILDRENS | BE00118189 | HY224199 | MICROSAMPLER INCUBATOR | SciGene CORPORATION | HYBEX | 4975 | 2023-10-12 | 0
TX CHILDRENS | BE00057466 | SGH12141161PA | TELEMETRY PORTABLE RECEIVER | GE Medical Systems Information Tech Inc | 340 TELEMETRY | 4972.07 | 2013-12-11 | 0
TX CHILDRENS | BE00057464 | SGH12141141PA | TELEMETRY PORTABLE RECEIVER | GE Medical Systems Information Tech Inc | 340 TELEMETRY | 4972.07 | 2013-12-11 | 0
TX CHILDRENS | BE00057462 | SGH12121115PA | TELEMETRY PORTABLE RECEIVER | GE Medical Systems Information Tech Inc | 340 TELEMETRY | 4972.07 | 2013-12-11 | 0
TX CHILDRENS | BE00057465 | SGH12141143PA | TELEMETRY PORTABLE RECEIVER | GE Medical Systems Information Tech Inc | 340 TELEMETRY | 4972.07 | 2013-12-11 | 0
TX CHILDRENS | BE00057463 | SGH12141125PA | TELEMETRY PORTABLE RECEIVER | GE Medical Systems Information Tech Inc | 340 TELEMETRY | 4972.07 | 2013-12-11 | 0
TX CHILDRENS | BE00123375 | TX205105 | BLOOD & PLASMA WARMING DEVICE | BAXTER HEALTHCARE - RENAL DIV SERVICE | THERMAX | 4972 | 2025-12-04 | 0
TX CHILDRENS | BE00123376 | TX205110 | BLOOD & PLASMA WARMING DEVICE | BAXTER HEALTHCARE - RENAL DIV SERVICE | THERMAX | 4972 | 2025-12-04 | 0
TX CHILDRENS | BE00123374 | TX205141 | BLOOD & PLASMA WARMING DEVICE | BAXTER HEALTHCARE - RENAL DIV SERVICE | THERMAX | 4972 | 2025-12-04 | 0
TX CHILDRENS | BE00102533 | 1212325 | MICROSCOPE ACCESSORIES | PRIOR SCIENTIFIC INC. | V31F/C | 4968.4 | 2018-10-01 | 0
TX CHILDRENS | BE00129584 | AV24300072B | VEIN VIEWER | ACCUVEIN INC | AV500 | 4965 | 2027-01-08 | 0
TX CHILDRENS | BE00131592 | AV23490074B | VEIN VIEWER | ACCUVEIN INC | AV500 | 4965 | 2026-06-15 | 0
TX CHILDRENS | BE00087233 | AV17050059 | VEIN VIEWER | ACCUVEIN INC | AV400 | 4962 | 2019-03-08 | 0
TX CHILDRENS | BE00102343 | AV20060211 | VEIN VIEWER | ACCUVEIN INC | AV500 | 4962 | 2021-11-08 | 0
TX CHILDRENS | BE00115872 | AV21280086 | VEIN VIEWER | ACCUVEIN INC | AV400 | 4962 | 2019-08-26 | 0
TX CHILDRENS | BE00102492 | AV20210014 | VEIN VIEWER | ACCUVEIN INC | AV500 | 4962 | 2022-06-22 | 0
TX CHILDRENS | BE00102345 | AV20060326 | VEIN VIEWER | ACCUVEIN INC | AV500 | 4962 | 2021-11-08 | 0
TX CHILDRENS | BE00116622 | AV22100247 | VEIN VIEWER | ACCUVEIN INC | AV500 | 4962 | 2023-04-24 | 0
TX CHILDRENS | BE00087184 | AV15500082 | VEIN VIEWER | ACCUVEIN INC | AV400 | 4962 | 2018-06-20 | 0
TX CHILDRENS | BE00102458 | AV20490263 | VEIN VIEWER | ACCUVEIN INC | AV500 | 4962 | 2022-02-22 | 0
TX CHILDRENS | BE00087232 | AV17040007 | VEIN VIEWER | ACCUVEIN INC | AV400 | 4962 | 2019-03-08 | 0
TX CHILDRENS | BE00011887 | RCJ10392676GA | CO2 CARTRIDGE / MODULE | GE Medical Systems Information Tech Inc | EtCO2 | 4961.31 | 2011-10-25 | 0
TX CHILDRENS | BE00011891 | RCJ10412737GA | CO2 CARTRIDGE / MODULE | GE Medical Systems Information Tech Inc | EtCO2 | 4961.31 | 2011-10-25 | 0
TX CHILDRENS | BE00011885 | RCJ10392672GA | CO2 CARTRIDGE / MODULE | GE Medical Systems Information Tech Inc | EtCO2 | 4961.31 | 2011-10-25 | 0
TX CHILDRENS | BE00011886 | RCJ10392673GA | CO2 CARTRIDGE / MODULE | GE Medical Systems Information Tech Inc | EtCO2 | 4961.31 | 2011-10-25 | 0
TX CHILDRENS | BE00011890 | RCJ10412736GA | CO2 CARTRIDGE / MODULE | GE Medical Systems Information Tech Inc | EtCO2 | 4961.31 | 2011-10-25 | 0
TX CHILDRENS | BE00011888 | RCJ10392677GA | CO2 CARTRIDGE / MODULE | GE Medical Systems Information Tech Inc | EtCO2 | 4961.31 | 2011-10-25 | 0
TX CHILDRENS | BE00011892 | RCJ10412738GA | CO2 CARTRIDGE / MODULE | GE Medical Systems Information Tech Inc | EtCO2 | 4961.31 | 2011-10-25 | 0
TX CHILDRENS | BE00011889 | RCJ10412732GA | CO2 CARTRIDGE / MODULE | GE Medical Systems Information Tech Inc | EtCO2 | 4961.31 | 2011-10-25 | 0
TX CHILDRENS | BE00010265 | B09000982 | IRRIGATION PUMP | ANGIODYNAMICS INC | 700-102941 | 4960 | 2010-11-10 | 0
TX CHILDRENS | KN226922 | V446027 | TABLE, EXAM | CARDINAL HEALTH 200 LLC | 623-007 | 4954 | 2009-01-17 | 0
TX CHILDRENS | BE00103849 | 18026054 | INCUBATOR CO2 | PANASONIC | MCO-170AICUVL-PA | 4952.81 | 2019-08-23 | 0
TX CHILDRENS | BE00103853 | 18026053 | INCUBATOR CO2 | PANASONIC | MCO-170AICUVL-PA | 4952.81 | 2019-08-23 | 0
TX CHILDRENS | BE00103847 | 18026092 | INCUBATOR CO2 | PANASONIC | MCO-170AICUVL-PA | 4952.81 | 2019-08-23 | 0
TX CHILDRENS | BE00103865 | 17116385 | INCUBATOR CO2 | PANASONIC | MCO-170AICUVL-PA | 4952.81 | 2019-08-23 | 0
TX CHILDRENS | BE00103864 | 18026110 | INCUBATOR CO2 | PANASONIC | MCO-170AICUVL-PA | 4952.81 | 2019-08-23 | 0
TX CHILDRENS | BE00103846 | 17106375 | INCUBATOR CO2 | PANASONIC | MCO-170AICUVL-PA | 4952.81 | 2019-08-23 | 0
TX CHILDRENS | BE00103866 | 17106376 | INCUBATOR CO2 | PANASONIC | MCO-170AICUVL-PA | 4952.81 | 2019-08-23 | 0
TX CHILDRENS | BE00103886 | 18026049 | INCUBATOR CO2 | PANASONIC | MCO-170AICUVL-PA | 4952.81 | 2019-08-23 | 0
TX CHILDRENS | BE00103888 | 18016045 | INCUBATOR CO2 | PANASONIC | MCO-170AICUVL-PA | 4952.81 | 2019-08-23 | 0
TX CHILDRENS | BE00103848 | 17116386 | INCUBATOR CO2 | PANASONIC | MCO-170AICUVL-PA | 4952.81 | 2019-08-23 | 0
TX CHILDRENS | BE00103863 | 18026050 | INCUBATOR CO2 | PANASONIC | MCO-170AICUVL-PA | 4952.81 | 2019-08-23 | 0
TX CHILDRENS | BE00103887 | 18036249 | INCUBATOR CO2 | PANASONIC | MCO-170AICUVL-PA | 4952.81 | 2019-08-23 | 0
TX CHILDRENS | BE00103889 | 18016046 | INCUBATOR CO2 | PANASONIC | MCO-170AICUVL-PA | 4952.81 | 2019-08-23 | 0
TX CHILDRENS | BE00060196 | 3E40430 | MICROSCOPE | OLYMPUS AMERICA INC | SZX16 | 4950 | 2014-06-11 | 0
TX CHILDRENS | BE00034930 | 10746 | X-RAY, DENTAL | SIRONA DENTAL SYSTEMS | HELIODENT PLUS | 4946 | 2013-03-25 | 0
TX CHILDRENS | BE00120033 | 970-010624 | EXERCISE EQUIP, NON-POWERED | SCIFIT LTD CO. | SXT7000 | 4942.8 | 2024-05-11 | 0
TX CHILDRENS | BE00141539 | AV23380196 | VEIN VIEWER | ACCUVEIN INC | AV500 | 4933 | 2025-08-01 | 0
TX CHILDRENS | BE00120255 | 2978023030061 | DNA THERMAL CYCLER | APPLIED BIOSYSTEMS | PROFLEX | 4932.15 | 2024-05-30 | 0
TX CHILDRENS | BE00128055 | 561023 | TYMPANOMETER | BIO-LOGIC SYSTEMS INC. | AUDX PRO FLEX | 4930.25 | 2026-01-22 | 0
TX CHILDRENS | BE00065995 | AV15410094 | VEIN VIEWER | ACCUVEIN INC | AV400 | 4928 | 2016-11-15 | 0
TX CHILDRENS | BE00065996 | AV15410092 | VEIN VIEWER | ACCUVEIN INC | AV400 | 4928 | 2016-11-15 | 0
TX CHILDRENS | BE00085286 | 1161664-004 | ELECTROSURG CUT & COAG DEVICE | UTAH MEDICAL PRODUCTS INC | FIN-110 | 4920 | 2017-09-14 | 0
TX CHILDRENS | BE00100877 | 1728S50020376 | HYBRIDIZER | STAT SPIN TECHNOLOGIES | S500-12 | 4916.04 | 2018-08-17 | 0
TX CHILDRENS | BE00121985 | 724022021405 | CENTRIFUGE | THERMO FISHER SCIENTIFIC ASHEVILLE LLC | ACCUSPIN 24C | 4914.7 | 2024-12-27 | 0
TX CHILDRENS | BE00125964 | 724022072910 | CENTRIFUGE | THERMO FISHER SCIENTIFIC ASHEVILLE LLC | ACCUSPIN 24C | 4914.7 | 2024-12-27 | 0
TX CHILDRENS | BE00063461 | 21418822 | UTILITY CART | OLYMPUS AMERICA INC | WM-NP2 | 4914 | 2015-12-21 | 0
TX CHILDRENS | BE00113413 | 460956-M19B01010008 | FETAL CARDIAC MONITOR | COOPERSURGICAL INC | F9 | 4910 | 2021-10-05 | 0
TX CHILDRENS | BE00057197 | J110804663 | WARMER, BLANKET | BLICKMAN HEALTH INDUSTRIES INC | 7922TG | 4908.87 | 2013-04-02 | 0
TX CHILDRENS | BE00057202 | J110804664 | WARMER, BLANKET | BLICKMAN HEALTH INDUSTRIES INC | 7922TG | 4908.87 | 2013-04-02 | 0
TX CHILDRENS | BE00057200 | K110804719 | WARMER, BLANKET | BLICKMAN HEALTH INDUSTRIES INC | 7922TG | 4908.87 | 2013-04-02 | 0
TX CHILDRENS | BE00057199 | K110804720 | WARMER, BLANKET | BLICKMAN HEALTH INDUSTRIES INC | 7922TG | 4908.87 | 2013-04-02 | 0
TX CHILDRENS | BE00057201 | J110604406 | WARMER, BLANKET | BLICKMAN HEALTH INDUSTRIES INC | 7922TG | 4908.87 | 2013-04-02 | 0
TX CHILDRENS | BE00057198 | J110804662 | WARMER, BLANKET | BLICKMAN HEALTH INDUSTRIES INC | 7922TG | 4908.87 | 2013-04-02 | 0
TX CHILDRENS | BE00010319 | 8H10945 | MICROSCOPE | OLYMPUS AMERICA INC | CKX41SF | 4904 | 2011-10-06 | 0
TX CHILDRENS | BE00083004 | SAS16105390PAS | FETAL CARDIAC MONITOR | GE HEALTHCARE INC | 172 | 4903.52 | 2017-06-16 | 0
TX CHILDRENS | BE00060906 | 79548W-03-14 | SONIC DISMEMBRATOR | ACTIVE MOTIF | Q120AM | 4902 | 2015-06-08 | 0
TX CHILDRENS | KN232712 | 9E02261 | MICROSCOPE | OLYMPUS AMERICA INC | CKX41SF | 4900 | 2010-08-17 | 0
TX CHILDRENS | BE00100419 | N10960C17 | IRRIGATION PUMP | ARTHREX | AR-6480 | 4900 | 2018-09-24 | 0
TX CHILDRENS | BE00123043 | N22715K23 | IRRIGATION PUMP | ARTHREX | AR-6480 | 4900 | 2024-03-28 | 0
TX CHILDRENS | BE00123042 | N22761K23 | IRRIGATION PUMP | ARTHREX | AR-6480 | 4900 | 2024-03-28 | 0
TX CHILDRENS | BE00116697 | N20302E22 | IRRIGATION PUMP | ARTHREX | AR-6480 | 4900 | 2023-10-17 | 0
TX CHILDRENS | BE00010118 | 9F02242 | MICROSCOPE | OLYMPUS AMERICA INC | CKX41SF | 4900 | 2010-10-06 | 0
TX CHILDRENS | BE00101845 | N10956C17 | IRRIGATION PUMP | ARTHREX | AR-6480 | 4900 | 2018-09-24 | 0
TX CHILDRENS | BE00010175 | 9G01373 | MICROSCOPE | OLYMPUS AMERICA INC | CKX41SF | 4900 | 2010-10-15 | 0
TX CHILDRENS | KN232957 | 9E02252 | MICROSCOPE | OLYMPUS AMERICA INC | CKX41SF | 4900 | 2010-09-27 | 0
TX CHILDRENS | BE00116698 | N20298E22 | IRRIGATION PUMP | ARTHREX | AR-6480 | 4900 | 2023-10-17 | 0
TX CHILDRENS | BE00101813 | 2052674 | PLASMA THAWING DEVICE | HELMER LABS INC | DH8 | 4897.33 | 2019-07-10 | 0
TX CHILDRENS | BE00060407 | L21162 | HYPO/HYPERTHERMIA DEVICE | GAYMAR INDUSTRIES | MTA7900 | 4895 | 2014-10-27 | 0
TX CHILDRENS | BE00060404 | L21150 | HYPO/HYPERTHERMIA DEVICE | GAYMAR INDUSTRIES | MTA7900 | 4895 | 2014-10-27 | 0
TX CHILDRENS | BE00060403 | L21140 | HYPO/HYPERTHERMIA DEVICE | GAYMAR INDUSTRIES | MTA7900 | 4895 | 2014-10-27 | 0
TX CHILDRENS | BE00060402 | L21130 | HYPO/HYPERTHERMIA DEVICE | GAYMAR INDUSTRIES | MTA7900 | 4895 | 2014-10-27 | 0
TX CHILDRENS | BE00060408 | L21164 | HYPO/HYPERTHERMIA DEVICE | GAYMAR INDUSTRIES | MTA7900 | 4895 | 2014-10-27 | 0
TX CHILDRENS | BE00060406 | L21159 | HYPO/HYPERTHERMIA DEVICE | GAYMAR INDUSTRIES | MTA7900 | 4895 | 2014-10-27 | 0
TX CHILDRENS | BE00060405 | L21151 | HYPO/HYPERTHERMIA DEVICE | GAYMAR INDUSTRIES | MTA7900 | 4895 | 2014-10-27 | 0
TX CHILDRENS | BE00103774 | AV18210619 | VEIN VIEWER | ACCUVEIN INC | AV400 | 4892.18 | 2019-07-10 | 0
TX CHILDRENS | BE00103587 | AV18070087 | VEIN VIEWER | ACCUVEIN INC | AV400 | 4892.18 | 2019-05-13 | 0
TX CHILDRENS | BE00103773 | AV18210003 | VEIN VIEWER | ACCUVEIN INC | AV400 | 4892.18 | 2019-07-10 | 0
TX CHILDRENS | BE00104078 | AV13160171 | VEIN VIEWER | ACCUVEIN INC | AV400 | 4892.18 | 2019-09-03 | 0
TX CHILDRENS | BE00102493 | (21)AV21160094 | VEIN VIEWER | ACCUVEIN INC | AV500 | 4892.16 | 2022-06-27 | 0
TX CHILDRENS | BE00103738 | AV18190068 | VEIN VIEWER | ACCUVEIN INC | AV400 | 4892.16 | 2019-06-28 | 0
TX CHILDRENS | BE00103741 | AV18190003 | VEIN VIEWER | ACCUVEIN INC | AV400 | 4892.16 | 2019-06-28 | 0
TX CHILDRENS | BE00114230 | 02561778 | LIGHT, EXAM, AC-POWERED | STRYKER CORP | F 300 | 4890.29 | 2021-11-05 | 0
TX CHILDRENS | BE00064298 | ACT1003655 | TIMER, COAGULATION | MEDTRONIC, INC. | ACT 100 | 4890 | 2016-05-26 | 0
TX CHILDRENS | BE00064297 | ACT1003654 | TIMER, COAGULATION | MEDTRONIC, INC. | ACT 100 | 4890 | 2016-05-26 | 0
TX CHILDRENS | BE00120253 | 72655-0523 | TONOMETER | REICHERT INC | TONO-PEN AVIA | 4890 | 2024-05-31 | 0
TX CHILDRENS | BE00089031 | 261514 | EXERCISE EQUIP, NON-POWERED | BACKPROJECT CORP | ATM2-PRO | 4890 | 2017-10-03 | 0
TX CHILDRENS | BE00062472 | LG20X18-B027 | TREADMILL AND ACCESSORIES | MOBILITY RESEARCH INC | LITEGAIT 200MX | 4881.25 | 2015-10-16 | 0
TX CHILDRENS | BE00011730 | 31001261966 | VACUUM PUMP | HANNING ELEKTRO-WERKE | S170028V01 | 4880 | 2018-05-11 | 0
TX CHILDRENS | KN210998 | 03M1259A1099 | SURGICAL MICROSCOPE & ACCESSOR | CARL ZEISS MEDITEC USA INC | SUPERLUX 175 | 4875 | 2006-01-24 | 0
TX CHILDRENS | KN228352 | SBB08387487GA | LIM SUPERCARTRIDGE ECG BP TMP | GE Medical Systems Information Tech Inc | TRAM 451N | 4875 | 2012-01-02 | 0
TX CHILDRENS | BE00064497 | RT408418447GA | LIM SUPERCARTRIDGE ECG BP TMP | GE Medical Systems Information Tech Inc | TRAM 451N | 4875 | 2015-07-02 | 0
TX CHILDRENS | KN214272 | D1HA8677G | LIM SUPERCARTRIDGE ECG BP TMP | GE Medical Systems Information Tech Inc | TRAM 250SL | 4873.5 | 2000-06-12 | 0
TX CHILDRENS | BE00120035 | 12171 | THERAPEUTIC TREATMENT BED | HAUSMANN INDUSTRIES | 1429-57-119 | 4867.38 | 2024-05-11 | 0
TX CHILDRENS | KN216229 | F091AB4203 | BED, HOSPITAL, AC ADJUSTABLE | Hill-Rom Company Inc | P1600C004335 | 4866 | 2005-06-15 | 0
TX CHILDRENS | KN216228 | F091AB4201 | BED, HOSPITAL, AC ADJUSTABLE | Hill-Rom Company Inc | P1600C004335 | 4866 | 2005-06-15 | 0
TX CHILDRENS | BE00061340 | HFAS50431 | PHOTOTHERAPY UNIT, NEONATAL | DATEX-OHMEDA INC | BILISOFT | 4864.28 | 2014-12-25 | 0
TX CHILDRENS | BE00120462 | V2631655 | AUTOCLAVE | RITTER MIDWEST DIV SYBRON CORP | M11-042 | 4863.38 | 2024-10-08 | 0
TX CHILDRENS | BE00061447 | HFAS50808 | PHOTOTHERAPY UNIT, NEONATAL | DATEX-OHMEDA INC | BILISOFT | 4862.82 | 2015-02-23 | 0
TX CHILDRENS | BE00061445 | HFAS50822 | PHOTOTHERAPY UNIT, NEONATAL | DATEX-OHMEDA INC | BILISOFT | 4862.82 | 2015-02-23 | 0
TX CHILDRENS | BE00061446 | HFAS50835 | PHOTOTHERAPY UNIT, NEONATAL | DATEX-OHMEDA INC | BILISOFT | 4862.82 | 2015-02-23 | 0
TX CHILDRENS | BE00061448 | HFAS50820 | PHOTOTHERAPY UNIT, NEONATAL | DATEX-OHMEDA INC | BILISOFT | 4862.82 | 2015-02-23 | 0
TX CHILDRENS | BE00126118 | T9175 | MUSCLE STIMULATOR (TENS/EMS/NMES) | ENCORE MEDICAL | 2761 | 4859.61 | 2025-01-18 | 0
TX CHILDRENS | BE00126117 | T9173 | MUSCLE STIMULATOR (TENS/EMS/NMES) | ENCORE MEDICAL | 2761 | 4859.61 | 2025-01-18 | 0
TX CHILDRENS | BE00128235 | VA020003206 | ULTRASOUND, COLOR FLOW | GE Precision Healthcare LLC | VSCAN | 4855 | 2027-05-06 | 0
TX CHILDRENS | BE00084889 | D16D10002 | DISPLAY, VIDEO | PANASONIC | EJ-MCAZ26UK1 | 4854.78 | 2017-07-28 | 0
TX CHILDRENS | BE00113600 | K71E10107 | DISPLAY, VIDEO | PANASONIC | EJ-MLA26UK1A | 4854.78 | 2021-04-28 | 0
TX CHILDRENS | BE00117657 | CS01-01608 | SANITIZER, UV | CleanSlate Technologies Incorporated | CSUV-UG6CX | 4850 | 2023-07-28 | 0
TX CHILDRENS | BE00038753 | FG05271 | PHOTOTHERAPY UNIT, NEONATAL | DRAEGER MEDICAL INC | WBR82-1 | 4845.79 | 2012-01-29 | 0
TX CHILDRENS | BE00038755 | FG05272 | PHOTOTHERAPY UNIT, NEONATAL | DRAEGER MEDICAL INC | WBR82-1 | 4845.79 | 2012-01-29 | 0
TX CHILDRENS | BE00038749 | FG05265 | PHOTOTHERAPY UNIT, NEONATAL | DRAEGER MEDICAL INC | WBR82-1 | 4845.79 | 2012-01-29 | 0
TX CHILDRENS | BE00038740 | FG05270 | PHOTOTHERAPY UNIT, NEONATAL | DRAEGER MEDICAL INC | WBR82-1 | 4845.79 | 2012-01-29 | 0
TX CHILDRENS | BE00038744 | FG05260 | PHOTOTHERAPY UNIT, NEONATAL | DRAEGER MEDICAL INC | WBR82-1 | 4845.79 | 2012-01-29 | 0
TX CHILDRENS | BE00038738 | FG05266 | PHOTOTHERAPY UNIT, NEONATAL | DRAEGER MEDICAL INC | WBR82-1 | 4845.79 | 2012-01-29 | 0
TX CHILDRENS | BE00038739 | FG05259 | PHOTOTHERAPY UNIT, NEONATAL | DRAEGER MEDICAL INC | WBR82-1 | 4845.79 | 2012-01-29 | 0
TX CHILDRENS | BE00038748 | FG05263 | PHOTOTHERAPY UNIT, NEONATAL | DRAEGER MEDICAL INC | WBR82-1 | 4845.79 | 2012-01-29 | 0
TX CHILDRENS | BE00038750 | FG05256 | PHOTOTHERAPY UNIT, NEONATAL | DRAEGER MEDICAL INC | WBR82-1 | 4845.79 | 2012-01-29 | 0
TX CHILDRENS | BE00038737 | FG05262 | PHOTOTHERAPY UNIT, NEONATAL | DRAEGER MEDICAL INC | WBR82-1 | 4845.79 | 2012-01-29 | 0
TX CHILDRENS | BE00038743 | FG05267 | PHOTOTHERAPY UNIT, NEONATAL | DRAEGER MEDICAL INC | WBR82-1 | 4845.79 | 2012-01-29 | 0
TX CHILDRENS | BE00038752 | FG05269 | PHOTOTHERAPY UNIT, NEONATAL | DRAEGER MEDICAL INC | WBR82-1 | 4845.79 | 2012-01-29 | 0
TX CHILDRENS | BE00038747 | FG05258 | PHOTOTHERAPY UNIT, NEONATAL | DRAEGER MEDICAL INC | WBR82-1 | 4845.79 | 2012-01-29 | 0
TX CHILDRENS | BE00038742 | FG05273 | PHOTOTHERAPY UNIT, NEONATAL | DRAEGER MEDICAL INC | WBR82-1 | 4845.79 | 2012-01-29 | 0
TX CHILDRENS | BE00038754 | FG05261 | PHOTOTHERAPY UNIT, NEONATAL | DRAEGER MEDICAL INC | WBR82-1 | 4845.79 | 2012-01-29 | 0
TX CHILDRENS | BE00038745 | FG05268 | PHOTOTHERAPY UNIT, NEONATAL | DRAEGER MEDICAL INC | WBR82-1 | 4845.79 | 2012-01-29 | 0
TX CHILDRENS | BE00038751 | FG05264 | PHOTOTHERAPY UNIT, NEONATAL | DRAEGER MEDICAL INC | WBR82-1 | 4845.79 | 2012-01-29 | 0
TX CHILDRENS | BE00038746 | FG05257 | PHOTOTHERAPY UNIT, NEONATAL | DRAEGER MEDICAL INC | WBR82-1 | 4845.79 | 2012-01-29 | 0
TX CHILDRENS | BE00038741 | FG05255 | PHOTOTHERAPY UNIT, NEONATAL | DRAEGER MEDICAL INC | WBR82-1 | 4845.79 | 2012-01-29 | 0
TX CHILDRENS | KN216671 | L620X30S18-1461 | EXERCISE EQUIP, POWERED | MOBILITY RESEARCH INC | LITEGAIT 200MX | 4840 | 2005-07-12 | 0
TX CHILDRENS | BE00033640 | RCJ11103424GA | CO2 CARTRIDGE / MODULE | GE Medical Systems Information Tech Inc | EtCO2 | 4832.1 | 2012-08-08 | 0
TX CHILDRENS | BE00033655 | RCJ11153565GA | CO2 CARTRIDGE / MODULE | GE Medical Systems Information Tech Inc | EtCO2 | 4832.1 | 2012-08-08 | 0
TX CHILDRENS | BE00033644 | RCJ11103428GA | CO2 CARTRIDGE / MODULE | GE Medical Systems Information Tech Inc | EtCO2 | 4832.1 | 2012-08-08 | 0
TX CHILDRENS | BE00033643 | RCJ11103427GA | CO2 CARTRIDGE / MODULE | GE Medical Systems Information Tech Inc | EtCO2 | 4832.1 | 2012-08-08 | 0
TX CHILDRENS | BE00033654 | RCJ11143555GA | CO2 CARTRIDGE / MODULE | GE Medical Systems Information Tech Inc | EtCO2 | 4832.1 | 2012-08-08 | 0
TX CHILDRENS | BE00033651 | RCJ11113515GA | CO2 CARTRIDGE / MODULE | GE Medical Systems Information Tech Inc | EtCO2 | 4832.1 | 2012-08-08 | 0
TX CHILDRENS | BE00033647 | RCJ11103444GA | CO2 CARTRIDGE / MODULE | GE Medical Systems Information Tech Inc | EtCO2 | 4832.1 | 2012-08-08 | 0
TX CHILDRENS | BE00033639 | RCJ11103423GA | CO2 CARTRIDGE / MODULE | GE Medical Systems Information Tech Inc | EtCO2 | 4832.1 | 2012-08-08 | 0
TX CHILDRENS | BE00033646 | RCJ11103430GA | CO2 CARTRIDGE / MODULE | GE Medical Systems Information Tech Inc | EtCO2 | 4832.1 | 2012-08-08 | 0
TX CHILDRENS | BE00033649 | RCJ11113510GA | CO2 CARTRIDGE / MODULE | GE Medical Systems Information Tech Inc | EtCO2 | 4832.1 | 2012-08-08 | 0
TX CHILDRENS | BE00033637 | RCJ11103421GA | CO2 CARTRIDGE / MODULE | GE Medical Systems Information Tech Inc | EtCO2 | 4832.1 | 2012-08-08 | 0
TX CHILDRENS | BE00033657 | RCJ11153578GA | CO2 CARTRIDGE / MODULE | GE Medical Systems Information Tech Inc | EtCO2 | 4832.1 | 2012-08-08 | 0
TX CHILDRENS | BE00033659 | RCJ11193632GA | CO2 CARTRIDGE / MODULE | GE Medical Systems Information Tech Inc | EtCO2 | 4832.1 | 2012-08-08 | 0
TX CHILDRENS | BE00033642 | RCJ11103426GA | CO2 CARTRIDGE / MODULE | GE Medical Systems Information Tech Inc | EtCO2 | 4832.1 | 2012-08-08 | 0
TX CHILDRENS | BE00033653 | RCJ11133517GA | CO2 CARTRIDGE / MODULE | GE Medical Systems Information Tech Inc | EtCO2 | 4832.1 | 2012-08-08 | 0
TX CHILDRENS | BE00033650 | RCJ11113512GA | CO2 CARTRIDGE / MODULE | GE Medical Systems Information Tech Inc | EtCO2 | 4832.1 | 2012-08-08 | 0
TX CHILDRENS | BE00033656 | RCJ11153566GA | CO2 CARTRIDGE / MODULE | GE Medical Systems Information Tech Inc | EtCO2 | 4832.1 | 2012-08-08 | 0
TX CHILDRENS | BE00033645 | RCJ11103429GA | CO2 CARTRIDGE / MODULE | GE Medical Systems Information Tech Inc | EtCO2 | 4832.1 | 2012-08-08 | 0
TX CHILDRENS | BE00033658 | RCJ11193625GA | CO2 CARTRIDGE / MODULE | GE Medical Systems Information Tech Inc | EtCO2 | 4832.1 | 2012-08-08 | 0
TX CHILDRENS | BE00033652 | RCJ11113516GA | CO2 CARTRIDGE / MODULE | GE Medical Systems Information Tech Inc | EtCO2 | 4832.1 | 2012-08-08 | 0
TX CHILDRENS | BE00033641 | RCJ11103425GA | CO2 CARTRIDGE / MODULE | GE Medical Systems Information Tech Inc | EtCO2 | 4832.1 | 2012-08-08 | 0
TX CHILDRENS | BE00033638 | RCJ11103422GA | CO2 CARTRIDGE / MODULE | GE Medical Systems Information Tech Inc | EtCO2 | 4832.1 | 2012-08-08 | 0
TX CHILDRENS | BE00116874 | (21)42969446 | CENTRIFUGE | THERMO FISHER SCIENTIFIC ASHEVILLE LLC | PICO 17 | 4830 | 2023-04-04 | 0
TX CHILDRENS | KN226212 | 6B002726 | DISPLAY, FLAT PANEL 37 IN. | SHARP ELECTRONICS CORPORATION | PN455 | 4825 | 2008-08-21 | 0
TX CHILDRENS | KN226213 | 6B002998 | DISPLAY, FLAT PANEL 37 IN. | SHARP ELECTRONICS CORPORATION | PN455 | 4825 | 2008-08-21 | 0
TX CHILDRENS | BE00082233 | V1723993 | TABLE, EXAM | MIDWEST MEDICAL SUPPLY CO LLC | 223-016 | 4822 | 2017-03-14 | 0
TX CHILDRENS | BE00085160 | V1762069 | TABLE, EXAM | MIDWEST MEDICAL SUPPLY CO LLC | 223-016 | 4822 | 2019-10-31 | 0
TX CHILDRENS | BE00113420 | 0395576 | TREADMILL AND ACCESSORIES | SPORTS ART AMERICA | T655MS | 4819.88 | 2020-02-21 | 0
TX CHILDRENS | BE00113421 | 0403474 | TREADMILL AND ACCESSORIES | SPORTS ART AMERICA | T655MS | 4819.88 | 2020-02-21 | 0
TX CHILDRENS | BE00085424 | 41986240 | CENTRIFUGE, REFRIGERATED | THERMO FISHER SCIENTIFIC ASHEVILLE LLC | LEGEND MICRO 21R | 4814.51 | 2017-08-04 | 0
TX CHILDRENS | BE00085259 | 41985366 | CENTRIFUGE, REFRIGERATED | THERMO FISHER SCIENTIFIC ASHEVILLE LLC | LEGEND MICRO 21R | 4814.51 | 2021-04-14 | 0
TX CHILDRENS | BE00128167 | 510012167 | CENTRIFUGE | ORTHO - CLINICAL DIAGNOSTICS | ORTHO WORKSTATION | 4810 | 2025-05-19 | 0
TX CHILDRENS | BE00115386 | F312611464538 | AIRWAY CLEARANCE DEVICE | RESPIRONICS INC | COUGH ASSIST T70 | 4808.5 | 2022-05-23 | 0
TX CHILDRENS | BE00115387 | F31267541197C | AIRWAY CLEARANCE DEVICE | RESPIRONICS INC | COUGH ASSIST T70 | 4808.5 | 2022-05-23 | 0
TX CHILDRENS | BE00115384 | F312675351250 | AIRWAY CLEARANCE DEVICE | RESPIRONICS INC | COUGH ASSIST T70 | 4808.5 | 2022-05-23 | 0
TX CHILDRENS | BE00115385 | F312675250B88 | AIRWAY CLEARANCE DEVICE | RESPIRONICS INC | COUGH ASSIST T70 | 4808.5 | 2022-05-23 | 0
TX CHILDRENS | BE00010066 | 0924400713 | BATTERY CHARGER | STRYKER CORP | 6110-120 | 4804.4 | 2010-09-29 | 0
TX CHILDRENS | BE00010069 | 0924400753 | BATTERY CHARGER | STRYKER CORP | 6110-120 | 4804.4 | 2010-09-29 | 0
TX CHILDRENS | BE00014087 | 1026600363 | SURGICAL INSTRUMENT MOTOR ACCE | STRYKER CORP | SYSTEM 6 | 4804 | 2012-03-21 | 0
TX CHILDRENS | KN222949 | 675899 | MICROSCOPE | NIKON INSTRUMENT INC | ECLIPSE E400 | 4803.14 | 2005-01-15 | 0
TX CHILDRENS | BE00127533 | UG012023101803 | UTILITY CART | KARL STORZ ENDOSCOPY-AMERICA INC | UG130U | 4801.5 | 2024-05-20 | 0
TX CHILDRENS | KN226841 | 308999-30677 | INCUBATOR CO2 | FORMA SCIENTIFIC | 3110 | 4801.17 | 2008-09-25 | 0
TX CHILDRENS | BE00057712 | 1211001 | CRYOSURGICAL UNIT & ACCESSORY | WALLACH SURGICAL DEVICES | WA2000-WA4000 | 4800 | 2014-01-10 | 0
TX CHILDRENS | BE00060540 | 93101470 | BP / DUAL TEMPERATURE MODULE | JOSTRA / MAQUET | 925871 | 4800 | 2014-11-04 | 0
TX CHILDRENS | BE00060541 | 93101458 | BP / DUAL TEMPERATURE MODULE | JOSTRA / MAQUET | 902321 | 4800 | 2014-11-04 | 0
TX CHILDRENS | BE00057711 | 1211008 | CRYOSURGICAL UNIT & ACCESSORY | WALLACH SURGICAL DEVICES | WA2000-WA4000 | 4800 | 2014-01-10 | 0
TX CHILDRENS | KN201094 | 10862 | HYBRIDIZER | ROBBINS INSTRUMENTS, INC. | 1000 | 4800 | 1998-12-23 | 0
TX CHILDRENS | BE00109567 | 93101055 | BP / DUAL TEMPERATURE MODULE | JOSTRA / MAQUET | 925871 | 4800 | 2019-08-12 | 0
TX CHILDRENS | KN201095 | 41189 | HYBRIDIZER | ROBBINS INSTRUMENTS, INC. | 400 | 4800 | 1998-12-23 | 0
TX CHILDRENS | BE00109568 | 93101079 | BP / DUAL TEMPERATURE MODULE | JOSTRA / MAQUET | 902321 | 4800 | 2019-08-12 | 0
TX CHILDRENS | BE00060719 | 1342S50005120 | HYBRIDIZER | STAT SPIN TECHNOLOGIES | S500-12 | 4799.2 | 2015-03-12 | 0
TX CHILDRENS | KN201091 | TL02560 | MICROSCOPE | OLYMPUS AMERICA INC | CK40 | 4798 | 1998-12-23 | 0
TX CHILDRENS | KN203051 | 9503631 | CENTRIFUGE | SORVALL (BIOMED PRODUCTS DEPT) | MC12V | 4797 | 2002-09-19 | 0
TX CHILDRENS | BE00126933 | 2426BM007 | TONOMETER | ICARE FINLAND OY | TA031 | 4795 | 2025-09-26 | 0
TX CHILDRENS | BE00119680 | (21)107220220602 | SCALE, PATIENT WHEELCHAIR | WELCH ALLYN INC | 6202 | 4792 | 2023-09-25 | 0
TX CHILDRENS | BE00035252 | 8695 | APHERESIS | HAEMONETICS CORPORATION | 2380-US | 4790 | 2013-06-27 | 0
TX CHILDRENS | BE00114014 | SGB20350018HA | CARDIAC OUTPUT & BP MODULE | GE Medical Systems Information Tech Inc | E-PICCO-00 | 4788 | 2021-09-23 | 0
TX CHILDRENS | BE00113070 | SGB20350001HA | CARDIAC OUTPUT & BP MODULE | GE Medical Systems Information Tech Inc | E-PICCO-00 | 4788 | 2021-09-09 | 0
TX CHILDRENS | BE00114013 | SGB20350011HA | CARDIAC OUTPUT & BP MODULE | GE Medical Systems Information Tech Inc | E-PICCO-00 | 4788 | 2021-09-23 | 0
TX CHILDRENS | BE00114054 | SGB20430059HA | CARDIAC OUTPUT & BP MODULE | GE Medical Systems Information Tech Inc | E-PICCO-00 | 4788 | 2020-11-19 | 0
TX CHILDRENS | BE00113762 | SGB20350023HA | CARDIAC OUTPUT & BP MODULE | GE Medical Systems Information Tech Inc | E-PICCO-00 | 4788 | 2021-08-31 | 0
TX CHILDRENS | BE00056710 | SGH12050537PA | TELEMETRY PORTABLE RECEIVER | GE Medical Systems Information Tech Inc | 340 TELEMETRY | 4787.16 | 2013-03-28 | 0
TX CHILDRENS | BE00056714 | SGH12050559PA | TELEMETRY PORTABLE RECEIVER | GE Medical Systems Information Tech Inc | 340 TELEMETRY | 4787.16 | 2013-03-28 | 0
TX CHILDRENS | BE00056697 | 23320001PAS | TELEMETRY PORTABLE RECEIVER | GE Medical Systems Information Tech Inc | 340 TELEMETRY | 4787.16 | 2013-03-28 | 0
TX CHILDRENS | BE00056704 | SGH12040507PA | TELEMETRY PORTABLE RECEIVER | GE Medical Systems Information Tech Inc | 340 TELEMETRY | 4787.16 | 2013-03-28 | 0
TX CHILDRENS | BE00115750 | SPS19050015PAS | TELEMETRY PORTABLE RECEIVER | GE Medical Systems Information Tech Inc | 340 TELEMETRY | 4787.16 | 2013-03-28 | 0
TX CHILDRENS | BE00056709 | SGH12040519PA | TELEMETRY PORTABLE RECEIVER | GE Medical Systems Information Tech Inc | 340 TELEMETRY | 4787.16 | 2013-03-28 | 0
TX CHILDRENS | BE00103118 | SPS170800100PAS | TELEMETRY PORTABLE RECEIVER | GE Medical Systems Information Tech Inc | 340 TELEMETRY | 4787.16 | 2019-01-18 | 0
TX CHILDRENS | BE00056699 | SGH12040483PA | TELEMETRY PORTABLE RECEIVER | GE Medical Systems Information Tech Inc | 340 TELEMETRY | 4787.16 | 2013-03-28 | 0
TX CHILDRENS | BE00056696 | SGH12040439PA | TELEMETRY PORTABLE RECEIVER | GE Medical Systems Information Tech Inc | 340 TELEMETRY | 4787.16 | 2013-03-28 | 0
TX CHILDRENS | BE00056703 | SGH12040505PA | TELEMETRY PORTABLE RECEIVER | GE Medical Systems Information Tech Inc | 340 TELEMETRY | 4787.16 | 2013-03-28 | 0
TX CHILDRENS | BE00056693 | SGH12040423PA | TELEMETRY PORTABLE RECEIVER | GE Medical Systems Information Tech Inc | 340 TELEMETRY | 4787.16 | 2013-03-28 | 0
TX CHILDRENS | BE00056713 | SGH12050545PA | TELEMETRY PORTABLE RECEIVER | GE Medical Systems Information Tech Inc | 340 TELEMETRY | 4787.16 | 2013-03-28 | 0
TX CHILDRENS | BE00056707 | SGH12040515PA | TELEMETRY PORTABLE RECEIVER | GE Medical Systems Information Tech Inc | 340 TELEMETRY | 4787.16 | 2013-03-28 | 0
TX CHILDRENS | BE00056706 | SGH12040511PA | TELEMETRY PORTABLE RECEIVER | GE Medical Systems Information Tech Inc | 340 TELEMETRY | 4787.16 | 2013-03-28 | 0
TX CHILDRENS | BE00056698 | SGH12040481PA | TELEMETRY PORTABLE RECEIVER | GE Medical Systems Information Tech Inc | 340 TELEMETRY | 4787.16 | 2013-03-28 | 0
TX CHILDRENS | BE00056701 | SGH12040501PA | TELEMETRY PORTABLE RECEIVER | GE Medical Systems Information Tech Inc | 340 TELEMETRY | 4787.16 | 2013-03-28 | 0
TX CHILDRENS | BE00056694 | SGH12040427PA | TELEMETRY PORTABLE RECEIVER | GE Medical Systems Information Tech Inc | 340 TELEMETRY | 4787.16 | 2013-03-28 | 0
TX CHILDRENS | BE00056695 | SGH12040429PA | TELEMETRY PORTABLE RECEIVER | GE Medical Systems Information Tech Inc | 340 TELEMETRY | 4787.16 | 2013-03-28 | 0
TX CHILDRENS | BE00056705 | SGH12040509PA | TELEMETRY PORTABLE RECEIVER | GE Medical Systems Information Tech Inc | 340 TELEMETRY | 4787.16 | 2013-03-28 | 0
TX CHILDRENS | BE00056700 | SGH12040491PA | TELEMETRY PORTABLE RECEIVER | GE Medical Systems Information Tech Inc | 340 TELEMETRY | 4787.16 | 2013-03-28 | 0
TX CHILDRENS | BE00056712 | SGH12050541PA | TELEMETRY PORTABLE RECEIVER | GE Medical Systems Information Tech Inc | 340 TELEMETRY | 4787.16 | 2013-03-28 | 0
TX CHILDRENS | BE00056711 | SGH12050539PA | TELEMETRY PORTABLE RECEIVER | GE Medical Systems Information Tech Inc | 340 TELEMETRY | 4787.16 | 2013-03-28 | 0
TX CHILDRENS | BE00033603 | 5426 ZN634121 | CENTRIFUGE, REFRIGERATED | Eppendorf North America Inc | 5415R | 4785.33 | 2012-08-04 | 0
TX CHILDRENS | BE00109588 | 90438250 | CV BYPASS ACCESSORY EQUIPMENT | JOSTRA / MAQUET | 70102.2162 | 4777.34 | 2019-08-12 | 0
TX CHILDRENS | BE00106006 | ACT1004041 | TIMER, COAGULATION | MEDTRONIC, INC. | ACT 100 | 4775.15 | 2019-02-21 | 0
TX CHILDRENS | BE00121489 | BR30312210 | PH ELECTRODE-ESOPHAGEAL | GIVEN IMAGING INC | FGS-0634 | 4775 | 2025-01-08 | 0
TX CHILDRENS | BE00121488 | BR30312545 | PH ELECTRODE-ESOPHAGEAL | GIVEN IMAGING INC | FGS-0634 | 4775 | 2025-01-08 | 0
TX CHILDRENS | BE00121820 | (21)U107221231556 | SCALE, PATIENT STAND-ON | SCALETRONIX, INC. (subsidiary of WELCH-ALLYN) | 5002 | 4774.78 | 2024-08-27 | 0
TX CHILDRENS | BE00121817 | (21)U107221231551 | SCALE, PATIENT STAND-ON | SCALETRONIX, INC. (subsidiary of WELCH-ALLYN) | 5002 | 4774.78 | 2024-08-27 | 0
TX CHILDRENS | BE00121814 | (21)U107221231555 | SCALE, PATIENT STAND-ON | SCALETRONIX, INC. (subsidiary of WELCH-ALLYN) | 5002 | 4774.78 | 2024-08-27 | 0
TX CHILDRENS | BE00120889 | (21)U107223231735 | SCALE, PATIENT STAND-ON | SCALETRONIX, INC. (subsidiary of WELCH-ALLYN) | 5002 | 4774.78 | 2024-12-18 | 0
TX CHILDRENS | BE00121818 | (21)U107221231550 | SCALE, PATIENT STAND-ON | SCALETRONIX, INC. (subsidiary of WELCH-ALLYN) | 5002 | 4774.78 | 2024-08-27 | 0
TX CHILDRENS | BE00121819 | (21)U107221231553 | SCALE, PATIENT STAND-ON | SCALETRONIX, INC. (subsidiary of WELCH-ALLYN) | 5002 | 4774.78 | 2024-08-27 | 0
TX CHILDRENS | BE00121816 | (21)U107221231554 | SCALE, PATIENT STAND-ON | SCALETRONIX, INC. (subsidiary of WELCH-ALLYN) | 5002 | 4774.78 | 2024-08-27 | 0
TX CHILDRENS | BE00121815 | (21)U107221231552 | SCALE, PATIENT STAND-ON | SCALETRONIX, INC. (subsidiary of WELCH-ALLYN) | 5002 | 4774.78 | 2024-08-27 | 0
TX CHILDRENS | BE00109170 | 25E02113 | CV BYPASS O2 SENS MODULE | SORIN GROUP USA INC | 25-60-20 | 4772 | 2019-06-21 | 0
TX CHILDRENS | BE00126441 | D27623100041 | DISPLAY, FLAT PANEL, TOUCH | FSN MEDICAL TECHNOLOGIES (FORSEESON) | FS-L2702DT | 4767.19 | 2025-01-30 | 0
TX CHILDRENS | BE00116881 | VA001005995 | ULTRASOUND, COLOR FLOW | GE Precision Healthcare LLC | VSCAN AIR CL | 4764.7 | 2025-10-30 | 0
TX CHILDRENS | BE00127388 | LRMPL1-2303005 | CENTRIFUGE, REFRIGERATED | CORNING MEDICAL | AXYSPIN R | 4764.08 | 2025-01-30 | 0
TX CHILDRENS | BE00063666 | V1611259 | TABLE, EXAM | RITTER MIDWEST DIV SYBRON CORP | 223-016 | 4761.36 | 2016-02-12 | 0
TX CHILDRENS | BE00104032 | UL0004201712 | MICROSCOPE ACCESSORIES | OLYMPUS AMERICA INC | U-HGLGPS | 4761 | 2019-08-20 | 0
TX CHILDRENS | BE00118867 | SF20211721 | CAPNOGRAPH | ORIDION CAPNOGRAPHY INC. | PM35MN | 4760 | 2027-04-07 | 0
TX CHILDRENS | BE00116973 | SB21380415 | CAPNOGRAPH | ORIDION CAPNOGRAPHY INC. | PM35MN | 4760 | 2027-04-07 | 0
TX CHILDRENS | BE00116974 | SB21380417 | CAPNOGRAPH | ORIDION CAPNOGRAPHY INC. | PM35MN | 4760 | 2027-04-07 | 0
TX CHILDRENS | BE00114214 | SF20290484 | CAPNOGRAPH | ORIDION CAPNOGRAPHY INC. | PM35MN | 4760 | 2025-10-18 | 0
TX CHILDRENS | BE00114210 | SF20290480 | CAPNOGRAPH | ORIDION CAPNOGRAPHY INC. | PM35MN | 4760 | 2025-10-18 | 0
TX CHILDRENS | BE00114208 | SF20290490 | CAPNOGRAPH | ORIDION CAPNOGRAPHY INC. | PM35MN | 4760 | 2025-10-18 | 0
TX CHILDRENS | BE00114219 | SF20290492 | CAPNOGRAPH | ORIDION CAPNOGRAPHY INC. | PM35MN | 4760 | 2025-10-18 | 0
TX CHILDRENS | BE00116961 | SB21380408 | CAPNOGRAPH | ORIDION CAPNOGRAPHY INC. | PM35MN | 4760 | 2027-04-07 | 0
TX CHILDRENS | BE00116958 | SB21380405 | CAPNOGRAPH | ORIDION CAPNOGRAPHY INC. | PM35MN | 4760 | 2027-04-07 | 0
TX CHILDRENS | BE00114223 | SF20290495 | CAPNOGRAPH | ORIDION CAPNOGRAPHY INC. | PM35MN | 4760 | 2025-10-18 | 0
TX CHILDRENS | BE00114224 | SF20290479 | CAPNOGRAPH | ORIDION CAPNOGRAPHY INC. | PM35MN | 4760 | 2025-10-18 | 0
TX CHILDRENS | BE00116976 | SB21380419 | CAPNOGRAPH | ORIDION CAPNOGRAPHY INC. | PM35MN | 4760 | 2027-04-07 | 0
TX CHILDRENS | BE00114205 | SF20290488 | CAPNOGRAPH | ORIDION CAPNOGRAPHY INC. | PM35MN | 4760 | 2025-10-18 | 0
TX CHILDRENS | BE00114207 | SF20290486 | CAPNOGRAPH | ORIDION CAPNOGRAPHY INC. | PM35MN | 4760 | 2025-10-18 | 0
TX CHILDRENS | BE00116969 | SB21380411 | CAPNOGRAPH | ORIDION CAPNOGRAPHY INC. | PM35MN | 4760 | 2027-04-07 | 0
TX CHILDRENS | BE00116960 | SB21380407 | CAPNOGRAPH | ORIDION CAPNOGRAPHY INC. | PM35MN | 4760 | 2027-04-07 | 0
TX CHILDRENS | BE00114216 | SF20290494 | CAPNOGRAPH | ORIDION CAPNOGRAPHY INC. | PM35MN | 4760 | 2025-10-18 | 0
TX CHILDRENS | BE00114213 | SF20300508 | CAPNOGRAPH | ORIDION CAPNOGRAPHY INC. | PM35MN | 4760 | 2025-10-18 | 0
TX CHILDRENS | BE00116975 | SB21380418 | CAPNOGRAPH | ORIDION CAPNOGRAPHY INC. | PM35MN | 4760 | 2027-04-07 | 0
TX CHILDRENS | BE00116972 | SB21380414 | CAPNOGRAPH | ORIDION CAPNOGRAPHY INC. | PM35MN | 4760 | 2027-04-07 | 0
TX CHILDRENS | BE00116957 | SB21220486 | CAPNOGRAPH | ORIDION CAPNOGRAPHY INC. | PM35MN | 4760 | 2027-04-07 | 0
TX CHILDRENS | BE00114212 | SF20290481 | CAPNOGRAPH | ORIDION CAPNOGRAPHY INC. | PM35MN | 4760 | 2025-10-18 | 0
TX CHILDRENS | HTMUS-1268646WX5 | 1268646WX5 | PROBE, CURVED LINEAR - LINEAR | GE Precision Healthcare LLC | L3-12-D | 4760 | 2024-09-13 | 0
TX CHILDRENS | BE00114206 | SF20290493 | CAPNOGRAPH | ORIDION CAPNOGRAPHY INC. | PM35MN | 4760 | 2025-10-18 | 0
TX CHILDRENS | BE00116970 | SB21380412 | CAPNOGRAPH | ORIDION CAPNOGRAPHY INC. | PM35MN | 4760 | 2027-04-07 | 0
TX CHILDRENS | BE00116968 | SB21380410 | CAPNOGRAPH | ORIDION CAPNOGRAPHY INC. | PM35MN | 4760 | 2027-04-07 | 0
TX CHILDRENS | BE00129661 | SF16390352 | CAPNOGRAPH | ORIDION CAPNOGRAPHY INC. | PM35MN | 4760 | 2027-04-07 | 0
TX CHILDRENS | BE00114217 | SF20290491 | CAPNOGRAPH | ORIDION CAPNOGRAPHY INC. | PM35MN | 4760 | 2025-10-18 | 0
TX CHILDRENS | BE00116967 | SB21380409 | CAPNOGRAPH | ORIDION CAPNOGRAPHY INC. | PM35MN | 4760 | 2027-04-07 | 0
TX CHILDRENS | BE00116971 | SB21380413 | CAPNOGRAPH | ORIDION CAPNOGRAPHY INC. | PM35MN | 4760 | 2027-04-07 | 0
TX CHILDRENS | BE00114209 | SF20290487 | CAPNOGRAPH | ORIDION CAPNOGRAPHY INC. | PM35MN | 4760 | 2025-10-18 | 0
TX CHILDRENS | BE00114222 | SF20290497 | CAPNOGRAPH | ORIDION CAPNOGRAPHY INC. | PM35MN | 4760 | 2025-10-18 | 0
TX CHILDRENS | BE00114220 | SF20290482 | CAPNOGRAPH | ORIDION CAPNOGRAPHY INC. | PM35MN | 4760 | 2025-10-18 | 0
TX CHILDRENS | BE00117102 | SL24320238 | CAPNOGRAPH | ORIDION CAPNOGRAPHY INC. | PM35MN | 4760 | 2027-04-07 | 0
TX CHILDRENS | BE00114211 | SF20290485 | CAPNOGRAPH | ORIDION CAPNOGRAPHY INC. | PM35MN | 4760 | 2025-10-18 | 0
TX CHILDRENS | BE00114215 | SF20290496 | CAPNOGRAPH | ORIDION CAPNOGRAPHY INC. | PM35MN | 4760 | 2025-10-18 | 0
TX CHILDRENS | BE00116959 | SB21380406 | CAPNOGRAPH | ORIDION CAPNOGRAPHY INC. | PM35MN | 4760 | 2027-04-07 | 0
TX CHILDRENS | BE00114218 | SF20290489 | CAPNOGRAPH | ORIDION CAPNOGRAPHY INC. | PM35MN | 4760 | 2025-10-18 | 0
TX CHILDRENS | BE00114221 | SF20290478 | CAPNOGRAPH | ORIDION CAPNOGRAPHY INC. | PM35MN | 4760 | 2025-10-18 | 0
TX CHILDRENS | BE00065213 | 4088 1525 003 | TEST EQUIPMENT,NON-PATIENT | BC GROUP INTERNATIONAL | 4088D | 4755 | 2016-07-14 | 0
TX CHILDRENS | BE00110091 | 4088 1323 014 | TEST EQUIPMENT,NON-PATIENT | BC GROUP INTERNATIONAL | 4088D | 4755 | 2019-02-27 | 0
TX CHILDRENS | BE00121396 | N2WM213151 | DISPLAY, VIDEO | KARL STORZ ENDOSCOPY-AMERICA INC | WM200 | 4753.96 | 2025-12-08 | 0
TX CHILDRENS | BE00120728 | MBWM212354 | DISPLAY, VIDEO | KARL STORZ ENDOSCOPY-AMERICA INC | WM200 | 4753.96 | 2023-12-09 | 0
TX CHILDRENS | BE00117707 | L8WM208507 | DISPLAY, VIDEO | KARL STORZ ENDOSCOPY-AMERICA INC | WM200 | 4753.96 | 2022-08-08 | 0
TX CHILDRENS | BE00117680 | L8WM208516 | DISPLAY, VIDEO | KARL STORZ ENDOSCOPY-AMERICA INC | WM200 | 4753.96 | 2022-08-08 | 0
TX CHILDRENS | BE00117693 | L8WM208521 | DISPLAY, VIDEO | KARL STORZ ENDOSCOPY-AMERICA INC | WM200 | 4753.96 | 2022-08-08 | 0
TX CHILDRENS | BE00115464 | K8WM206462 | DISPLAY, VIDEO | KARL STORZ ENDOSCOPY-AMERICA INC | WM200 | 4753.96 | 2023-06-10 | 0
TX CHILDRENS | BE00127106 | N2WM213158 | DISPLAY, VIDEO | KARL STORZ ENDOSCOPY-AMERICA INC | WM200 | 4753.96 | 2025-12-08 | 0
TX CHILDRENS | BE00121064 | N2WM213115 | DISPLAY, VIDEO | KARL STORZ ENDOSCOPY-AMERICA INC | WM200 | 4753.96 | 2025-12-08 | 0
TX CHILDRENS | BE00120200 | N2WM213127 | DISPLAY, VIDEO | KARL STORZ ENDOSCOPY-AMERICA INC | WM200 | 4753.96 | 2025-12-08 | 0
TX CHILDRENS | BE00121398 | N2WM213168 | DISPLAY, VIDEO | KARL STORZ ENDOSCOPY-AMERICA INC | WM200 | 4753.96 | 2025-12-08 | 0
TX CHILDRENS | BE00115466 | K8WM206476 | DISPLAY, VIDEO | KARL STORZ ENDOSCOPY-AMERICA INC | WM200 | 4753.96 | 2023-06-10 | 0
TX CHILDRENS | BE00117669 | L8WM208496 | DISPLAY, VIDEO | KARL STORZ ENDOSCOPY-AMERICA INC | WM200 | 4753.96 | 2022-08-08 | 0
TX CHILDRENS | BE00121400 | N2WM213118 | DISPLAY, VIDEO | KARL STORZ ENDOSCOPY-AMERICA INC | WM200 | 4753.96 | 2025-12-08 | 0
TX CHILDRENS | BE00117719 | L8WM208705 | DISPLAY, VIDEO | KARL STORZ ENDOSCOPY-AMERICA INC | WM200 | 4753.96 | 2022-08-08 | 0
TX CHILDRENS | BE00114395 | 58879 | WARMER, BLANKET | BLICKMAN HEALTH INDUSTRIES INC | 7922TG | 4750.84 | 2021-11-25 | 0
TX CHILDRENS | BE00065983 | TU 5820 | LARYNGOSCOPE | KARL STORZ ENDOSCOPY-AMERICA INC | 8403 ZX | 4750 | 2016-11-10 | 0
TX CHILDRENS | KN210461 | C1HA8514G | LIM SUPERCARTRIDGE ECG BP TMP | GE Medical Systems Information Tech Inc | TRAM 250SL | 4731 | 2006-04-23 | 0
TX CHILDRENS | KN210458 | C1HA8511G | LIM SUPERCARTRIDGE ECG BP TMP | GE Medical Systems Information Tech Inc | TRAM 250SL | 4731 | 2006-04-23 | 0
TX CHILDRENS | KN203870 | H0HA7341G | LIM SUPERCARTRIDGE ECG BP TMP | GE Medical Systems Information Tech Inc | TRAM 250SL | 4731 | 2001-10-12 | 0
TX CHILDRENS | KN210489 | C1HA8544G | LIM SUPERCARTRIDGE ECG BP TMP | GE Medical Systems Information Tech Inc | TRAM 250SL | 4731 | 2006-05-03 | 0
TX CHILDRENS | KN210869 | F1HA8952G | LIM SUPERCARTRIDGE ECG BP TMP | GE Medical Systems Information Tech Inc | TRAM 250SL | 4731 | 2006-10-22 | 0
TX CHILDRENS | KN210863 | F1HA8920G | LIM SUPERCARTRIDGE ECG BP TMP | GE Medical Systems Information Tech Inc | TRAM 250SL | 4731 | 2006-10-22 | 0
TX CHILDRENS | KN210440 | C1HA8486G | LIM SUPERCARTRIDGE ECG BP TMP | GE Medical Systems Information Tech Inc | TRAM 250SL | 4731 | 2006-04-23 | 0
TX CHILDRENS | KN210460 | C1HA8513G | LIM SUPERCARTRIDGE ECG BP TMP | GE Medical Systems Information Tech Inc | TRAM 250SL | 4731 | 2006-04-23 | 0
TX CHILDRENS | KN212855 | F1HA8962G | LIM SUPERCARTRIDGE ECG BP TMP | GE Medical Systems Information Tech Inc | TRAM 250SL | 4731 | 2001-12-19 | 0
TX CHILDRENS | KN210439 | C1HA8479G | LIM SUPERCARTRIDGE ECG BP TMP | GE Medical Systems Information Tech Inc | TRAM 250SL | 4731 | 2006-04-23 | 0
TX CHILDRENS | KN210510 | C1HA8567G | LIM SUPERCARTRIDGE ECG BP TMP | GE Medical Systems Information Tech Inc | TRAM 250SL | 4731 | 2006-09-01 | 0
TX CHILDRENS | KN210788 | E1HA8880G | LIM SUPERCARTRIDGE ECG BP TMP | GE Medical Systems Information Tech Inc | TRAM 250SL | 4731 | 2006-10-22 | 0
TX CHILDRENS | KN210509 | C1HA8566G | LIM SUPERCARTRIDGE ECG BP TMP | GE Medical Systems Information Tech Inc | TRAM 250SL | 4731 | 2006-09-01 | 0
TX CHILDRENS | KN210459 | C1HA8512G | LIM SUPERCARTRIDGE ECG BP TMP | GE Medical Systems Information Tech Inc | TRAM 250SL | 4731 | 2015-06-09 | 0
TX CHILDRENS | KN210507 | C1HA8564G | LIM SUPERCARTRIDGE ECG BP TMP | GE Medical Systems Information Tech Inc | TRAM 250SL | 4731 | 2006-09-01 | 0
TX CHILDRENS | KN210785 | E1HA8869G | LIM SUPERCARTRIDGE ECG BP TMP | GE Medical Systems Information Tech Inc | TRAM 250SL | 4731 | 2006-10-22 | 0
TX CHILDRENS | KN210505 | C1HA8561G | LIM SUPERCARTRIDGE ECG BP TMP | GE Medical Systems Information Tech Inc | TRAM 250SL | 4731 | 2006-09-01 | 0
TX CHILDRENS | KN210519 | C1HA8576G | LIM SUPERCARTRIDGE ECG BP TMP | GE Medical Systems Information Tech Inc | TRAM 250SL | 4731 | 2006-09-01 | 0
TX CHILDRENS | KN210464 | C1HA8517G | LIM SUPERCARTRIDGE ECG BP TMP | GE Medical Systems Information Tech Inc | TRAM 250SL | 4731 | 2006-04-23 | 0
TX CHILDRENS | KN210457 | C1HA8510G | LIM SUPERCARTRIDGE ECG BP TMP | GE Medical Systems Information Tech Inc | TRAM 250SL | 4731 | 2006-04-23 | 0
TX CHILDRENS | KN210522 | C1HA8579G | LIM SUPERCARTRIDGE ECG BP TMP | GE Medical Systems Information Tech Inc | TRAM 250SL | 4731 | 2006-09-01 | 0
TX CHILDRENS | KN210490 | C1HA8545G | LIM SUPERCARTRIDGE ECG BP TMP | GE Medical Systems Information Tech Inc | TRAM 250SL | 4731 | 2006-05-03 | 0
TX CHILDRENS | KN210789 | F1HA8912G | LIM SUPERCARTRIDGE ECG BP TMP | GE Medical Systems Information Tech Inc | TRAM 250SL | 4731 | 2006-10-22 | 0
TX CHILDRENS | KN210437 | C1HA8459G | LIM SUPERCARTRIDGE ECG BP TMP | GE Medical Systems Information Tech Inc | TRAM 250SL | 4731 | 2006-04-23 | 0
TX CHILDRENS | KN210436 | C1HA8456G | LIM SUPERCARTRIDGE ECG BP TMP | GE Medical Systems Information Tech Inc | TRAM 250SL | 4731 | 2006-04-23 | 0
TX CHILDRENS | KN210445 | C1HA8496G | LIM SUPERCARTRIDGE ECG BP TMP | GE Medical Systems Information Tech Inc | TRAM 250SL | 4731 | 2006-04-23 | 0
TX CHILDRENS | KN210452 | C1HA8503G | LIM SUPERCARTRIDGE ECG BP TMP | GE Medical Systems Information Tech Inc | TRAM 250SL | 4731 | 2006-04-23 | 0
TX CHILDRENS | KN210492 | C1HA8547G | LIM SUPERCARTRIDGE ECG BP TMP | GE Medical Systems Information Tech Inc | TRAM 250SL | 4731 | 2006-09-01 | 0
TX CHILDRENS | KN210470 | C1HA8523G | LIM SUPERCARTRIDGE ECG BP TMP | GE Medical Systems Information Tech Inc | TRAM 250SL | 4731 | 2006-04-23 | 0
TX CHILDRENS | KN210451 | C1HA8502G | LIM SUPERCARTRIDGE ECG BP TMP | GE Medical Systems Information Tech Inc | TRAM 250SL | 4731 | 2006-04-23 | 0
TX CHILDRENS | KN210443 | C1HA8494G | LIM SUPERCARTRIDGE ECG BP TMP | GE Medical Systems Information Tech Inc | TRAM 250SL | 4731 | 2006-04-23 | 0
TX CHILDRENS | KN210511 | C1HA8568G | LIM SUPERCARTRIDGE ECG BP TMP | GE Medical Systems Information Tech Inc | TRAM 250SL | 4731 | 2006-09-01 | 0
TX CHILDRENS | KN210786 | E1HA8871G | LIM SUPERCARTRIDGE ECG BP TMP | GE Medical Systems Information Tech Inc | TRAM 250SL | 4731 | 2006-10-22 | 0
TX CHILDRENS | KN210868 | F1HA8933G | LIM SUPERCARTRIDGE ECG BP TMP | GE Medical Systems Information Tech Inc | TRAM 250SL | 4731 | 2006-10-22 | 0
TX CHILDRENS | KN210787 | E1HA8879G | LIM SUPERCARTRIDGE ECG BP TMP | GE Medical Systems Information Tech Inc | TRAM 250SL | 4731 | 2006-10-22 | 0
TX CHILDRENS | KN210508 | C1HA8565G | LIM SUPERCARTRIDGE ECG BP TMP | GE Medical Systems Information Tech Inc | TRAM 250SL | 4731 | 2006-09-01 | 0
TX CHILDRENS | KN210862 | F1HA8917G | LIM SUPERCARTRIDGE ECG BP TMP | GE Medical Systems Information Tech Inc | TRAM 250SL | 4731 | 2006-10-22 | 0
TX CHILDRENS | KN210518 | C1HA8575G | LIM SUPERCARTRIDGE ECG BP TMP | GE Medical Systems Information Tech Inc | TRAM 250SL | 4731 | 2006-09-01 | 0
TX CHILDRENS | KN210870 | F1HA8968G | LIM SUPERCARTRIDGE ECG BP TMP | GE Medical Systems Information Tech Inc | TRAM 250SL | 4731 | 2006-10-22 | 0
TX CHILDRENS | KN210493 | C1HA8548G | LIM SUPERCARTRIDGE ECG BP TMP | GE Medical Systems Information Tech Inc | TRAM 250SL | 4731 | 2006-09-01 | 0
TX CHILDRENS | KN210506 | C1HA8563G | LIM SUPERCARTRIDGE ECG BP TMP | GE Medical Systems Information Tech Inc | TRAM 250SL | 4731 | 2006-09-01 | 0
TX CHILDRENS | KN210783 | E1HA8862G | LIM SUPERCARTRIDGE ECG BP TMP | GE Medical Systems Information Tech Inc | TRAM 250SL | 4731 | 2006-10-22 | 0
TX CHILDRENS | KN210784 | E1HA8865G | LIM SUPERCARTRIDGE ECG BP TMP | GE Medical Systems Information Tech Inc | TRAM 250SL | 4731 | 2006-10-22 | 0
TX CHILDRENS | KN210866 | F1HA8929G | LIM SUPERCARTRIDGE ECG BP TMP | GE Medical Systems Information Tech Inc | TRAM 250SL | 4731 | 2006-10-22 | 0
TX CHILDRENS | KN203868 | H0HA7308G | LIM SUPERCARTRIDGE ECG BP TMP | GE Medical Systems Information Tech Inc | TRAM 250SL | 4731 | 2001-10-12 | 0
TX CHILDRENS | KN210865 | F1HA8923G | LIM SUPERCARTRIDGE ECG BP TMP | GE Medical Systems Information Tech Inc | TRAM 250SL | 4731 | 2006-10-22 | 0
TX CHILDRENS | KN210455 | C1HA8508G | LIM SUPERCARTRIDGE ECG BP TMP | GE Medical Systems Information Tech Inc | TRAM 250SL | 4731 | 2006-04-23 | 0
TX CHILDRENS | KN210520 | C1HA8577G | LIM SUPERCARTRIDGE ECG BP TMP | GE Medical Systems Information Tech Inc | TRAM 250SL | 4731 | 2006-09-01 | 0
TX CHILDRENS | BE00062971 | 4277 | SCALE, PATIENT INFANT - PEDI | DIEBOLD INC. | 51 | 4729.41 | 2015-11-12 | 0
TX CHILDRENS | BE00061045 | 4257 | SCALE, PATIENT | OLYMPIC MEDICAL | 56350 | 4729.41 | 2015-07-06 | 0
TX CHILDRENS | BE00101069 | 16120291 | AUTOCLAVE | TUTTNAUER CO. Ltd. | 2540EA | 4728.58 | 2018-11-02 | 0
TX CHILDRENS | BE00101043 | 16120290 | AUTOCLAVE | TUTTNAUER CO. Ltd. | 2540EA | 4728.58 | 2018-11-02 | 0
TX CHILDRENS | BE00086335 | GS0067098 | TYMPANOMETER | LUCAS GRASON STADLER (GSI) | TYMPSTAR PRO | 4727.6 | 2018-03-15 | 0
TX CHILDRENS | BE00062481 | DK1405G03749 | EXERCISE EQUIP, NON-POWERED | TOTAL GYM | 5200-01 | 4727.2 | 2015-10-16 | 0
TX CHILDRENS | BE00089018 | 201412CJ0824 | ULTRASOUND THERAPY/MUSCLE STIM | METTLER | ME-940 | 4719.23 | 2017-10-03 | 0
TX CHILDRENS | BE00126651 | ASTD-0009 | ANESTHETIC VAPORIZER | DRAEGER MEDICAL INC | ISO 3000 | 4718.24 | 2025-07-17 | 0
TX CHILDRENS | BE00126649 | ASTD-0011 | ANESTHETIC VAPORIZER | DRAEGER MEDICAL INC | ISO 3000 | 4718.24 | 2025-07-17 | 0
TX CHILDRENS | BE00126653 | ASTD-0010 | ANESTHETIC VAPORIZER | DRAEGER MEDICAL INC | ISO 3000 | 4718.24 | 2025-07-17 | 0
TX CHILDRENS | KN219320 | AAX04440090SA | NONINVASIVE BP MANAGEMENT SYST | GE - DINAMAP (CRITIKON) | PRO 400 V2 | 4712.5 | 2005-11-04 | 0
TX CHILDRENS | KN219923 | CART 3 | UTILITY CART | PENTAX PRECISION INSTRUMENT CORP | 80231 | 4700 | 2006-04-04 | 0
TX CHILDRENS | BE00101723 | 80834 | SURGICAL INSTRUMENT MOTOR ACCE | COCHLEAR AMERICAS CORPORATION | OSSCORA | 4700 | 2018-11-05 | 0
TX CHILDRENS | KN219922 | CART 2 | UTILITY CART | PENTAX PRECISION INSTRUMENT CORP | 80231 | 4700 | 2006-04-04 | 0
TX CHILDRENS | KN228416 | 311012-4271 | INCUBATOR CO2 | THERMO FISHER SCIENTIFIC ASHEVILLE LLC | 370 | 4696.02 | 2009-08-14 | 0
TX CHILDRENS | KN228417 | 311221-4336 | INCUBATOR CO2 | THERMO FISHER SCIENTIFIC ASHEVILLE LLC | 370 | 4696.02 | 2009-08-14 | 0
TX CHILDRENS | BE00084831 | 2164 | MICROSCOPE ACCESSORIES | EXFO PHOTONIC SOLUTIONS DIV. | XE-120-Q | 4695 | 2016-07-26 | 0
TX CHILDRENS | BE00084832 | 2165 | MICROSCOPE ACCESSORIES | EXFO PHOTONIC SOLUTIONS DIV. | XE-120-Q | 4695 | 2016-07-26 | 0
TX CHILDRENS | BE00034459 | LG20X18-A256 | TREADMILL AND ACCESSORIES | MOBILITY RESEARCH INC | LITEGAIT 200MX | 4695 | 2012-11-01 | 0
TX CHILDRENS | BE00124334 | A202401042778929 | PATIENT LIFT | HANDICARE USA INC | FGA-700 | 4693.34 | 2025-01-31 | 0
TX CHILDRENS | BE00113241 | T7699 | MUSCLE STIMULATOR (TENS/EMS/NMES) | ENCORE MEDICAL | 2761 | 4692.17 | 2020-08-16 | 0
TX CHILDRENS | BE00113160 | T7816 | MUSCLE STIMULATOR (TENS/EMS/NMES) | ENCORE MEDICAL | 2761 | 4692.17 | 2020-08-16 | 0
TX CHILDRENS | KN224208 | AAX06100063SA | NONINVASIVE BP MANAGEMENT SYST | GE - DINAMAP (CRITIKON) | PRO 400 | 4683.13 | 2007-06-10 | 0
TX CHILDRENS | KN224207 | AAX06090100SA | NONINVASIVE BP MANAGEMENT SYST | GE - DINAMAP (CRITIKON) | PRO 400 | 4683.13 | 2007-06-10 | 0
TX CHILDRENS | KN224214 | AAX06100042SA | NONINVASIVE BP MANAGEMENT SYST | GE - DINAMAP (CRITIKON) | PRO 400 | 4683.13 | 2007-06-10 | 0
TX CHILDRENS | BE00063484 | AV14450127 | VEIN VIEWER | ACCUVEIN INC | AV400 | 4683 | 2015-12-21 | 0
TX CHILDRENS | BE00063482 | AV14450120 | VEIN VIEWER | ACCUVEIN INC | AV400 | 4683 | 2015-12-21 | 0
TX CHILDRENS | BE00101068 | 446651 | MICROSCOPE ACCESSORIES | LEICA MICROSYSTEMS INC | EL6000 | 4681 | 2018-11-02 | 0
TX CHILDRENS | BE00101045 | 496652 | MICROSCOPE ACCESSORIES | LEICA MICROSYSTEMS INC | EL6000 | 4681 | 2018-11-02 | 0
TX CHILDRENS | BE00101078 | 446650 | MICROSCOPE ACCESSORIES | LEICA MICROSYSTEMS INC | EL6000 | 4681 | 2018-11-02 | 0
TX CHILDRENS | BE00117209 | 8931 | EXERCISE EQUIP, NON-POWERED | EXXENTRIC NORTH AMERICA INC | #KBOX4 | 4680 | 2023-10-16 | 0
TX CHILDRENS | BE00057964 | DK1223G02051 | EXERCISE EQUIP, NON-POWERED | Life Fitness | TOTAL GYM | 4680 | 2015-12-31 | 0
TX CHILDRENS | BE00103785 | 3244099-W | CRYOBATH | SCIMETRICS INC | HC55 | 4680 | 2019-07-24 | 0
TX CHILDRENS | BE00104187 | SPS18380010PAS | TELEMETRY PORTABLE RECEIVER | GE Medical Systems Information Tech Inc | 340 TELEMETRY | 4676.75 | 2019-11-18 | 0
TX CHILDRENS | BE00062368 | 20140715AA | PATIENT LIFT | RIFTON EQ - COMMUNITY PRODUCTS | R710 SOLO LIFT | 4676.25 | 2015-10-16 | 0
TX CHILDRENS | KN201824 | 101440 | MICROSCOPE | NIKON INSTRUMENT INC | ECLIPSE TS100 | 4669.53 | 2000-11-21 | 0
TX CHILDRENS | BE00033516 | UAK269007 | WATER PURIFIER | SIEMENS MEDICAL SOLUTIONS USA INC | ULTRA AN MK2 | 4668.5 | 2011-05-04 | 0
TX CHILDRENS | BE00126613 | U107216241366 | SCALE, PATIENT INFANT - PEDI | SCALETRONIX, INC. (subsidiary of WELCH-ALLYN) | 4802D | 4667.65 | 2025-06-30 | 0
TX CHILDRENS | BE00126283 | 28251053 | DISPLAY, SLAVE PHYSIOLOGICAL | KARL STORZ ENDOSCOPY-AMERICA INC | TM343 | 4666.99 | 2024-11-16 | 0
TX CHILDRENS | BE00126262 | 28267053 | DISPLAY, SLAVE PHYSIOLOGICAL | KARL STORZ ENDOSCOPY-AMERICA INC | TM343 | 4666.99 | 2024-11-16 | 0
TX CHILDRENS | BE00126267 | 28718063 | DISPLAY, SLAVE PHYSIOLOGICAL | KARL STORZ ENDOSCOPY-AMERICA INC | TM343 | 4666.99 | 2024-11-16 | 0
TX CHILDRENS | BE00126272 | 28377053 | DISPLAY, SLAVE PHYSIOLOGICAL | KARL STORZ ENDOSCOPY-AMERICA INC | TM343 | 4666.99 | 2024-11-16 | 0
TX CHILDRENS | BE00126263 | 28344053 | DISPLAY, SLAVE PHYSIOLOGICAL | KARL STORZ ENDOSCOPY-AMERICA INC | TM343 | 4666.99 | 2024-11-16 | 0
TX CHILDRENS | BE00126270 | 28333053 | DISPLAY, SLAVE PHYSIOLOGICAL | KARL STORZ ENDOSCOPY-AMERICA INC | TM343 | 4666.99 | 2024-11-16 | 0
TX CHILDRENS | BE00126274 | 28258053 | DISPLAY, SLAVE PHYSIOLOGICAL | KARL STORZ ENDOSCOPY-AMERICA INC | TM343 | 4666.99 | 2024-11-16 | 0
TX CHILDRENS | BE00126276 | 28858063 | DISPLAY, SLAVE PHYSIOLOGICAL | KARL STORZ ENDOSCOPY-AMERICA INC | TM343 | 4666.99 | 2024-11-16 | 0
TX CHILDRENS | BE00126255 | 28363053 | DISPLAY, SLAVE PHYSIOLOGICAL | KARL STORZ ENDOSCOPY-AMERICA INC | TM343 | 4666.99 | 2024-11-16 | 0
TX CHILDRENS | BE00126253 | 28370053 | DISPLAY, SLAVE PHYSIOLOGICAL | KARL STORZ ENDOSCOPY-AMERICA INC | TM343 | 4666.99 | 2024-11-16 | 0
TX CHILDRENS | BE00126278 | 28287053 | DISPLAY, SLAVE PHYSIOLOGICAL | KARL STORZ ENDOSCOPY-AMERICA INC | TM343 | 4666.99 | 2024-11-16 | 0
TX CHILDRENS | BE00126260 | 28359053 | DISPLAY, SLAVE PHYSIOLOGICAL | KARL STORZ ENDOSCOPY-AMERICA INC | TM343 | 4666.99 | 2024-11-16 | 0
TX CHILDRENS | BE00126265 | 28391053 | DISPLAY, SLAVE PHYSIOLOGICAL | KARL STORZ ENDOSCOPY-AMERICA INC | TM343 | 4666.99 | 2024-11-16 | 0
TX CHILDRENS | BE00126281 | 28251053 | DISPLAY, SLAVE PHYSIOLOGICAL | KARL STORZ ENDOSCOPY-AMERICA INC | TM343 | 4666.99 | 2024-11-16 | 0
TX CHILDRENS | BE00126259 | 28386053 | DISPLAY, SLAVE PHYSIOLOGICAL | KARL STORZ ENDOSCOPY-AMERICA INC | TM343 | 4666.99 | 2024-11-16 | 0
TX CHILDRENS | BE00126269 | 28340053 | DISPLAY, SLAVE PHYSIOLOGICAL | KARL STORZ ENDOSCOPY-AMERICA INC | TM343 | 4666.99 | 2024-11-16 | 0
TX CHILDRENS | BE00126264 | 28251053 | DISPLAY, SLAVE PHYSIOLOGICAL | KARL STORZ ENDOSCOPY-AMERICA INC | TM343 | 4666.99 | 2024-11-16 | 0
TX CHILDRENS | BE00126279 | 28331053 | DISPLAY, SLAVE PHYSIOLOGICAL | KARL STORZ ENDOSCOPY-AMERICA INC | TM343 | 4666.99 | 2024-11-16 | 0
TX CHILDRENS | BE00126261 | 28271053 | DISPLAY, SLAVE PHYSIOLOGICAL | KARL STORZ ENDOSCOPY-AMERICA INC | TM343 | 4666.99 | 2024-11-16 | 0
TX CHILDRENS | BE00126257 | 28856063 | DISPLAY, SLAVE PHYSIOLOGICAL | KARL STORZ ENDOSCOPY-AMERICA INC | TM343 | 4666.99 | 2024-11-16 | 0
TX CHILDRENS | BE00126271 | 28245053 | DISPLAY, SLAVE PHYSIOLOGICAL | KARL STORZ ENDOSCOPY-AMERICA INC | TM343 | 4666.99 | 2024-11-16 | 0
TX CHILDRENS | BE00126268 | 28685063 | DISPLAY, SLAVE PHYSIOLOGICAL | KARL STORZ ENDOSCOPY-AMERICA INC | TM343 | 4666.99 | 2024-11-16 | 0
TX CHILDRENS | BE00126273 | 28385053 | DISPLAY, SLAVE PHYSIOLOGICAL | KARL STORZ ENDOSCOPY-AMERICA INC | TM343 | 4666.99 | 2024-11-16 | 0
TX CHILDRENS | BE00126256 | 28688063 | DISPLAY, SLAVE PHYSIOLOGICAL | KARL STORZ ENDOSCOPY-AMERICA INC | TM343 | 4666.99 | 2024-11-16 | 0
TX CHILDRENS | BE00126282 | 28662063 | DISPLAY, SLAVE PHYSIOLOGICAL | KARL STORZ ENDOSCOPY-AMERICA INC | TM343 | 4666.99 | 2024-11-16 | 0
TX CHILDRENS | BE00126275 | 28599063 | DISPLAY, SLAVE PHYSIOLOGICAL | KARL STORZ ENDOSCOPY-AMERICA INC | TM343 | 4666.99 | 2024-11-16 | 0
TX CHILDRENS | BE00126280 | 28344053 | DISPLAY, SLAVE PHYSIOLOGICAL | KARL STORZ ENDOSCOPY-AMERICA INC | TM343 | 4666.99 | 2024-11-16 | 0
TX CHILDRENS | BE00126258 | 28353053 | DISPLAY, SLAVE PHYSIOLOGICAL | KARL STORZ ENDOSCOPY-AMERICA INC | TM343 | 4666.99 | 2024-11-16 | 0
TX CHILDRENS | BE00126254 | 28371053 | DISPLAY, SLAVE PHYSIOLOGICAL | KARL STORZ ENDOSCOPY-AMERICA INC | TM343 | 4666.99 | 2024-11-16 | 0
TX CHILDRENS | BE00126284 | 31363013 | DISPLAY, SLAVE PHYSIOLOGICAL | KARL STORZ ENDOSCOPY-AMERICA INC | TM343 | 4666.99 | 2024-11-16 | 0
TX CHILDRENS | BE00126277 | 28358053 | DISPLAY, SLAVE PHYSIOLOGICAL | KARL STORZ ENDOSCOPY-AMERICA INC | TM343 | 4666.99 | 2024-11-16 | 0
TX CHILDRENS | BE00126285 | 31255013 | DISPLAY, SLAVE PHYSIOLOGICAL | KARL STORZ ENDOSCOPY-AMERICA INC | TM343 | 4666.99 | 2024-11-16 | 0
TX CHILDRENS | BE00126266 | 28364053 | DISPLAY, SLAVE PHYSIOLOGICAL | KARL STORZ ENDOSCOPY-AMERICA INC | TM343 | 4666.99 | 2024-11-16 | 0
TX CHILDRENS | BE00121834 | GM107E2304G003 | EXERCISE EQUIP, NON-POWERED | MATRIX, INC | MD-S711 | 4660.59 | 2024-10-03 | 0
TX CHILDRENS | BE00113476 | V2223045 | AUTOCLAVE | CARDINAL HEALTH 200 LLC | M9-040 | 4659 | 2021-07-07 | 0
TX CHILDRENS | BE00113706 | 138839 | MICROSCOPE | NIKON INSTRUMENT INC | ECLIPSE Ts2 | 4656.79 | 2021-03-11 | 0
TX CHILDRENS | BE00062856 | 0305063 | TREADMILL AND ACCESSORIES | SPORTS ART AMERICA | T655 | 4652 | 2015-10-29 | 0
TX CHILDRENS | KN210883 | G10003 | HYPO/HYPERTHERMIA DEVICE | GAYMAR INDUSTRIES | MTA6900 | 4646.95 | 2001-10-20 | 0
TX CHILDRENS | KN210885 | G10006 | HYPO/HYPERTHERMIA DEVICE | GAYMAR INDUSTRIES | MTA6900 | 4646.95 | 2001-10-20 | 0
TX CHILDRENS | BE00062540 | 43216-1214 | TONOMETER | REICHERT INC | TONO-PEN AVIA | 4640 | 2016-01-11 | 0
TX CHILDRENS | BE00086767 | 134948 | MICROSCOPE | NIKON INSTRUMENT INC | ECLIPSE Ts2 | 4633.72 | 2017-12-19 | 0
TX CHILDRENS | BE00117883 | DR3-30830445 | RECORDER, PILLCAM | GIVEN IMAGING INC | DR3 | 4630 | 2022-08-30 | 0
TX CHILDRENS | BE00117881 | DR3-30830937 | RECORDER, PILLCAM | GIVEN IMAGING INC | DR3 | 4630 | 2022-08-30 | 0
TX CHILDRENS | BE00117880 | DR3-30830002 | RECORDER, PILLCAM | GIVEN IMAGING INC | DR3 | 4630 | 2023-08-29 | 0
TX CHILDRENS | BE00117882 | DR3-30830938 | RECORDER, PILLCAM | GIVEN IMAGING INC | DR3 | 4630 | 2022-08-30 | 0
TX CHILDRENS | BE00130214 | 40395 | PHOTOTHERAPY UNIT, NEONATAL | NATUS MEDICAL INCORPORATED | NEOBLUE | 4629.1 | 2026-05-05 | 0
TX CHILDRENS | BE00129915 | 40421 | PHOTOTHERAPY UNIT, NEONATAL | NATUS MEDICAL INCORPORATED | NEOBLUE | 4629.1 | 2026-03-31 | 0
TX CHILDRENS | BE00129914 | 40418 | PHOTOTHERAPY UNIT, NEONATAL | NATUS MEDICAL INCORPORATED | NEOBLUE | 4629.1 | 2026-03-31 | 0
TX CHILDRENS | BE00129108 | 40393 | PHOTOTHERAPY UNIT, NEONATAL | NATUS MEDICAL INCORPORATED | NEOBLUE | 4629.1 | 2026-05-05 | 0
TX CHILDRENS | BE00063425 | SNV17450006PAS | FETAL CARDIAC MONITOR | GE HEALTHCARE INC | 172 | 4628 | 2019-02-04 | 0
TX CHILDRENS | BE00118261 | 510011143 | CENTRIFUGE | ORTHO - CLINICAL DIAGNOSTICS | ORTHO WORKSTATION | 4628 | 2023-12-12 | 0
TX CHILDRENS | BE00062451 | 500714E00027 | AUTOCLAVE | SCICAN INC | G4-121101 | 4628 | 2015-12-29 | 0
TX CHILDRENS | BE00118260 | 510011142 | CENTRIFUGE | ORTHO - CLINICAL DIAGNOSTICS | ORTHO WORKSTATION | 4628 | 2023-12-12 | 0
TX CHILDRENS | KN231612 | B27882-35 | SYRINGE INFUSION PUMP | CMA MICRODIALYSIS INC. | CMA 400 | 4625 | 2009-12-17 | 0
TX CHILDRENS | BE00117465 | 26991 | LIGHT, EXAM, AC-POWERED | STRYKER CORP | F 300 | 4619.21 | 2023-07-24 | 0
TX CHILDRENS | BE00117468 | 26920 | LIGHT, EXAM, AC-POWERED | STRYKER CORP | F 300 | 4619.21 | 2023-07-24 | 0
TX CHILDRENS | BE00117467 | 26912 | LIGHT, EXAM, AC-POWERED | STRYKER CORP | F 300 | 4619.21 | 2023-07-24 | 0
TX CHILDRENS | BE00117466 | 26989 | LIGHT, EXAM, AC-POWERED | STRYKER CORP | F 300 | 4619.21 | 2023-07-24 | 0
TX CHILDRENS | BE00128556 | GKMINIMR21LA-G175 | TREADMILL AND ACCESSORIES | LITEGAIT | GKMINI | 4605 | 2025-07-15 | 0
TX CHILDRENS | KN193420 | 21222230 | OSMOMETER | ELITechGroup Inc | 5500XR | 4600.3 | 1995-03-30 | 0
TX CHILDRENS | KN215770 | 485001367 | SPECTRUM ANALYZER | AEROFLEX SYSTEMS | COM-120B | 4600 | 2002-12-27 | 0
TX CHILDRENS | BE00129901 | CS01-02801 | SANITIZER, UV | CleanSlate Technologies Incorporated | CSUV-UG6CX | 4600 | 2026-03-31 | 0
TX CHILDRENS | BE00035440 | 5404 B1308251 | CENTRIFUGE, REFRIGERATED | Eppendorf North America Inc | 5424R | 4600 | 2013-08-28 | 0
TX CHILDRENS | KN215295 | 401090126 | CENTRIFUGE | JOUAN INC. | C3i | 4600 | 2002-10-02 | 0
TX CHILDRENS | BE00130197 | CS01-02744 | SANITIZER, UV | CleanSlate Technologies Incorporated | CSUV-UG6CX | 4600 | 2026-04-29 | 0
TX CHILDRENS | KN189259 | 13-X-1 | INCUBATOR | PRECISION SCIENTIFIC | 2 | 4600 | 1992-12-17 | 0
TX CHILDRENS | KN7003244 | 5331 11891 | DNA THERMAL CYCLER | Eppendorf North America Inc | MASTER CYCLER | 4600 | 2009-05-20 | 0
TX CHILDRENS | BE00111265 | DK1834R00258 | EXERCISE EQUIP, NON-POWERED | TOTAL GYM | GTS | 4597.79 | 2020-06-20 | 0
TX CHILDRENS | BE00060555 | XL120-Q-7987 | MICROSCOPE ACCESSORIES | LUMEN DYNAMICS GROUP | XL120-Q | 4595.4 | 2015-01-26 | 0
TX CHILDRENS | KN228521 | SN2042460 | LARYNGOSCOPE | KARL STORZ ENDOSCOPY-AMERICA INC | 11101SK1 | 4595 | 2009-08-29 | 0
TX CHILDRENS | BE00104462 | 2018K-02360 | TOURNIQUET,COMPRES LIMB SLEEVE | OWENS RECOVERY SCIENCE INC | PTS | 4594.5 | 2020-02-28 | 0
TX CHILDRENS | KN224764 | 273BR 02981 | SPECTROPHOTOMETER | BIO RAD LABORATORIES INC | SMART SPEC PLUS | 4590 | 2009-01-05 | 0
TX CHILDRENS | KN194917 | 41A01077 | AUDIO/VIDEO EQUIPMENT | PANASONIC | WJ-MX50 | 4588 | 1995-08-02 | 0
TX CHILDRENS | BE00128150 | SM 10997 | LARYNGOSCOPE | KARL STORZ ENDOSCOPY-AMERICA INC | 8403 XD | 4586.7 | 2025-04-07 | 0
TX CHILDRENS | BE00128057 | P2XERGW25240008 | EXERCISE EQUIP, POWERED | Life Fitness | SCIFIT PRO 2 | 4584.27 | 2026-07-17 | 0
TX CHILDRENS | BE00125913 | P2XERGW23360033 | EXERCISE EQUIP, POWERED | Life Fitness | SCIFIT PRO 2 | 4584.27 | 2025-01-31 | 0
TX CHILDRENS | BE00125915 | P2XERGW23420065 | EXERCISE EQUIP, POWERED | Life Fitness | SCIFIT PRO 2 | 4584.27 | 2025-01-31 | 0
TX CHILDRENS | KN223881 | 2018862-001 | NONINVASIVE BP MANAGEMENT SYST | GE - DINAMAP (CRITIKON) | PRO 400 V2 | 4583.13 | 2007-05-09 | 0
TX CHILDRENS | BE00118699 | 3000-33975 | FLOWMETER, GAS CALIBRATED | LINDE GAS & EQUIPMENT | MXR 3000 | 4580 | 2024-03-01 | 0
TX CHILDRENS | BE00117117 | 26992 | LIGHT, EXAM, AC-POWERED | STRYKER CORP | F 300 | 4575.5 | 2023-04-20 | 0
TX CHILDRENS | BE00117119 | 26988 | LIGHT, EXAM, AC-POWERED | STRYKER CORP | F 300 | 4575.5 | 2023-04-20 | 0
TX CHILDRENS | BE00117121 | 26994 | LIGHT, EXAM, AC-POWERED | STRYKER CORP | F 300 | 4575.5 | 2023-04-20 | 0
TX CHILDRENS | BE00013340 | SED10526204GA | MAINFRAME, PATIENT MONITORING | GE Medical Systems Information Tech Inc | B850 | 4574.52 | 2012-02-23 | 0
TX CHILDRENS | BE00013315 | SED10516083GA | MAINFRAME, PATIENT MONITORING | GE Medical Systems Information Tech Inc | B850 | 4574.52 | 2012-02-23 | 0
TX CHILDRENS | BE00013319 | SED10526165GA | MAINFRAME, PATIENT MONITORING | GE Medical Systems Information Tech Inc | B850 | 4574.52 | 2012-02-23 | 0
TX CHILDRENS | BE00013330 | SED10526186GA | MAINFRAME, PATIENT MONITORING | GE Medical Systems Information Tech Inc | B850 | 4574.52 | 2012-02-23 | 0
TX CHILDRENS | BE00013343 | SED10526211GA | MAINFRAME, PATIENT MONITORING | GE Medical Systems Information Tech Inc | B850 | 4574.52 | 2012-02-23 | 0
TX CHILDRENS | BE00013334 | SED10526193GA | MAINFRAME, PATIENT MONITORING | GE Medical Systems Information Tech Inc | B850 | 4574.52 | 2012-02-23 | 0
TX CHILDRENS | BE00013321 | SED10526169GA | MAINFRAME, PATIENT MONITORING | GE Medical Systems Information Tech Inc | B850 | 4574.52 | 2012-02-23 | 0
TX CHILDRENS | BE00013338 | SED10526202GA | MAINFRAME, PATIENT MONITORING | GE Medical Systems Information Tech Inc | B850 | 4574.52 | 2012-02-23 | 0
TX CHILDRENS | BE00013324 | SED10526172GA | MAINFRAME, PATIENT MONITORING | GE Medical Systems Information Tech Inc | B850 | 4574.52 | 2012-02-23 | 0
TX CHILDRENS | BE00013341 | SED10526208GA | MAINFRAME, PATIENT MONITORING | GE Medical Systems Information Tech Inc | B850 | 4574.52 | 2012-02-23 | 0
TX CHILDRENS | BE00013316 | SED10526158GA | MAINFRAME, PATIENT MONITORING | GE Medical Systems Information Tech Inc | B850 | 4574.52 | 2012-02-23 | 0
TX CHILDRENS | BE00013329 | SED10526185GA | MAINFRAME, PATIENT MONITORING | GE Medical Systems Information Tech Inc | B850 | 4574.52 | 2012-02-23 | 0
TX CHILDRENS | BE00013339 | SED10526203GA | MAINFRAME, PATIENT MONITORING | GE Medical Systems Information Tech Inc | B850 | 4574.52 | 2012-02-23 | 0
TX CHILDRENS | BE00013320 | SED10526167GA | MAINFRAME, PATIENT MONITORING | GE Medical Systems Information Tech Inc | B850 | 4574.52 | 2012-02-23 | 0
TX CHILDRENS | BE00013336 | SED10526199GA | MAINFRAME, PATIENT MONITORING | GE Medical Systems Information Tech Inc | B850 | 4574.52 | 2012-02-23 | 0
TX CHILDRENS | BE00013325 | SED10526173GA | MAINFRAME, PATIENT MONITORING | GE Medical Systems Information Tech Inc | B850 | 4574.52 | 2012-02-23 | 0
TX CHILDRENS | BE00013346 | SED10526227GA | MAINFRAME, PATIENT MONITORING | GE Medical Systems Information Tech Inc | B850 | 4574.52 | 2012-02-23 | 0
TX CHILDRENS | BE00013323 | SED10526171GA | MAINFRAME, PATIENT MONITORING | GE Medical Systems Information Tech Inc | B850 | 4574.52 | 2012-02-23 | 0
TX CHILDRENS | BE00013328 | SED10526184GA | MAINFRAME, PATIENT MONITORING | GE Medical Systems Information Tech Inc | B850 | 4574.52 | 2012-02-23 | 0
TX CHILDRENS | BE00013331 | SED10526187GA | MAINFRAME, PATIENT MONITORING | GE Medical Systems Information Tech Inc | B850 | 4574.52 | 2012-02-23 | 0
TX CHILDRENS | BE00013345 | SED10526224GA | MAINFRAME, PATIENT MONITORING | GE Medical Systems Information Tech Inc | B850 | 4574.52 | 2012-02-23 | 0
TX CHILDRENS | BE00013322 | SED10526170GA | MAINFRAME, PATIENT MONITORING | GE Medical Systems Information Tech Inc | B850 | 4574.52 | 2012-02-23 | 0
TX CHILDRENS | BE00013333 | SED10526192GA | MAINFRAME, PATIENT MONITORING | GE Medical Systems Information Tech Inc | B850 | 4574.52 | 2012-02-23 | 0
TX CHILDRENS | BE00013332 | SED10526191GA | MAINFRAME, PATIENT MONITORING | GE Medical Systems Information Tech Inc | B850 | 4574.52 | 2012-02-23 | 0
TX CHILDRENS | BE00013317 | SED10526159GA | MAINFRAME, PATIENT MONITORING | GE Medical Systems Information Tech Inc | B850 | 4574.52 | 2012-02-23 | 0
TX CHILDRENS | BE00013318 | SED10526160GA | MAINFRAME, PATIENT MONITORING | GE Medical Systems Information Tech Inc | B850 | 4574.52 | 2012-02-23 | 0
TX CHILDRENS | BE00013347 | SED10526228GA | MAINFRAME, PATIENT MONITORING | GE Medical Systems Information Tech Inc | B850 | 4574.52 | 2012-02-23 | 0
TX CHILDRENS | BE00060016 | SKA13460920GA | MAINFRAME, PATIENT MONITORING | GE Medical Systems Information Tech Inc | B850 | 4574.52 | 2014-12-22 | 0
TX CHILDRENS | BE00013337 | SED10526201GA | MAINFRAME, PATIENT MONITORING | GE Medical Systems Information Tech Inc | B850 | 4574.52 | 2012-02-23 | 0
TX CHILDRENS | BE00013342 | SED10526209GA | MAINFRAME, PATIENT MONITORING | GE Medical Systems Information Tech Inc | B850 | 4574.52 | 2012-02-23 | 0
TX CHILDRENS | BE00013314 | SED10516068GA | MAINFRAME, PATIENT MONITORING | GE Medical Systems Information Tech Inc | B850 | 4574.52 | 2012-02-23 | 0
TX CHILDRENS | BE00013335 | SED10526197GA | MAINFRAME, PATIENT MONITORING | GE Medical Systems Information Tech Inc | B850 | 4574.52 | 2012-02-23 | 0
TX CHILDRENS | BE00013326 | SED10526174GA | MAINFRAME, PATIENT MONITORING | GE Medical Systems Information Tech Inc | B850 | 4574.52 | 2012-02-23 | 0
TX CHILDRENS | BE00013313 | SED10516046GA | MAINFRAME, PATIENT MONITORING | GE Medical Systems Information Tech Inc | B850 | 4574.52 | 2012-02-23 | 0
TX CHILDRENS | BE00013327 | SED10526181GA | MAINFRAME, PATIENT MONITORING | GE Medical Systems Information Tech Inc | B850 | 4574.52 | 2012-02-23 | 0
TX CHILDRENS | BE00013344 | SED10526221GA | MAINFRAME, PATIENT MONITORING | GE Medical Systems Information Tech Inc | B850 | 4574.52 | 2012-02-23 | 0
TX CHILDRENS | KN219222 | 04-39034 | DISPLAY, FLAT PANEL 18.1 IN. | NATIONAL DISPLAY SYSTEMS (NDS) | V3C-SX18-A173 | 4572.87 | 2005-09-29 | 0
TX CHILDRENS | BE00012754 | HGZKBM1 | VISUAL ACUITY CHART | M&S TECHNOLOGIES INC | SMART SYSTEM 2 | 4568.34 | 2011-04-07 | 0
TX CHILDRENS | BE00122416 | 83WXMW3 | COMPUTER & PERIPHERALS | DELL MARKETING LP | OPTIPLEX 7010 | 4564.64 | 2029-05-28 | 0
TX CHILDRENS | BE00130643 | (21)U107228042184 | SCALE, PATIENT INFANT - PEDI | SCALETRONIX, INC. (subsidiary of WELCH-ALLYN) | 4802D-AX | 4564.01 | 2026-04-28 | 0
TX CHILDRENS | BE00126466 | (21)U107230242353 | SCALE, PATIENT INFANT - PEDI | SCALETRONIX, INC. (subsidiary of WELCH-ALLYN) | 4802D-AX | 4564.01 | 2026-01-12 | 0
TX CHILDRENS | BE00130216 | (21)U107238242870 | SCALE, PATIENT INFANT - PEDI | SCALETRONIX, INC. (subsidiary of WELCH-ALLYN) | 4802D | 4564.01 | 2026-05-05 | 0
TX CHILDRENS | BE00129929 | (21)U107238242857 | SCALE, PATIENT INFANT - PEDI | SCALETRONIX, INC. (subsidiary of WELCH-ALLYN) | 4802D-AX | 4564.01 | 2026-03-31 | 0
TX CHILDRENS | BE00129928 | (21)U107238242858 | SCALE, PATIENT INFANT - PEDI | SCALETRONIX, INC. (subsidiary of WELCH-ALLYN) | 4802D-AX | 4564.01 | 2026-03-31 | 0
TX CHILDRENS | BE00129924 | (21)U107238242861 | SCALE, PATIENT INFANT - PEDI | SCALETRONIX, INC. (subsidiary of WELCH-ALLYN) | 4802D-AX | 4564.01 | 2026-03-31 | 0
TX CHILDRENS | BE00129926 | (21)U107238242860 | SCALE, PATIENT INFANT - PEDI | SCALETRONIX, INC. (subsidiary of WELCH-ALLYN) | 4802D-AX | 4564.01 | 2026-03-31 | 0
TX CHILDRENS | BE00129925 | (21)U107238242859 | SCALE, PATIENT INFANT - PEDI | SCALETRONIX, INC. (subsidiary of WELCH-ALLYN) | 4802D-AX | 4564.01 | 2026-03-31 | 0
TX CHILDRENS | BE00130215 | (21)U107238242869 | SCALE, PATIENT INFANT - PEDI | SCALETRONIX, INC. (subsidiary of WELCH-ALLYN) | 4802D | 4564.01 | 2026-05-05 | 0
TX CHILDRENS | BE00130637 | (21)U107228042183 | SCALE, PATIENT INFANT - PEDI | SCALETRONIX, INC. (subsidiary of WELCH-ALLYN) | 4802D-AX | 4564.01 | 2026-04-28 | 0
TX CHILDRENS | BE00130638 | (21)U107228042182 | SCALE, PATIENT INFANT - PEDI | SCALETRONIX, INC. (subsidiary of WELCH-ALLYN) | 4802D-AX | 4564.01 | 2026-04-28 | 0
TX CHILDRENS | BE00129927 | (21)U107238242856 | SCALE, PATIENT INFANT - PEDI | SCALETRONIX, INC. (subsidiary of WELCH-ALLYN) | 4802D-AX | 4564.01 | 2026-03-31 | 0
TX CHILDRENS | BE00035516 | 131-12-0021 | MICROSCOPE ACCESSORIES | CARL ZEISS MEDITEC USA INC | TEMP MODULE S1 | 4561 | 2013-09-20 | 0
TX CHILDRENS | BE00104355 | 17106175 | INCUBATOR CO2 | PANASONIC | MCO-170AICUVL-PA | 4560 | 2019-05-31 | 0
TX CHILDRENS | BE00036816 | 1112454003 | SMOKE EVACUATOR | UTAH MEDICAL PRODUCTS INC | FINESSE | 4560 | 2013-03-26 | 0
TX CHILDRENS | BE00104354 | 17106327 | INCUBATOR CO2 | PANASONIC | MCO-170AICUVL-PA | 4560 | 2019-04-30 | 0
TX CHILDRENS | BE00064091 | 660-016482 | EXERCISE EQUIP, POWERED | SCIFIT LTD CO. | PRO2 | 4556.8 | 2016-06-08 | 0
TX CHILDRENS | BE00034583 | 345781-102011 | MICROSCOPE | LEICA MICROSYSTEMS INC | DM1000 LED | 4554 | 2012-11-30 | 0
TX CHILDRENS | BE00063081 | AV14280070 | VEIN VIEWER | ACCUVEIN INC | AV400 | 4553 | 2015-10-11 | 0
TX CHILDRENS | BE00100515 | L20215452824 | COLUMN HEATER | SHIMADZU SCIENTIFIC INSTRUMENT | CTO-20AC | 4550 | 2018-04-23 | 1078.91
TX CHILDRENS | BE00103171 | 2UA7341N4V | Workstation, Imaging Post Processing | Canon Medical Informatics Inc | Z440 | 4550 | 2019-01-25 | 0
TX CHILDRENS | BE00082012 | 10737 | UTILITY CART | SMR | S160000D | 4545 | 2017-02-07 | 0
TX CHILDRENS | BE00087085 | S160000D-10971 | UTILITY CART | SMR | S160000D | 4545 | 2018-01-08 | 0
TX CHILDRENS | KN227118 | AAX06330054SA | NONINVASIVE BP MANAGEMENT SYST | GE - DINAMAP (CRITIKON) | PRO 400 V2 | 4543.64 | 2009-08-30 | 0
TX CHILDRENS | KN227165 | AAX06330026SA | NONINVASIVE BP MANAGEMENT SYST | GE - DINAMAP (CRITIKON) | PRO 400 V2 | 4543.64 | 2009-08-30 | 0
TX CHILDRENS | KN227152 | AAX06330013SA | NONINVASIVE BP MANAGEMENT SYST | GE - DINAMAP (CRITIKON) | PRO 400 V2 | 4543.64 | 2009-08-30 | 0
TX CHILDRENS | KN227182 | AAX06350086SA | NONINVASIVE BP MANAGEMENT SYST | GE - DINAMAP (CRITIKON) | PRO 400 V2 | 4543.64 | 2009-08-30 | 0
TX CHILDRENS | KN227111 | AAX06310113SA | NONINVASIVE BP MANAGEMENT SYST | GE - DINAMAP (CRITIKON) | PRO 400 V2 | 4543.64 | 2009-08-30 | 0
TX CHILDRENS | KN227129 | AAX06310027SA | NONINVASIVE BP MANAGEMENT SYST | GE - DINAMAP (CRITIKON) | PRO 400 V2 | 4543.64 | 2009-08-30 | 0
TX CHILDRENS | KN227163 | AAX06330024SA | NONINVASIVE BP MANAGEMENT SYST | GE - DINAMAP (CRITIKON) | PRO 400 V2 | 4543.64 | 2009-08-30 | 0
TX CHILDRENS | KN227191 | AAX06350108SA | NONINVASIVE BP MANAGEMENT SYST | GE - DINAMAP (CRITIKON) | PRO 400 V2 | 4543.64 | 2009-08-30 | 0
TX CHILDRENS | KN227157 | AAX06330018SA | NONINVASIVE BP MANAGEMENT SYST | GE - DINAMAP (CRITIKON) | PRO 400 V2 | 4543.64 | 2009-08-30 | 0
TX CHILDRENS | KN227194 | AAX06350124SA | NONINVASIVE BP MANAGEMENT SYST | GE - DINAMAP (CRITIKON) | PRO 400 V2 | 4543.64 | 2009-08-30 | 0
TX CHILDRENS | KN227127 | AAX06300053SA | NONINVASIVE BP MANAGEMENT SYST | GE - DINAMAP (CRITIKON) | PRO 400 V2 | 4543.64 | 2009-08-30 | 0
TX CHILDRENS | KN227150 | AAX06350122SA | NONINVASIVE BP MANAGEMENT SYST | GE - DINAMAP (CRITIKON) | PRO 400 V2 | 4543.64 | 2009-08-30 | 0
TX CHILDRENS | KN227179 | AAX06350079SA | NONINVASIVE BP MANAGEMENT SYST | GE - DINAMAP (CRITIKON) | PRO 400 V2 | 4543.64 | 2009-08-30 | 0
TX CHILDRENS | KN227145 | AAX06350101SA | NONINVASIVE BP MANAGEMENT SYST | GE - DINAMAP (CRITIKON) | PRO 400 V2 | 4543.64 | 2009-08-30 | 0
TX CHILDRENS | KN227159 | AAX06330020SA | NONINVASIVE BP MANAGEMENT SYST | GE - DINAMAP (CRITIKON) | PRO 400 V2 | 4543.64 | 2009-08-30 | 0
TX CHILDRENS | KN227167 | AAX06350131SA | NONINVASIVE BP MANAGEMENT SYST | GE - DINAMAP (CRITIKON) | PRO 400 V2 | 4543.64 | 2009-08-30 | 0
TX CHILDRENS | KN227136 | AAX06310068SA | NONINVASIVE BP MANAGEMENT SYST | GE - DINAMAP (CRITIKON) | PRO 400 V2 | 4543.64 | 2009-08-30 | 0
TX CHILDRENS | KN227109 | AAX06300061SA | NONINVASIVE BP MANAGEMENT SYST | GE - DINAMAP (CRITIKON) | PRO 400 V2 | 4543.64 | 2009-08-30 | 0
TX CHILDRENS | KN227123 | AAX06330060SA | NONINVASIVE BP MANAGEMENT SYST | GE - DINAMAP (CRITIKON) | PRO 400 V2 | 4543.64 | 2009-08-30 | 0
TX CHILDRENS | KN227146 | AAX06350104SA | NONINVASIVE BP MANAGEMENT SYST | GE - DINAMAP (CRITIKON) | PRO 400 V2 | 4543.64 | 2009-08-30 | 0
TX CHILDRENS | KN227138 | AAX06310070SA | NONINVASIVE BP MANAGEMENT SYST | GE - DINAMAP (CRITIKON) | PRO 400 V2 | 4543.64 | 2009-08-30 | 0
TX CHILDRENS | KN227130 | AAX06310030SA | NONINVASIVE BP MANAGEMENT SYST | GE - DINAMAP (CRITIKON) | PRO 400 V2 | 4543.64 | 2009-08-30 | 0
TX CHILDRENS | KN227181 | AAX06350082SA | NONINVASIVE BP MANAGEMENT SYST | GE - DINAMAP (CRITIKON) | PRO 400 V2 | 4543.64 | 2009-08-30 | 0
TX CHILDRENS | KN227144 | AAX06350100SA | NONINVASIVE BP MANAGEMENT SYST | GE - DINAMAP (CRITIKON) | PRO 400 V2 | 4543.64 | 2009-08-30 | 0
TX CHILDRENS | KN227131 | AAX06310049SA | NONINVASIVE BP MANAGEMENT SYST | GE - DINAMAP (CRITIKON) | PRO 400 V2 | 4543.64 | 2009-08-30 | 0
TX CHILDRENS | KN227166 | AAX06330027SA | NONINVASIVE BP MANAGEMENT SYST | GE - DINAMAP (CRITIKON) | PRO 400 V2 | 4543.64 | 2009-08-30 | 0
TX CHILDRENS | KN227154 | AAX06330015SA | NONINVASIVE BP MANAGEMENT SYST | GE - DINAMAP (CRITIKON) | PRO 400 V2 | 4543.64 | 2009-08-30 | 0
TX CHILDRENS | KN227171 | AAX06350135SA | NONINVASIVE BP MANAGEMENT SYST | GE - DINAMAP (CRITIKON) | PRO 400 V2 | 4543.64 | 2009-08-30 | 0
TX CHILDRENS | KN227169 | AAX06350133SA | NONINVASIVE BP MANAGEMENT SYST | GE - DINAMAP (CRITIKON) | PRO 400 V2 | 4543.64 | 2009-08-30 | 0
TX CHILDRENS | KN227160 | AAX06330021SA | NONINVASIVE BP MANAGEMENT SYST | GE - DINAMAP (CRITIKON) | PRO 400 V2 | 4543.64 | 2009-08-30 | 0
TX CHILDRENS | KN227175 | AAX06350148SA | NONINVASIVE BP MANAGEMENT SYST | GE - DINAMAP (CRITIKON) | PRO 400 V2 | 4543.64 | 2009-08-30 | 0
TX CHILDRENS | KN227158 | AAX06330019SA | NONINVASIVE BP MANAGEMENT SYST | GE - DINAMAP (CRITIKON) | PRO 400 V2 | 4543.64 | 2009-08-30 | 0
TX CHILDRENS | KN227140 | AAX06340031SA | NONINVASIVE BP MANAGEMENT SYST | GE - DINAMAP (CRITIKON) | PRO 400 V2 | 4543.64 | 2009-08-30 | 0
TX CHILDRENS | KN227162 | AAX06330023SA | NONINVASIVE BP MANAGEMENT SYST | GE - DINAMAP (CRITIKON) | PRO 400 V2 | 4543.64 | 2009-08-30 | 0
TX CHILDRENS | KN227173 | AAX06350140SA | NONINVASIVE BP MANAGEMENT SYST | GE - DINAMAP (CRITIKON) | PRO 400 V2 | 4543.64 | 2009-08-30 | 0
TX CHILDRENS | KN227128 | AAX06310014SA | NONINVASIVE BP MANAGEMENT SYST | GE - DINAMAP (CRITIKON) | PRO 400 V2 | 4543.64 | 2009-08-30 | 0
TX CHILDRENS | KN227199 | AAX06360035SA | NONINVASIVE BP MANAGEMENT SYST | GE - DINAMAP (CRITIKON) | PRO 400 V2 | 4543.64 | 2009-08-30 | 0
TX CHILDRENS | KN227155 | AAX06330016SA | NONINVASIVE BP MANAGEMENT SYST | GE - DINAMAP (CRITIKON) | PRO 400 V2 | 4543.64 | 2009-08-30 | 0
TX CHILDRENS | KN227139 | AAX06310071SA | NONINVASIVE BP MANAGEMENT SYST | GE - DINAMAP (CRITIKON) | PRO 400 V2 | 4543.64 | 2009-08-30 | 0
TX CHILDRENS | KN227134 | AAX06310065SA | NONINVASIVE BP MANAGEMENT SYST | GE - DINAMAP (CRITIKON) | PRO 400 V2 | 4543.64 | 2009-08-30 | 0
TX CHILDRENS | KN227101 | AAX06290099SA | NONINVASIVE BP MANAGEMENT SYST | GE - DINAMAP (CRITIKON) | PRO 400 V2 | 4543.64 | 2009-08-30 | 0
TX CHILDRENS | KN227200 | AAX06360037SA | NONINVASIVE BP MANAGEMENT SYST | GE - DINAMAP (CRITIKON) | PRO 400 V2 | 4543.64 | 2009-08-30 | 0
TX CHILDRENS | KN227156 | AAX06330017SA | NONINVASIVE BP MANAGEMENT SYST | GE - DINAMAP (CRITIKON) | PRO 400 V2 | 4543.64 | 2009-08-30 | 0
TX CHILDRENS | KN227122 | AAX06330059SA | NONINVASIVE BP MANAGEMENT SYST | GE - DINAMAP (CRITIKON) | PRO 400 V2 | 4543.64 | 2009-08-30 | 0
TX CHILDRENS | KN227178 | AAX06350077SA | NONINVASIVE BP MANAGEMENT SYST | GE - DINAMAP (CRITIKON) | PRO 400 V2 | 4543.64 | 2009-08-30 | 0
TX CHILDRENS | KN227176 | AAX06330053SA | NONINVASIVE BP MANAGEMENT SYST | GE - DINAMAP (CRITIKON) | PRO 400 V2 | 4543.64 | 2009-08-30 | 0
TX CHILDRENS | KN227195 | AAX06350127SA | NONINVASIVE BP MANAGEMENT SYST | GE - DINAMAP (CRITIKON) | PRO 400 V2 | 4543.64 | 2009-08-30 | 0
TX CHILDRENS | KN227177 | AAX06340029SA | NONINVASIVE BP MANAGEMENT SYST | GE - DINAMAP (CRITIKON) | PRO 400 V2 | 4543.64 | 2009-08-30 | 0
TX CHILDRENS | KN227124 | AAX06330061SA | NONINVASIVE BP MANAGEMENT SYST | GE - DINAMAP (CRITIKON) | PRO 400 V2 | 4543.64 | 2009-08-30 | 0
TX CHILDRENS | KN227170 | AAX06350134SA | NONINVASIVE BP MANAGEMENT SYST | GE - DINAMAP (CRITIKON) | PRO 400 V2 | 4543.64 | 2009-08-30 | 0
TX CHILDRENS | KN227168 | AAX06350132SA | NONINVASIVE BP MANAGEMENT SYST | GE - DINAMAP (CRITIKON) | PRO 400 V2 | 4543.64 | 2009-08-30 | 0
TX CHILDRENS | KN227102 | AAX06290100SA | NONINVASIVE BP MANAGEMENT SYST | GE - DINAMAP (CRITIKON) | PRO 400 V2 | 4543.64 | 2009-08-30 | 0
TX CHILDRENS | KN227187 | AAX06350098SA | NONINVASIVE BP MANAGEMENT SYST | GE - DINAMAP (CRITIKON) | PRO 400 V2 | 4543.64 | 2009-08-30 | 0
TX CHILDRENS | BE00122424 | 107880 | EXERCISE EQUIP, POWERED | Armedica | AM-TM700 | 4542.52 | 2025-01-31 | 0
TX CHILDRENS | BE00060426 | 4153-8606 | INCUBATOR CO2 | VWR FUNDING INC | SYMPHONY 5.3 A | 4540.8 | 2014-12-05 | 0
TX CHILDRENS | BE00060427 | 4153-8605 | INCUBATOR CO2 | VWR FUNDING INC | SYMPHONY 5.3 A | 4540.8 | 2014-12-05 | 0
TX CHILDRENS | BE00128158 | 2314AJ131 | TONOMETER | ICARE FINLAND OY | IC100 | 4540 | 2025-04-17 | 0
TX CHILDRENS | BE00089032 | 660-018089 | EXERCISE EQUIP, POWERED | SCIFIT LTD CO. | PRO2 | 4539.8 | 2017-10-03 | 0
TX CHILDRENS | BE00113252 | 660-022889 | EXERCISE EQUIP, POWERED | SCIFIT LTD CO. | PRO2 | 4539.8 | 2020-02-13 | 0
TX CHILDRENS | BE00121914 | 2304M51008724 | CENTRIFUGE | BECKMAN COULTER INC | SSH4 | 4537.33 | 2025-10-09 | 0
TX CHILDRENS | BE00115780 | (21)U107246212880 | SCALE, PATIENT INFANT - PEDI | SCALETRONIX, INC. (subsidiary of WELCH-ALLYN) | 4802D-AX | 4535.78 | 2022-12-07 | 0
TX CHILDRENS | KN227053 | AAX06310037SA | NONINVASIVE BP MANAGEMENT SYST | GE - DINAMAP (CRITIKON) | PRO 400 V2 | 4530.28 | 2007-08-30 | 0
TX CHILDRENS | KN227051 | AAX06300063SA | NONINVASIVE BP MANAGEMENT SYST | GE - DINAMAP (CRITIKON) | PRO 400 V2 | 4530.28 | 2007-08-30 | 0
TX CHILDRENS | KN227049 | AAX06300039SA | NONINVASIVE BP MANAGEMENT SYST | GE - DINAMAP (CRITIKON) | PRO 400 V2 | 4530.28 | 2007-08-30 | 0
TX CHILDRENS | KN227045 | AAX06290091SA | NONINVASIVE BP MANAGEMENT SYST | GE - DINAMAP (CRITIKON) | PRO 400 V2 | 4530.28 | 2007-08-30 | 0
TX CHILDRENS | KN227046 | AAX06300017SA | NONINVASIVE BP MANAGEMENT SYST | GE - DINAMAP (CRITIKON) | PRO 400 V2 | 4530.28 | 2007-08-30 | 0
TX CHILDRENS | KN227052 | AAX06310034SA | NONINVASIVE BP MANAGEMENT SYST | GE - DINAMAP (CRITIKON) | PRO 400 V2 | 4530.28 | 2007-08-30 | 0
TX CHILDRENS | KN227054 | AAX06310038SA | NONINVASIVE BP MANAGEMENT SYST | GE - DINAMAP (CRITIKON) | PRO 400 V2 | 4530.28 | 2007-08-30 | 0
TX CHILDRENS | KN227047 | AAX06300019SA | NONINVASIVE BP MANAGEMENT SYST | GE - DINAMAP (CRITIKON) | PRO 400 V2 | 4530.28 | 2007-08-30 | 0
TX CHILDRENS | KN227048 | AAX06300022SA | NONINVASIVE BP MANAGEMENT SYST | GE - DINAMAP (CRITIKON) | PRO 400 V2 | 4530.28 | 2007-08-30 | 0
TX CHILDRENS | BE00109166 | 23E05871 | CV BYPASS LEVEL SENS MODULE | SORIN GROUP USA INC | 23-40-20 | 4528 | 2019-06-21 | 0
TX CHILDRENS | BE00126573 | USP31 10HW23 K1104W | VISUAL ACUITY CHART | M&S TECHNOLOGIES INC | SMART SYSTEM PC-PLUS | 4527 | 2025-04-23 | 0
TX CHILDRENS | KN226709 | AAX06430195SA | NONINVASIVE BP MANAGEMENT SYST | GE - DINAMAP (CRITIKON) | PRO 400 V2 | 4525.35 | 2010-09-07 | 0
TX CHILDRENS | BE00109596 | TWG171294 | TABLE, TILTING, EPS | TRI W-G INDUSTRIES | TG2726/6131.HD | 4522.65 | 2021-02-01 | 0
TX CHILDRENS | BE00104351 | 42249463 | CENTRIFUGE, REFRIGERATED | THERMO FISHER SCIENTIFIC ASHEVILLE LLC | LEGEND MICRO 21R | 4520.33 | 2019-04-30 | 0
TX CHILDRENS | BE00123114 | 60370022 | TUBE SEALER | FRESENIUS USA INC. | 9029701 | 4513.35 | 2025-04-01 | 0
TX CHILDRENS | BE00123116 | 6036622 | TUBE SEALER | FRESENIUS USA INC. | 9029701 | 4513.35 | 2025-04-01 | 0
TX CHILDRENS | KN211027 | 7113897 | LIGHT SOURCE | OLYMPUS AMERICA INC | CLV-S30 | 4510 | 2001-10-16 | 0
TX CHILDRENS | BE00102488 | DK2026R00592 | EXERCISE EQUIP, NON-POWERED | TOTAL GYM | 5200-E1 | 4506.68 | 2021-11-22 | 0
TX CHILDRENS | BE00062844 | 12339 | BLOOD GAS ANALYZER | ALERE NORTH AMERICA INC | EPOC READER | 4501.25 | 2015-10-21 | 0
TX CHILDRENS | BE00059933 | 504 | BLOOD GAS ANALYZER | ALERE NORTH AMERICA INC | EPOC READER | 4501.25 | 2014-06-17 | 0
TX CHILDRENS | BE00062843 | 12344 | BLOOD GAS ANALYZER | ALERE NORTH AMERICA INC | EPOC READER | 4501.25 | 2015-10-21 | 0
TX CHILDRENS | BE00059225 | 7877 | BLOOD GAS ANALYZER | ALERE NORTH AMERICA INC | EPOC READER | 4501.25 | 2014-06-17 | 0
TX CHILDRENS | BE00110039 | 13153 | BLOOD GAS ANALYZER | ALERE NORTH AMERICA INC | EPOC READER | 4501.25 | 2020-02-11 | 0
TX CHILDRENS | BE00063292 | 11863 | BLOOD GAS ANALYZER | ALERE NORTH AMERICA INC | EPOC READER | 4501.25 | 2015-10-11 | 0
TX CHILDRENS | BE00061853 | 610-013995 | EXERCISE EQUIP, POWERED | SCIFIT LTD CO. | PRO100 | 4501.22 | 2016-06-02 | 0
TX CHILDRENS | BE00066021 | 10476 | BLOOD GAS ANALYZER | ALERE NORTH AMERICA INC | EPOC READER | 4500 | 2016-12-21 | 0
TX CHILDRENS | KN190908 | M33519 | SCALE | METTLER | PM300 | 4500 | 1994-06-07 | 0
TX CHILDRENS | BE00113471 | (21)GI1004358 | OTOACOUSTIC EMISSION DEVICE | LUCAS GRASON STADLER (GSI) | CORTI | 4500 | 2020-04-09 | 0
TX CHILDRENS | BE00104099 | (21)GI1004935 | OTOACOUSTIC EMISSION DEVICE | LUCAS GRASON STADLER (GSI) | CORTI | 4500 | 2018-12-17 | 0
TX CHILDRENS | KN195191 | 1114402509 | SCALE | METTLER | PM400 | 4500 | 1996-12-28 | 0
TX CHILDRENS | KN193415 | M33507 | SCALE | METTLER | PM300 | 4500 | 1995-03-30 | 0
TX CHILDRENS | BE00082311 | M160112680 | WARMER, BLANKET | BLICKMAN HEALTH INDUSTRIES INC | 7927TG | 4500 | 2016-02-29 | 0
TX CHILDRENS | BE00141699 | 58990 | BLOOD GAS ANALYZER | SIEMENS HEALTHCARE DIAGNOSTICS | EPOC READER | 4500 | 2026-08-27 | 0
TX CHILDRENS | KN227663 | AAX04100045SA | NONINVASIVE BP MANAGEMENT SYST | GE - DINAMAP (CRITIKON) | PRO 400 V2 | 4500 | 2008-08-12 | 0
TX CHILDRENS | KN181698 | DLI2398 | CRYOSURGICAL UNIT & ACCESSORY | DYNATECH CORP. | 3000U | 4500 | 1988-03-12 | 0
TX CHILDRENS | KN200475 | 9906188 | BED, AC POWERED ADJUSTABLE | MIDLAND INDUSTRIAL SUPPLY CO | 22264 | 4500 | 2000-08-10 | 0
TX CHILDRENS | BE00035505 | C2C20472LP | COMPUTER & PERIPHERALS | HEWLETT PACKARD | Z800 | 4500 | 2013-09-20 | 0
TX CHILDRENS | KN228224 | PSD7891 | VENTR BYPASS ASSIST DEVICE | THORATEC LABORATORIES CORPORATION | 103593 | 4500 | 2009-06-24 | 0
TX CHILDRENS | BE00141700 | 58996 | BLOOD GAS ANALYZER | SIEMENS HEALTHCARE DIAGNOSTICS | EPOC READER | 4500 | 2026-08-27 | 0
TX CHILDRENS | KN7000721 | 13236 | DNA THERMAL CYCLER | HYBAID | HBPX110 PCR | 4500 | 1999-08-04 | 0
TX CHILDRENS | BE00109884 | BEGX 01465 | ANESTHETIC VAPORIZER | DATEX-OHMEDA INC | ISOTEC 7 | 4500 | 2019-10-01 | 0
TX CHILDRENS | KN215955 | DOS0170473 | SIMULATOR | DNI NEVADA | OXITEST PLUS 7 | 4500 | 2003-02-15 | 0
TX CHILDRENS | BE00141698 | 58988 | BLOOD GAS ANALYZER | SIEMENS HEALTHCARE DIAGNOSTICS | EPOC READER | 4500 | 2026-08-27 | 0
TX CHILDRENS | BE00104098 | (21)GI1004752 | OTOACOUSTIC EMISSION DEVICE | LUCAS GRASON STADLER (GSI) | CORTI | 4500 | 2018-12-17 | 0
TX CHILDRENS | KN227665 | AAX04440132SA | NONINVASIVE BP MANAGEMENT SYST | GE - DINAMAP (CRITIKON) | PRO 400 V2 | 4500 | 2008-08-12 | 0
TX CHILDRENS | BE00141701 | 59006 | BLOOD GAS ANALYZER | SIEMENS HEALTHCARE DIAGNOSTICS | EPOC READER | 4500 | 2026-08-27 | 0
TX CHILDRENS | BE00141696 | 58973 | BLOOD GAS ANALYZER | SIEMENS HEALTHCARE DIAGNOSTICS | EPOC READER | 4500 | 2026-08-27 | 0
TX CHILDRENS | BE00141697 | 58987 | BLOOD GAS ANALYZER | SIEMENS HEALTHCARE DIAGNOSTICS | EPOC READER | 4500 | 2026-08-27 | 0
TX CHILDRENS | BE00118804 | AT0390D7 | sEMG/SURFACE ELECTROMYOGRAPH | XLTEK | 1002 | 4500 | 2024-08-24 | 0
TX CHILDRENS | KN225329 | 504020 | SURGICAL MICROSCOPE & ACCESSOR | CARL ZEISS MEDITEC USA INC | 308203915 | 4500 | 2010-03-11 | 0
TX CHILDRENS | KN227664 | AAX05140082SA | NONINVASIVE BP MANAGEMENT SYST | GE - DINAMAP (CRITIKON) | PRO 400 V2 | 4500 | 2008-08-12 | 0
TX CHILDRENS | BE00111462 | (21)GI1004357 | OTOACOUSTIC EMISSION DEVICE | LUCAS GRASON STADLER (GSI) | CORTI | 4500 | 2019-07-31 | 0
TX CHILDRENS | BE00141702 | 59008 | BLOOD GAS ANALYZER | SIEMENS HEALTHCARE DIAGNOSTICS | EPOC READER | 4500 | 2026-08-27 | 0
TX CHILDRENS | KN216965 | 269BR 01688 | SPECTROPHOTOMETER | BIO RAD LABORATORIES INC | SMART SPEC 3000 | 4500 | 2005-08-08 | 0
TX CHILDRENS | BE00109883 | BEGX 01610 | ANESTHETIC VAPORIZER | DATEX-OHMEDA INC | ISOTEC 7 | 4500 | 2019-10-01 | 0
TX CHILDRENS | BE00103786 | CC38 | BEREAVEMENT CRADLE | COMFORT INNOVATIONS LLC | CC100 | 4500 | 2019-07-18 | 0
TX CHILDRENS | BE00141703 | 59009 | BLOOD GAS ANALYZER | SIEMENS HEALTHCARE DIAGNOSTICS | EPOC READER | 4500 | 2026-08-27 | 0
TX CHILDRENS | BE00069087 | N140509589 | WARMER, BLANKET | BLICKMAN HEALTH INDUSTRIES INC | 7922TG | 4497.28 | 2015-06-30 | 0
TX CHILDRENS | BE00063777 | 1111471 | SURGICAL LIGHT | SUNNEX INC | CS2050M-MRI | 4495.5 | 2016-03-04 | 0
TX CHILDRENS | BE00113945 | ACT1004351 | TIMER, COAGULATION | MEDTRONIC, INC. | ACT 100 | 4495 | 2021-10-18 | 0
TX CHILDRENS | KN223476 | 2005-07-DR2-00696 | PATIENT EXAM VIDEO CAMERA | GIVEN IMAGING INC | FGS0079 | 4495 | 2006-10-11 | 0
TX CHILDRENS | BE00101467 | DR3-30817083 | RECORDER, PILLCAM | GIVEN IMAGING INC | DR3 | 4495 | 2019-10-15 | 0
TX CHILDRENS | BE00116687 | DR3-30818615 | RECORDER, PILLCAM | GIVEN IMAGING INC | DR3 | 4495 | 2022-09-07 | 0
TX CHILDRENS | BE00126247 | 36135 | PHOTOTHERAPY UNIT, NEONATAL | NATUS MEDICAL INCORPORATED | NEOBLUE | 4490.94 | 2024-11-16 | 0
TX CHILDRENS | BE00126250 | 36144 | PHOTOTHERAPY UNIT, NEONATAL | NATUS MEDICAL INCORPORATED | NEOBLUE | 4490.94 | 2024-11-16 | 0
TX CHILDRENS | BE00126111 | 40166 | PHOTOTHERAPY UNIT, NEONATAL | NATUS MEDICAL INCORPORATED | NEOBLUE | 4490.94 | 2025-01-18 | 0
TX CHILDRENS | BE00126113 | 40169 | PHOTOTHERAPY UNIT, NEONATAL | NATUS MEDICAL INCORPORATED | NEOBLUE | 4490.94 | 2025-01-18 | 0
TX CHILDRENS | BE00126116 | 40176 | PHOTOTHERAPY UNIT, NEONATAL | NATUS MEDICAL INCORPORATED | NEOBLUE | 4490.94 | 2025-01-18 | 0
TX CHILDRENS | BE00126248 | 35086 | PHOTOTHERAPY UNIT, NEONATAL | NATUS MEDICAL INCORPORATED | NEOBLUE | 4490.94 | 2024-11-16 | 0
TX CHILDRENS | BE00126109 | 40128 | PHOTOTHERAPY UNIT, NEONATAL | NATUS MEDICAL INCORPORATED | NEOBLUE | 4490.94 | 2025-01-18 | 0
TX CHILDRENS | BE00126110 | 40129 | PHOTOTHERAPY UNIT, NEONATAL | NATUS MEDICAL INCORPORATED | NEOBLUE | 4490.94 | 2025-01-18 | 0
TX CHILDRENS | BE00126112 | 40168 | PHOTOTHERAPY UNIT, NEONATAL | NATUS MEDICAL INCORPORATED | NEOBLUE | 4490.94 | 2025-01-18 | 0
TX CHILDRENS | BE00126114 | 40170 | PHOTOTHERAPY UNIT, NEONATAL | NATUS MEDICAL INCORPORATED | NEOBLUE | 4490.94 | 2025-01-18 | 0
TX CHILDRENS | BE00126115 | 40174 | PHOTOTHERAPY UNIT, NEONATAL | NATUS MEDICAL INCORPORATED | NEOBLUE | 4490.94 | 2025-01-18 | 0
TX CHILDRENS | BE00126249 | 34645 | PHOTOTHERAPY UNIT, NEONATAL | NATUS MEDICAL INCORPORATED | NEOBLUE | 4490.94 | 2024-11-16 | 0
TX CHILDRENS | BE00036836 | INVO4972 | TUBE SEALER | FRESENIUS USA INC. | 902566 | 4490 | 2012-12-12 | 0
TX CHILDRENS | BE00014311 | 0NUO4835 | TUBE SEALER | FRESENIUS USA INC. | 902566 | 4490 | 2012-03-15 | 0
TX CHILDRENS | BE00012760 | 0NUO4834 | TUBE SEALER | FRESENIUS USA INC. | 902566 | 4490 | 2012-03-15 | 0
TX CHILDRENS | BE00060859 | SA314107481GA | LIM SUPERCARTRIDGE ECG BP TMP | GE Medical Systems Information Tech Inc | PDM | 4484 | 2015-04-17 | 0
TX CHILDRENS | BE00089025 | DK1546G05330 | EXERCISE EQUIP, NON-POWERED | TOTAL GYM | 5200-01 | 4483.21 | 2017-10-03 | 0
TX CHILDRENS | BE00127491 | GM107E1907G021 | EXERCISE EQUIP, NON-POWERED | MATRIX, INC | MD-S711 | 4481.34 | 2024-01-30 | 0
TX CHILDRENS | BE00113052 | 9600345 | BONE DRILL, DENTAL, POWERED | STRAUMANN MANUFACTURING INC | STRAUMANN SURGICAL PRO | 4479.2 | 2021-03-02 | 0
TX CHILDRENS | BE00115303 | 21F2562-A11766 | DENTAL OPERATIVE UNIT | ADEC DENTAL | 2562 | 4478.68 | 2022-08-01 | 0
TX CHILDRENS | BE00115304 | 21F2562-A11880 | DENTAL OPERATIVE UNIT | ADEC DENTAL | 2562 | 4478.68 | 2022-08-01 | 0
TX CHILDRENS | KN199718 | MA 1368 A9711 | CENTRIFUGE | SHANDON ELLIOT | CYTOSPIN 3 | 4475 | 1998-12-22 | 0
TX CHILDRENS | BE00117208 | TNT+T03200120REVD | EXERCISE EQUIP, NON-POWERED | SHUTTLE SYSTEMS | 1111 | 4473.11 | 2022-10-17 | 0
TX CHILDRENS | BE00063996 | XL120-Q-9265 | MICROSCOPE ACCESSORIES | LUMEN DYNAMICS GROUP | XL120-Q | 4470.01 | 2016-04-05 | 0
TX CHILDRENS | KN217437 | 042403-001 | TRANSILLUMINATOR | U.V.P. INC | BIO DOC-IT 220 | 4470 | 2004-12-10 | 0
TX CHILDRENS | BE00108246 | 4504 | SCALE, PATIENT INFANT - PEDI | DIEBOLD INC. | 51 | 4469.9 | 2019-03-05 | 0
TX CHILDRENS | BE00106340 | 4501 | SCALE, PATIENT INFANT - PEDI | DIEBOLD INC. | 51 | 4469.9 | 2019-03-05 | 0
TX CHILDRENS | BE00108244 | 4506 | SCALE, PATIENT INFANT - PEDI | DIEBOLD INC. | 51 | 4469.9 | 2019-03-05 | 0
TX CHILDRENS | BE00108247 | 4505 | SCALE, PATIENT INFANT - PEDI | DIEBOLD INC. | 51 | 4469.9 | 2019-03-05 | 0
TX CHILDRENS | BE00106341 | 4502 | SCALE, PATIENT INFANT - PEDI | DIEBOLD INC. | 51 | 4469.9 | 2019-03-05 | 0
TX CHILDRENS | BE00108245 | 4503 | SCALE, PATIENT INFANT - PEDI | DIEBOLD INC. | 51 | 4469.9 | 2019-03-05 | 0
TX CHILDRENS | BE00057959 | 613026 | EXERCISE EQUIP, NON-POWERED | Life Fitness | FZSLC | 4469.44 | 2015-12-31 | 0
TX CHILDRENS | BE00060913 | 389754 | MICROSCOPE ACCESSORIES | LEICA MICROSYSTEMS INC | EL6000 | 4455 | 2015-06-08 | 0
TX CHILDRENS | BE00060902 | 393484 | MICROSCOPE ACCESSORIES | LEICA MICROSYSTEMS INC | EL6000 | 4455 | 2015-06-08 | 0
TX CHILDRENS | BE00012946 | 22388 | PHOTOTHERAPY UNIT, NEONATAL | NATUS MEDICAL INCORPORATED | NEOBLUE | 4452.7 | 2012-03-20 | 0
TX CHILDRENS | BE00012947 | 22389 | PHOTOTHERAPY UNIT, NEONATAL | NATUS MEDICAL INCORPORATED | NEOBLUE | 4452.7 | 2012-03-20 | 0
TX CHILDRENS | BE00013887 | 22390 | PHOTOTHERAPY UNIT, NEONATAL | NATUS MEDICAL INCORPORATED | NEOBLUE | 4452.7 | 2012-03-20 | 0
TX CHILDRENS | BE00119472 | 510011488 | CENTRIFUGE | ORTHO - CLINICAL DIAGNOSTICS | ORTHO WORKSTATION | 4450 | 2024-05-24 | 0
TX CHILDRENS | BE00058734 | M130207271 | WARMER, BLANKET | BLICKMAN HEALTH INDUSTRIES INC | 7922TG | 4447.23 | 2014-04-18 | 0
TX CHILDRENS | BE00126223 | MBB2214100 | PULSE OXIMETER | COVIDIEN LP | BEDSIDE SPO2 PMS | 4441.93 | 2024-11-15 | 0
TX CHILDRENS | BE00126224 | MBB2214109 | PULSE OXIMETER | COVIDIEN LP | BEDSIDE SPO2 PMS | 4441.93 | 2024-11-15 | 0
TX CHILDRENS | BE00126239 | MBB2214102 | PULSE OXIMETER | COVIDIEN LP | BEDSIDE SPO2 PMS | 4441.93 | 2024-11-15 | 0
TX CHILDRENS | BE00126238 | MBB2214096 | PULSE OXIMETER | COVIDIEN LP | BEDSIDE SPO2 PMS | 4441.93 | 2024-11-15 | 0
TX CHILDRENS | BE00126245 | MBB2214116 | PULSE OXIMETER | COVIDIEN LP | BEDSIDE SPO2 PMS | 4441.93 | 2024-11-15 | 0
TX CHILDRENS | BE00126236 | MBB2214118 | PULSE OXIMETER | COVIDIEN LP | BEDSIDE SPO2 PMS | 4441.93 | 2024-11-15 | 0
TX CHILDRENS | BE00126233 | MBB2214101 | PULSE OXIMETER | COVIDIEN LP | BEDSIDE SPO2 PMS | 4441.93 | 2024-11-15 | 0
TX CHILDRENS | BE00126237 | MBB2214114 | PULSE OXIMETER | COVIDIEN LP | BEDSIDE SPO2 PMS | 4441.93 | 2024-11-15 | 0
TX CHILDRENS | BE00126230 | MBB2214112 | PULSE OXIMETER | COVIDIEN LP | BEDSIDE SPO2 PMS | 4441.93 | 2024-11-15 | 0
TX CHILDRENS | BE00126241 | MBB2214113 | PULSE OXIMETER | COVIDIEN LP | BEDSIDE SPO2 PMS | 4441.93 | 2024-11-15 | 0
TX CHILDRENS | BE00126244 | MBB2214094 | PULSE OXIMETER | COVIDIEN LP | BEDSIDE SPO2 PMS | 4441.93 | 2024-11-15 | 0
TX CHILDRENS | BE00126228 | MBB2214108 | PULSE OXIMETER | COVIDIEN LP | BEDSIDE SPO2 PMS | 4441.93 | 2024-11-15 | 0
TX CHILDRENS | BE00126229 | MBB2214093 | PULSE OXIMETER | COVIDIEN LP | BEDSIDE SPO2 PMS | 4441.93 | 2024-11-15 | 0
TX CHILDRENS | BE00126243 | MBB2214097 | PULSE OXIMETER | COVIDIEN LP | BEDSIDE SPO2 PMS | 4441.93 | 2024-11-15 | 0
TX CHILDRENS | BE00126226 | MBB2214107 | PULSE OXIMETER | COVIDIEN LP | BEDSIDE SPO2 PMS | 4441.93 | 2024-11-15 | 0
TX CHILDRENS | BE00126232 | MBB2214103 | PULSE OXIMETER | COVIDIEN LP | BEDSIDE SPO2 PMS | 4441.93 | 2024-11-15 | 0
TX CHILDRENS | BE00126227 | MBB2214098 | PULSE OXIMETER | COVIDIEN LP | BEDSIDE SPO2 PMS | 4441.93 | 2024-11-15 | 0
TX CHILDRENS | BE00126221 | MBB2214111 | PULSE OXIMETER | COVIDIEN LP | BEDSIDE SPO2 PMS | 4441.93 | 2024-11-15 | 0
TX CHILDRENS | BE00126246 | MBB2214099 | PULSE OXIMETER | COVIDIEN LP | BEDSIDE SPO2 PMS | 4441.93 | 2024-11-15 | 0
TX CHILDRENS | BE00126235 | MBB2214115 | PULSE OXIMETER | COVIDIEN LP | BEDSIDE SPO2 PMS | 4441.93 | 2024-11-15 | 0
TX CHILDRENS | BE00126242 | MBB2214095 | PULSE OXIMETER | COVIDIEN LP | BEDSIDE SPO2 PMS | 4441.93 | 2024-11-15 | 0
TX CHILDRENS | BE00126225 | MBB2214105 | PULSE OXIMETER | COVIDIEN LP | BEDSIDE SPO2 PMS | 4441.93 | 2024-11-15 | 0
TX CHILDRENS | BE00126222 | MBB2214106 | PULSE OXIMETER | COVIDIEN LP | BEDSIDE SPO2 PMS | 4441.93 | 2024-11-15 | 0
TX CHILDRENS | BE00126234 | MBB2214104 | PULSE OXIMETER | COVIDIEN LP | BEDSIDE SPO2 PMS | 4441.93 | 2024-11-15 | 0
TX CHILDRENS | BE00126240 | MBB2214117 | PULSE OXIMETER | COVIDIEN LP | BEDSIDE SPO2 PMS | 4441.93 | 2024-11-15 | 0
TX CHILDRENS | BE00126231 | MBB2214110 | PULSE OXIMETER | COVIDIEN LP | BEDSIDE SPO2 PMS | 4441.93 | 2024-11-15 | 0
TX CHILDRENS | KN224289 | AAX06410032SA | NONINVASIVE BP MANAGEMENT SYST | GE - DINAMAP (CRITIKON) | PRO 400 V2 | 4439.67 | 2008-07-09 | 0
TX CHILDRENS | BE00131225 | 3031225 | HYBRIDIZER | AGILENT TECHNOLOGIES | G2545A | 4434.3 | 2026-06-14 | 0
TX CHILDRENS | BE00011649 | 854084 | CALIBRATOR | JAEGER MEDICAL INSTRUMENTS | ITGV | 4432 | 2011-09-08 | 0
TX CHILDRENS | BE00065856 | 23E04363 | CV BYPASS LEVEL SENS MODULE | SORIN GROUP USA INC | 23-40-20 | 4430 | 2016-10-18 | 0
TX CHILDRENS | BE00065922 | 23E04366 | CV BYPASS LEVEL SENS MODULE | SORIN GROUP USA INC | 23-40-20 | 4430 | 2016-10-18 | 0
TX CHILDRENS | BE00065878 | 23E04365 | CV BYPASS LEVEL SENS MODULE | SORIN GROUP USA INC | 23-40-20 | 4430 | 2016-10-18 | 0
TX CHILDRENS | BE00065900 | 23E04362 | CV BYPASS LEVEL SENS MODULE | SORIN GROUP USA INC | 23-40-20 | 4430 | 2016-10-18 | 0
TX CHILDRENS | BE00113253 | DK1834R00316 | EXERCISE EQUIP, NON-POWERED | TOTAL GYM | ENCOMPASS RECOVERY | 4427.65 | 2020-02-13 | 0
TX CHILDRENS | BE00059709 | JY5YNW1 | VISUAL ACUITY CHART | M&S TECHNOLOGIES INC | SMART SYSTEM 2 | 4420 | 2014-07-31 | 0
TX CHILDRENS | BE00059707 | JY72ZV1 | VISUAL ACUITY CHART | M&S TECHNOLOGIES INC | SMART SYSTEM 2 | 4420 | 2014-07-31 | 0
TX CHILDRENS | BE00059708 | JY71PW1 | VISUAL ACUITY CHART | M&S TECHNOLOGIES INC | SMART SYSTEM 2 | 4420 | 2014-07-31 | 0
TX CHILDRENS | BE00059706 | JY5XYV1 | VISUAL ACUITY CHART | M&S TECHNOLOGIES INC | SMART SYSTEM 2 | 4420 | 2014-07-31 | 0
TX CHILDRENS | BE00059710 | JY6YYV1 | VISUAL ACUITY CHART | M&S TECHNOLOGIES INC | SMART SYSTEM 2 | 4420 | 2014-07-31 | 0
TX CHILDRENS | BE00059705 | JY5ZNW1 | VISUAL ACUITY CHART | M&S TECHNOLOGIES INC | SMART SYSTEM 2 | 4420 | 2014-07-31 | 0
TX CHILDRENS | BE00127274 | 5405MP027760 | CENTRIFUGE | Eppendorf North America Inc | 5425 | 4416.18 | 2025-01-03 | 0
TX CHILDRENS | BE00123902 | (21)U107225232000 | SCALE, PATIENT INFANT - PEDI | SCALETRONIX, INC. (subsidiary of WELCH-ALLYN) | 4802D-AX | 4411.37 | 2024-10-05 | 0
TX CHILDRENS | BE00123850 | (21)U107226232042 | SCALE, PATIENT INFANT - PEDI | SCALETRONIX, INC. (subsidiary of WELCH-ALLYN) | 4802D-AX | 4411.37 | 2024-10-05 | 0
TX CHILDRENS | BE00123848 | (21)U107225232021 | SCALE, PATIENT INFANT - PEDI | SCALETRONIX, INC. (subsidiary of WELCH-ALLYN) | 4802D-AX | 4411.37 | 2024-10-05 | 0
TX CHILDRENS | BE00123846 | (21)U107225232002 | SCALE, PATIENT INFANT - PEDI | SCALETRONIX, INC. (subsidiary of WELCH-ALLYN) | 4802D-AX | 4411.37 | 2024-10-05 | 0
TX CHILDRENS | BE00123906 | (21)U107225232003 | SCALE, PATIENT INFANT - PEDI | SCALETRONIX, INC. (subsidiary of WELCH-ALLYN) | 4802D-AX | 4411.37 | 2024-10-05 | 0
TX CHILDRENS | BE00123904 | (21)U107225232005 | SCALE, PATIENT INFANT - PEDI | SCALETRONIX, INC. (subsidiary of WELCH-ALLYN) | 4802D-AX | 4411.37 | 2024-10-05 | 0
TX CHILDRENS | BE00123843 | (21)U107225232011 | SCALE, PATIENT INFANT - PEDI | SCALETRONIX, INC. (subsidiary of WELCH-ALLYN) | 4802D-AX | 4411.37 | 2024-10-05 | 0
TX CHILDRENS | BE00123844 | (21)U107226232041 | SCALE, PATIENT INFANT - PEDI | SCALETRONIX, INC. (subsidiary of WELCH-ALLYN) | 4802D-AX | 4411.37 | 2024-10-05 | 0
TX CHILDRENS | BE00123845 | (21)U107225232007 | SCALE, PATIENT INFANT - PEDI | SCALETRONIX, INC. (subsidiary of WELCH-ALLYN) | 4802D-AX | 4411.37 | 2024-10-05 | 0
TX CHILDRENS | BE00123905 | (21)U107225232008 | SCALE, PATIENT INFANT - PEDI | SCALETRONIX, INC. (subsidiary of WELCH-ALLYN) | 4802D-AX | 4411.37 | 2024-10-05 | 0
TX CHILDRENS | BE00123907 | (21)U107225232001 | SCALE, PATIENT INFANT - PEDI | SCALETRONIX, INC. (subsidiary of WELCH-ALLYN) | 4802D-AX | 4411.37 | 2024-10-05 | 0
TX CHILDRENS | BE00123849 | (21)U107226232040 | SCALE, PATIENT INFANT - PEDI | SCALETRONIX, INC. (subsidiary of WELCH-ALLYN) | 4802D-AX | 4411.37 | 2024-10-05 | 0
TX CHILDRENS | BE00123842 | (21)U107225232020 | SCALE, PATIENT INFANT - PEDI | SCALETRONIX, INC. (subsidiary of WELCH-ALLYN) | 4802D-AX | 4411.37 | 2024-10-05 | 0
TX CHILDRENS | BE00123901 | (21)U107225232006 | SCALE, PATIENT INFANT - PEDI | SCALETRONIX, INC. (subsidiary of WELCH-ALLYN) | 4802D-AX | 4411.37 | 2024-10-05 | 0
TX CHILDRENS | BE00123841 | (21)U107225231999 | SCALE, PATIENT INFANT - PEDI | SCALETRONIX, INC. (subsidiary of WELCH-ALLYN) | 4802D-AX | 4411.37 | 2024-10-05 | 0
TX CHILDRENS | BE00123909 | (21)U107225232019 | SCALE, PATIENT INFANT - PEDI | SCALETRONIX, INC. (subsidiary of WELCH-ALLYN) | 4802D-AX | 4411.37 | 2024-10-05 | 0
TX CHILDRENS | BE00128155 | (21)U107201240005 | SCALE, PATIENT INFANT - PEDI | SCALETRONIX, INC. (subsidiary of WELCH-ALLYN) | 4802D | 4411.37 | 2025-04-14 | 0
TX CHILDRENS | BE00123847 | (21)U107225232010 | SCALE, PATIENT INFANT - PEDI | SCALETRONIX, INC. (subsidiary of WELCH-ALLYN) | 4802D-AX | 4411.37 | 2024-10-05 | 0
TX CHILDRENS | BE00123903 | (21)U107225232009 | SCALE, PATIENT INFANT - PEDI | SCALETRONIX, INC. (subsidiary of WELCH-ALLYN) | 4802D-AX | 4411.37 | 2024-10-05 | 0
TX CHILDRENS | BE00123127 | (21)U107225232018 | SCALE, PATIENT INFANT - PEDI | SCALETRONIX, INC. (subsidiary of WELCH-ALLYN) | 4802D-AX | 4411.37 | 2024-10-05 | 0
TX CHILDRENS | BE00123910 | (21)U107225231998 | SCALE, PATIENT INFANT - PEDI | SCALETRONIX, INC. (subsidiary of WELCH-ALLYN) | 4802D-AX | 4411.37 | 2024-10-05 | 0
TX CHILDRENS | BE00123908 | (21)U107225232012 | SCALE, PATIENT INFANT - PEDI | SCALETRONIX, INC. (subsidiary of WELCH-ALLYN) | 4802D-AX | 4411.37 | 2024-10-05 | 0
TX CHILDRENS | BE00116725 | W 08131 | LARYNGOSCOPE | KARL STORZ ENDOSCOPY-AMERICA INC | 8403 XDK | 4410.29 | 2023-01-24 | 0
TX CHILDRENS | BE00102368 | LH20295-B147 | PHYSICAL THERAPY EQUIPMENT | COOLSYSTEMS, INC (GAME READY) | GRPRO 2.1 | 4408.32 | 2022-01-10 | 0
TX CHILDRENS | BE00014964 | SH1266197 | MULTI MEDIA PROJECTOR | PANASONIC | PT-DW6300US | 4400 | 2012-03-05 | 0
TX CHILDRENS | BE00062483 | 76781-0001 | EXERCISE EQUIP, NON-POWERED | SPORTS ART AMERICA | LEG CURL | 4400 | 2014-12-02 | 0
TX CHILDRENS | BE00113608 | CS01-01827 | SANITIZER, UV | CleanSlate Technologies Incorporated | CSUV-UG6CX | 4400 | 2023-10-24 | 0
TX CHILDRENS | BE00010789 | SH0140029 | MULTI MEDIA PROJECTOR | PANASONIC | PT-DW6300US | 4400 | 2011-03-15 | 0
TX CHILDRENS | BE00128578 | NONE | REGULATOR | BOEHRINGER LABORATORIES | 3931 | 4397 | 2034-06-19 | 0
TX CHILDRENS | BE00128575 | NONE | REGULATOR | BOEHRINGER LABORATORIES | 3931 | 4397 | 2034-06-19 | 0
TX CHILDRENS | BE00128576 | NONE | REGULATOR | BOEHRINGER LABORATORIES | 3931 | 4397 | 2034-06-19 | 0
TX CHILDRENS | BE00128574 | NONE | REGULATOR | BOEHRINGER LABORATORIES | 3931 | 4397 | 2034-06-19 | 0
TX CHILDRENS | BE00128577 | NONE | REGULATOR | BOEHRINGER LABORATORIES | 3931 | 4397 | 2034-06-19 | 0
TX CHILDRENS | KN211670 | 98110302.005 | CHAIR, EXAM | RELIANCE MEDICAL PRODUCTS, INC | 980L | 4395 | 2004-12-15 | 0
TX CHILDRENS | BE00089087 | 64965-0416 | OPHTHALMIC REFRACTOMETER | REICHERT INC | 11635B | 4395 | 2017-11-09 | 0
TX CHILDRENS | BE00089082 | 64948-0316 | OPHTHALMIC REFRACTOMETER | REICHERT INC | 11635B | 4395 | 2017-11-09 | 0
TX CHILDRENS | BE00100217 | 6NUT0330 | TUBE SEALER | FRESENIUS USA INC. | 9025661 | 4395 | 2018-03-29 | 0
TX CHILDRENS | BE00089097 | 64961-0416 | OPHTHALMIC REFRACTOMETER | REICHERT INC | 11635B | 4395 | 2017-11-09 | 0
TX CHILDRENS | BE00089077 | 64944-0316 | OPHTHALMIC REFRACTOMETER | REICHERT INC | 11635B | 4395 | 2017-11-09 | 0
TX CHILDRENS | BE00089092 | 64967-0416 | OPHTHALMIC REFRACTOMETER | REICHERT INC | 11635B | 4395 | 2017-11-09 | 0
TX CHILDRENS | BE00089102 | 64971-0416 | OPHTHALMIC REFRACTOMETER | REICHERT INC | 11635B | 4395 | 2017-11-09 | 0
TX CHILDRENS | KN216255 | 98030403020 | CHAIR, EXAM | RELIANCE MEDICAL PRODUCTS, INC | 980L | 4394 | 2005-06-15 | 0
TX CHILDRENS | KN217290 | 9463 | PROCESSOR, FILM | AGFA US CORP | CP-1000 | 4393.35 | 2005-01-01 | 0
TX CHILDRENS | BE00122979 | 2082219 | SYRINGE INFUSION PUMP | SMITHS MEDICAL ASD INC | 4000 | 4382.94 | 2025-02-14 | 0
TX CHILDRENS | BE00122977 | 2082217 | SYRINGE INFUSION PUMP | SMITHS MEDICAL ASD INC | 4000 | 4382.94 | 2025-02-14 | 0
TX CHILDRENS | BE00123003 | 2082207 | SYRINGE INFUSION PUMP | SMITHS MEDICAL ASD INC | 4000 | 4382.94 | 2025-02-14 | 0
TX CHILDRENS | BE00122991 | 2082227 | SYRINGE INFUSION PUMP | SMITHS MEDICAL ASD INC | 4000 | 4382.94 | 2025-02-14 | 0
TX CHILDRENS | BE00122989 | 2082241 | SYRINGE INFUSION PUMP | SMITHS MEDICAL ASD INC | 4000 | 4382.94 | 2025-02-14 | 0
TX CHILDRENS | BE00122987 | 2082243 | SYRINGE INFUSION PUMP | SMITHS MEDICAL ASD INC | 4000 | 4382.94 | 2025-02-14 | 0
TX CHILDRENS | BE00122994 | 2082234 | SYRINGE INFUSION PUMP | SMITHS MEDICAL ASD INC | 4000 | 4382.94 | 2025-02-14 | 0
TX CHILDRENS | BE00123020 | 2082223 | SYRINGE INFUSION PUMP | SMITHS MEDICAL ASD INC | 4000 | 4382.94 | 2025-02-14 | 0
TX CHILDRENS | BE00123021 | 2082206 | SYRINGE INFUSION PUMP | SMITHS MEDICAL ASD INC | 4000 | 4382.94 | 2025-02-14 | 0
TX CHILDRENS | BE00122996 | 2082224 | SYRINGE INFUSION PUMP | SMITHS MEDICAL ASD INC | 4000 | 4382.94 | 2025-02-14 | 0
TX CHILDRENS | BE00123022 | 2082214 | SYRINGE INFUSION PUMP | SMITHS MEDICAL ASD INC | 4000 | 4382.94 | 2025-02-14 | 0
TX CHILDRENS | BE00123007 | 2082231 | SYRINGE INFUSION PUMP | SMITHS MEDICAL ASD INC | 4000 | 4382.94 | 2025-02-14 | 0
TX CHILDRENS | BE00123005 | 2082228 | SYRINGE INFUSION PUMP | SMITHS MEDICAL ASD INC | 4000 | 4382.94 | 2025-02-14 | 0
TX CHILDRENS | BE00122982 | 2082230 | SYRINGE INFUSION PUMP | SMITHS MEDICAL ASD INC | 4000 | 4382.94 | 2025-02-14 | 0
TX CHILDRENS | BE00122992 | 2082244 | SYRINGE INFUSION PUMP | SMITHS MEDICAL ASD INC | 4000 | 4382.94 | 2025-02-14 | 0
TX CHILDRENS | BE00122986 | 2082215 | SYRINGE INFUSION PUMP | SMITHS MEDICAL ASD INC | 4000 | 4382.94 | 2025-02-14 | 0
TX CHILDRENS | BE00123010 | 2082209 | SYRINGE INFUSION PUMP | SMITHS MEDICAL ASD INC | 4000 | 4382.94 | 2025-02-14 | 0
TX CHILDRENS | BE00123018 | 2082211 | SYRINGE INFUSION PUMP | SMITHS MEDICAL ASD INC | 4000 | 4382.94 | 2025-02-14 | 0
TX CHILDRENS | BE00122978 | 2082218 | SYRINGE INFUSION PUMP | SMITHS MEDICAL ASD INC | 4000 | 4382.94 | 2025-02-14 | 0
TX CHILDRENS | BE00122995 | 2082221 | SYRINGE INFUSION PUMP | SMITHS MEDICAL ASD INC | 4000 | 4382.94 | 2025-02-14 | 0
TX CHILDRENS | BE00122993 | 2082237 | SYRINGE INFUSION PUMP | SMITHS MEDICAL ASD INC | 4000 | 4382.94 | 2025-02-14 | 0
TX CHILDRENS | BE00123001 | 2082208 | SYRINGE INFUSION PUMP | SMITHS MEDICAL ASD INC | 4000 | 4382.94 | 2025-02-14 | 0
TX CHILDRENS | BE00122985 | 2082213 | SYRINGE INFUSION PUMP | SMITHS MEDICAL ASD INC | 4000 | 4382.94 | 2025-02-14 | 0
TX CHILDRENS | BE00123008 | 2082205 | SYRINGE INFUSION PUMP | SMITHS MEDICAL ASD INC | 4000 | 4382.94 | 2025-02-14 | 0
TX CHILDRENS | BE00122980 | 2082220 | SYRINGE INFUSION PUMP | SMITHS MEDICAL ASD INC | 4000 | 4382.94 | 2025-02-14 | 0
TX CHILDRENS | BE00122990 | 2082232 | SYRINGE INFUSION PUMP | SMITHS MEDICAL ASD INC | 4000 | 4382.94 | 2025-02-14 | 0
TX CHILDRENS | BE00123012 | 2082245 | SYRINGE INFUSION PUMP | SMITHS MEDICAL ASD INC | 4000 | 4382.94 | 2025-02-14 | 0
TX CHILDRENS | BE00123013 | 2082200 | SYRINGE INFUSION PUMP | SMITHS MEDICAL ASD INC | 4000 | 4382.94 | 2025-02-14 | 0
TX CHILDRENS | BE00123014 | 2082242 | SYRINGE INFUSION PUMP | SMITHS MEDICAL ASD INC | 4000 | 4382.94 | 2025-02-14 | 0
TX CHILDRENS | BE00122999 | 2082199 | SYRINGE INFUSION PUMP | SMITHS MEDICAL ASD INC | 4000 | 4382.94 | 2025-02-14 | 0
TX CHILDRENS | BE00122984 | 2082236 | SYRINGE INFUSION PUMP | SMITHS MEDICAL ASD INC | 4000 | 4382.94 | 2025-02-14 | 0
TX CHILDRENS | BE00123006 | 2082226 | SYRINGE INFUSION PUMP | SMITHS MEDICAL ASD INC | 4000 | 4382.94 | 2025-02-14 | 0
TX CHILDRENS | BE00122997 | 2082225 | SYRINGE INFUSION PUMP | SMITHS MEDICAL ASD INC | 4000 | 4382.94 | 2025-02-14 | 0
TX CHILDRENS | BE00122983 | 2082238 | SYRINGE INFUSION PUMP | SMITHS MEDICAL ASD INC | 4000 | 4382.94 | 2025-02-14 | 0
TX CHILDRENS | BE00123009 | 2082229 | SYRINGE INFUSION PUMP | SMITHS MEDICAL ASD INC | 4000 | 4382.94 | 2025-02-14 | 0
TX CHILDRENS | BE00123024 | 2082216 | SYRINGE INFUSION PUMP | SMITHS MEDICAL ASD INC | 4000 | 4382.94 | 2025-02-14 | 0
TX CHILDRENS | BE00123002 | 2082198 | SYRINGE INFUSION PUMP | SMITHS MEDICAL ASD INC | 4000 | 4382.94 | 2025-02-14 | 0
TX CHILDRENS | BE00122981 | 2082204 | SYRINGE INFUSION PUMP | SMITHS MEDICAL ASD INC | 4000 | 4382.94 | 2025-02-14 | 0
TX CHILDRENS | BE00123016 | 2082239 | SYRINGE INFUSION PUMP | SMITHS MEDICAL ASD INC | 4000 | 4382.94 | 2025-02-14 | 0
TX CHILDRENS | BE00123015 | 2082201 | SYRINGE INFUSION PUMP | SMITHS MEDICAL ASD INC | 4000 | 4382.94 | 2025-02-14 | 0
TX CHILDRENS | BE00123004 | 2082222 | SYRINGE INFUSION PUMP | SMITHS MEDICAL ASD INC | 4000 | 4382.94 | 2025-02-14 | 0
TX CHILDRENS | BE00123000 | 2082202 | SYRINGE INFUSION PUMP | SMITHS MEDICAL ASD INC | 4000 | 4382.94 | 2025-02-14 | 0
TX CHILDRENS | BE00123023 | 2082235 | SYRINGE INFUSION PUMP | SMITHS MEDICAL ASD INC | 4000 | 4382.94 | 2025-02-14 | 0
TX CHILDRENS | BE00122988 | 2082212 | SYRINGE INFUSION PUMP | SMITHS MEDICAL ASD INC | 4000 | 4382.94 | 2025-02-14 | 0
TX CHILDRENS | BE00123017 | 2082240 | SYRINGE INFUSION PUMP | SMITHS MEDICAL ASD INC | 4000 | 4382.94 | 2025-02-14 | 0
TX CHILDRENS | BE00122998 | 2082210 | SYRINGE INFUSION PUMP | SMITHS MEDICAL ASD INC | 4000 | 4382.94 | 2025-02-14 | 0
TX CHILDRENS | BE00123019 | 2082203 | SYRINGE INFUSION PUMP | SMITHS MEDICAL ASD INC | 4000 | 4382.94 | 2025-02-14 | 0
TX CHILDRENS | BE00127032 | (21)U107205240386 | SCALE, PATIENT INFANT - PEDI | SCALETRONIX, INC. (subsidiary of WELCH-ALLYN) | 4802D-AX | 4382.76 | 2025-02-15 | 0
TX CHILDRENS | BE00121233 | GS0102665 | TYMPANOMETER | LUCAS GRASON STADLER (GSI) | ALLEGRO | 4381.85 | 2024-11-06 | 0
TX CHILDRENS | BE00065714 | 425116062 | LIGHT, EXAM, AC-POWERED | STERIS Corporation | HARMONY LA 300 | 4380.71 | 2018-01-17 | 0
TX CHILDRENS | BE00065715 | 425116057 | LIGHT, EXAM, AC-POWERED | STERIS Corporation | HARMONY LA 300 | 4380.71 | 2018-01-17 | 0
TX CHILDRENS | BE00116710 | 10440N2380 | PHOTIC STIMULATOR | NATUS MEDICAL INCORPORATED | PHOTIC | 4374 | 2022-01-18 | 0
TX CHILDRENS | BE00113626 | 10440R6487 | PHOTIC STIMULATOR | NATUS MEDICAL INCORPORATED | PHOTIC | 4374 | 2020-09-10 | 0
TX CHILDRENS | BE00111862 | 10440Q3175 | PHOTIC STIMULATOR | NATUS MEDICAL INCORPORATED | PHOTIC | 4374 | 2019-09-19 | 0
TX CHILDRENS | BE00111863 | 10440N2384 | PHOTIC STIMULATOR | NATUS MEDICAL INCORPORATED | PHOTIC | 4374 | 2019-09-19 | 0
TX CHILDRENS | BE00111268 | 10440R4465 | PHOTIC STIMULATOR | NATUS MEDICAL INCORPORATED | PHOTIC | 4374 | 2020-06-18 | 0
TX CHILDRENS | BE00111864 | 10440N2385 | PHOTIC STIMULATOR | NATUS MEDICAL INCORPORATED | PHOTIC | 4374 | 2019-09-19 | 0
TX CHILDRENS | BE00113741 | 10440N2383 | PHOTIC STIMULATOR | NATUS MEDICAL INCORPORATED | PHOTIC | 4374 | 2020-09-10 | 0
TX CHILDRENS | BE00113742 | 10440N2378 | PHOTIC STIMULATOR | NATUS MEDICAL INCORPORATED | PHOTIC | 4374 | 2020-09-10 | 0
TX CHILDRENS | BE00061866 | 413215115 | LIGHT, EXAM, AC-POWERED | STERIS Corporation | HARMONY LA 300 | 4372.51 | 2016-06-02 | 0
TX CHILDRENS | BE00101408 | PA30185176 | CAPNOGRAPH | ORIDION CAPNOGRAPHY INC. | CAPNOSTREAM 20P | 4372.5 | 2023-10-04 | 0
TX CHILDRENS | BE00109316 | PA20184448 | CAPNOGRAPH | ORIDION CAPNOGRAPHY INC. | CAPNOSTREAM 20P | 4372.5 | 2023-07-24 | 0
TX CHILDRENS | BE00109315 | PA20184447 | CAPNOGRAPH | ORIDION CAPNOGRAPHY INC. | CAPNOSTREAM 20P | 4372.5 | 2023-07-24 | 0
TX CHILDRENS | HTMUS-224462PD2 | 224462PD2 | PROBE, PHASED ARRAY | GE Precision Healthcare LLC | 12S-RS | 4370 | 2024-10-10 | 0
TX CHILDRENS | BE00057958 | 613040 | EXERCISE EQUIP, NON-POWERED | Life Fitness | FZLE | 4369.44 | 2015-12-31 | 0
TX CHILDRENS | KN227078 | PAR141187U | INFUSION PUMP | MEDTRONIC MINIMED INC. | MMT-722NA | 4367 | 2007-09-06 | 0
TX CHILDRENS | KN227080 | PAR141108U | INFUSION PUMP | MEDTRONIC MINIMED INC. | MMT-722NA | 4367 | 2007-09-06 | 0
TX CHILDRENS | KN227072 | PAR144784U | INFUSION PUMP | MEDTRONIC MINIMED INC. | MMT-722NA | 4367 | 2007-09-06 | 0
TX CHILDRENS | KN227071 | PAR141594U | INFUSION PUMP | MEDTRONIC MINIMED INC. | MMT-722NA | 4367 | 2007-09-06 | 0
TX CHILDRENS | KN227077 | PAR141617U | INFUSION PUMP | MEDTRONIC MINIMED INC. | MMT-722NA | 4367 | 2007-09-06 | 0
TX CHILDRENS | KN227073 | PAR141612U | INFUSION PUMP | MEDTRONIC MINIMED INC. | MMT-722NA | 4367 | 2007-09-06 | 0
TX CHILDRENS | KN227079 | PAR141039U | INFUSION PUMP | MEDTRONIC MINIMED INC. | MMT-722NA | 4367 | 2007-09-06 | 0
TX CHILDRENS | BE00114653 | S160000D-15709 | UTILITY CART | SMR | S160000D | 4365 | 2022-01-13 | 0
TX CHILDRENS | BE00114648 | S160000D-15708 | UTILITY CART | SMR | S160000D | 4365 | 2022-01-13 | 0
TX CHILDRENS | BE00114647 | S160000D-15710 | UTILITY CART | SMR | S160000D | 4365 | 2022-01-13 | 0
TX CHILDRENS | BE00060954 | 14158049 | DENTAL OPERATIVE UNIT | ADEC DENTAL | 2562 | 4355 | 2015-12-29 | 0
TX CHILDRENS | BE00110234 | 19D2562-A10224 | DENTAL OPERATIVE UNIT | ADEC DENTAL | 2562 | 4355 | 2020-08-19 | 0
TX CHILDRENS | BE00061878 | 15F2562-A56861 | DENTAL OPERATIVE UNIT | ADEC DENTAL | 2562 | 4355 | 2016-07-16 | 0
TX CHILDRENS | KN216754 | 51021558-0107 | CRYO EMBEDDING CONSOLE | SAKURA FINETEK USA INC | TEC5CMA-1 | 4353.76 | 2008-06-17 | 0
TX CHILDRENS | BE00063451 | 061794 | PUMP, PRESSURE | BAXA CORP. | 099 | 4344.5 | 2015-12-11 | 0
TX CHILDRENS | BE00057362 | V1205206 | TABLE, EXAM | CARDINAL HEALTH 200 LLC | 222-016 | 4344.08 | 2013-05-20 | 0
TX CHILDRENS | BE00123404 | 6147 | RESPIRATOR GAS HUMIDIFIER | INTERNATIONAL BIOMEDICAL INC | NEO-POD | 4340 | 2025-01-30 | 0
TX CHILDRENS | BE00123426 | 6141 | RESPIRATOR GAS HUMIDIFIER | INTERNATIONAL BIOMEDICAL INC | NEO-POD | 4340 | 2025-01-30 | 0
TX CHILDRENS | BE00122156 | SK523220043YA | NIBP WITH PULSE OX | GE - DINAMAP (CRITIKON) | VC150 | 4332.6 | 2025-09-27 | 0
TX CHILDRENS | BE00122160 | SK523230001YA | NIBP WITH PULSE OX | GE - DINAMAP (CRITIKON) | VC150 | 4332.6 | 2025-09-27 | 0
TX CHILDRENS | BE00122142 | SK523240025YA | NIBP WITH PULSE OX | GE - DINAMAP (CRITIKON) | VC150 | 4332.6 | 2025-09-27 | 0
TX CHILDRENS | BE00122145 | SK523220066YA | NIBP WITH PULSE OX | GE - DINAMAP (CRITIKON) | VC150 | 4332.6 | 2025-09-27 | 0
TX CHILDRENS | BE00122184 | SK523240039YA | NIBP WITH PULSE OX | GE - DINAMAP (CRITIKON) | VC150 | 4332.6 | 2025-09-27 | 0
TX CHILDRENS | BE00122183 | SK523240024YA | NIBP WITH PULSE OX | GE - DINAMAP (CRITIKON) | VC150 | 4332.6 | 2025-09-27 | 0
TX CHILDRENS | BE00122151 | SK523240026YA | NIBP WITH PULSE OX | GE - DINAMAP (CRITIKON) | VC150 | 4332.6 | 2025-09-27 | 0
TX CHILDRENS | BE00122172 | SK523240033YA | NIBP WITH PULSE OX | GE - DINAMAP (CRITIKON) | VC150 | 4332.6 | 2025-09-27 | 0
TX CHILDRENS | BE00122171 | SK523220062YA | NIBP WITH PULSE OX | GE - DINAMAP (CRITIKON) | VC150 | 4332.6 | 2025-09-27 | 0
TX CHILDRENS | BE00122175 | SK523220051YA | NIBP WITH PULSE OX | GE - DINAMAP (CRITIKON) | VC150 | 4332.6 | 2025-09-27 | 0
TX CHILDRENS | BE00122135 | SK523220059YA | NIBP WITH PULSE OX | GE - DINAMAP (CRITIKON) | VC150 | 4332.6 | 2025-09-27 | 0
TX CHILDRENS | BE00122153 | SK523220055YA | NIBP WITH PULSE OX | GE - DINAMAP (CRITIKON) | VC150 | 4332.6 | 2025-09-27 | 0
TX CHILDRENS | BE00122174 | SK523220042YA | NIBP WITH PULSE OX | GE - DINAMAP (CRITIKON) | VC150 | 4332.6 | 2025-09-27 | 0
TX CHILDRENS | BE00122128 | SK523220037YA | NIBP WITH PULSE OX | GE - DINAMAP (CRITIKON) | VC150 | 4332.6 | 2025-09-27 | 0
TX CHILDRENS | BE00122169 | SK523240028YA | NIBP WITH PULSE OX | GE - DINAMAP (CRITIKON) | VC150 | 4332.6 | 2025-09-27 | 0
TX CHILDRENS | BE00122170 | SK522280004YA | NIBP WITH PULSE OX | GE - DINAMAP (CRITIKON) | VC150 | 4332.6 | 2025-09-27 | 0
TX CHILDRENS | BE00122149 | SK523240032YA | NIBP WITH PULSE OX | GE - DINAMAP (CRITIKON) | VC150 | 4332.6 | 2025-09-27 | 0
TX CHILDRENS | BE00122126 | SK523220058YA | NIBP WITH PULSE OX | GE - DINAMAP (CRITIKON) | VC150 | 4332.6 | 2025-09-27 | 0
TX CHILDRENS | BE00122131 | SK523220039YA | NIBP WITH PULSE OX | GE - DINAMAP (CRITIKON) | VC150 | 4332.6 | 2025-09-27 | 0
TX CHILDRENS | BE00122133 | SK523220047YA | NIBP WITH PULSE OX | GE - DINAMAP (CRITIKON) | VC150 | 4332.6 | 2025-09-27 | 0
TX CHILDRENS | BE00122132 | SK523220036YA | NIBP WITH PULSE OX | GE - DINAMAP (CRITIKON) | VC150 | 4332.6 | 2025-09-27 | 0
TX CHILDRENS | BE00122179 | SK523230057YA | NIBP WITH PULSE OX | GE - DINAMAP (CRITIKON) | VC150 | 4332.6 | 2025-09-27 | 0
TX CHILDRENS | BE00122178 | SK523220057YA | NIBP WITH PULSE OX | GE - DINAMAP (CRITIKON) | VC150 | 4332.6 | 2025-09-27 | 0
TX CHILDRENS | BE00122180 | SK523230056YA | NIBP WITH PULSE OX | GE - DINAMAP (CRITIKON) | VC150 | 4332.6 | 2025-09-27 | 0
TX CHILDRENS | BE00122130 | SK523220050YA | NIBP WITH PULSE OX | GE - DINAMAP (CRITIKON) | VC150 | 4332.6 | 2025-09-27 | 0
TX CHILDRENS | BE00122167 | SK523220048YA | NIBP WITH PULSE OX | GE - DINAMAP (CRITIKON) | VC150 | 4332.6 | 2025-09-27 | 0
TX CHILDRENS | BE00122177 | SK523220060YA | NIBP WITH PULSE OX | GE - DINAMAP (CRITIKON) | VC150 | 4332.6 | 2025-09-27 | 0
TX CHILDRENS | BE00122138 | SK523220041YA | NIBP WITH PULSE OX | GE - DINAMAP (CRITIKON) | VC150 | 4332.6 | 2025-09-27 | 0
TX CHILDRENS | BE00122186 | SK523220054YA | NIBP WITH PULSE OX | GE - DINAMAP (CRITIKON) | VC150 | 4332.6 | 2025-09-27 | 0
TX CHILDRENS | BE00122139 | SK523230055YA | NIBP WITH PULSE OX | GE - DINAMAP (CRITIKON) | VC150 | 4332.6 | 2025-09-27 | 0
TX CHILDRENS | BE00122185 | SK523220067YA | NIBP WITH PULSE OX | GE - DINAMAP (CRITIKON) | VC150 | 4332.6 | 2025-09-27 | 0
TX CHILDRENS | BE00122141 | SK523240034YA | NIBP WITH PULSE OX | GE - DINAMAP (CRITIKON) | VC150 | 4332.6 | 2025-09-27 | 0
TX CHILDRENS | BE00122144 | SK523220040YA | NIBP WITH PULSE OX | GE - DINAMAP (CRITIKON) | VC150 | 4332.6 | 2025-09-27 | 0
TX CHILDRENS | BE00122166 | SK523220053YA | NIBP WITH PULSE OX | GE - DINAMAP (CRITIKON) | VC150 | 4332.6 | 2025-09-27 | 0
TX CHILDRENS | BE00122147 | SK523220052YA | NIBP WITH PULSE OX | GE - DINAMAP (CRITIKON) | VC150 | 4332.6 | 2025-09-27 | 0
TX CHILDRENS | BE00122129 | SK523220070YA | NIBP WITH PULSE OX | GE - DINAMAP (CRITIKON) | VC150 | 4332.6 | 2025-09-27 | 0
TX CHILDRENS | BE00122162 | SK523220072YA | NIBP WITH PULSE OX | GE - DINAMAP (CRITIKON) | VC150 | 4332.6 | 2025-09-27 | 0
TX CHILDRENS | BE00122152 | SK523230053YA | NIBP WITH PULSE OX | GE - DINAMAP (CRITIKON) | VC150 | 4332.6 | 2025-09-27 | 0
TX CHILDRENS | BE00122176 | SK523240022YA | NIBP WITH PULSE OX | GE - DINAMAP (CRITIKON) | VC150 | 4332.6 | 2025-09-27 | 0
TX CHILDRENS | BE00122173 | SK523240023YA | NIBP WITH PULSE OX | GE - DINAMAP (CRITIKON) | VC150 | 4332.6 | 2025-09-27 | 0
TX CHILDRENS | BE00122150 | SK523240038YA | NIBP WITH PULSE OX | GE - DINAMAP (CRITIKON) | VC150 | 4332.6 | 2025-09-27 | 0
TX CHILDRENS | BE00122148 | SK523220061YA | NIBP WITH PULSE OX | GE - DINAMAP (CRITIKON) | VC150 | 4332.6 | 2025-09-27 | 0
TX CHILDRENS | BE00122136 | SK523240021YA | NIBP WITH PULSE OX | GE - DINAMAP (CRITIKON) | VC150 | 4332.6 | 2025-09-27 | 0
TX CHILDRENS | BE00122182 | SK523220064YA | NIBP WITH PULSE OX | GE - DINAMAP (CRITIKON) | VC150 | 4332.6 | 2025-09-27 | 0
TX CHILDRENS | BE00122125 | SK523220068YA | NIBP WITH PULSE OX | GE - DINAMAP (CRITIKON) | VC150 | 4332.6 | 2025-09-27 | 0
TX CHILDRENS | BE00122163 | SK523230052YA | NIBP WITH PULSE OX | GE - DINAMAP (CRITIKON) | VC150 | 4332.6 | 2025-09-27 | 0
TX CHILDRENS | BE00122161 | SK523240035YA | NIBP WITH PULSE OX | GE - DINAMAP (CRITIKON) | VC150 | 4332.6 | 2025-09-27 | 0
TX CHILDRENS | BE00122155 | SK523240036YA | NIBP WITH PULSE OX | GE - DINAMAP (CRITIKON) | VC150 | 4332.6 | 2025-09-27 | 0
TX CHILDRENS | BE00122165 | SK523220065YA | NIBP WITH PULSE OX | GE - DINAMAP (CRITIKON) | VC150 | 4332.6 | 2025-09-27 | 0
TX CHILDRENS | BE00122127 | SK523240031YA | NIBP WITH PULSE OX | GE - DINAMAP (CRITIKON) | VC150 | 4332.6 | 2025-09-27 | 0
TX CHILDRENS | BE00122181 | SK523220038YA | NIBP WITH PULSE OX | GE - DINAMAP (CRITIKON) | VC150 | 4332.6 | 2025-09-27 | 0
TX CHILDRENS | BE00122157 | SK523240027YA | NIBP WITH PULSE OX | GE - DINAMAP (CRITIKON) | VC150 | 4332.6 | 2025-09-27 | 0
TX CHILDRENS | BE00122159 | SK523220049YA | NIBP WITH PULSE OX | GE - DINAMAP (CRITIKON) | VC150 | 4332.6 | 2025-09-27 | 0
TX CHILDRENS | BE00122158 | SK523240030YA | NIBP WITH PULSE OX | GE - DINAMAP (CRITIKON) | VC150 | 4332.6 | 2025-09-27 | 0
TX CHILDRENS | BE00122134 | SK523220044YA | NIBP WITH PULSE OX | GE - DINAMAP (CRITIKON) | VC150 | 4332.6 | 2025-09-27 | 0
TX CHILDRENS | BE00122154 | SK523220071YA | NIBP WITH PULSE OX | GE - DINAMAP (CRITIKON) | VC150 | 4332.6 | 2025-09-27 | 0
TX CHILDRENS | BE00122140 | SK523240029YA | NIBP WITH PULSE OX | GE - DINAMAP (CRITIKON) | VC150 | 4332.6 | 2025-09-27 | 0
TX CHILDRENS | BE00122143 | SK523220056YA | NIBP WITH PULSE OX | GE - DINAMAP (CRITIKON) | VC150 | 4332.6 | 2025-09-27 | 0
TX CHILDRENS | BE00122164 | SK523220074YA | NIBP WITH PULSE OX | GE - DINAMAP (CRITIKON) | VC150 | 4332.6 | 2025-09-27 | 0
TX CHILDRENS | BE00122137 | SK523220045YA | NIBP WITH PULSE OX | GE - DINAMAP (CRITIKON) | VC150 | 4332.6 | 2025-09-27 | 0
TX CHILDRENS | BE00122146 | SK523220063YA | NIBP WITH PULSE OX | GE - DINAMAP (CRITIKON) | VC150 | 4332.6 | 2025-09-27 | 0
TX CHILDRENS | BE00122168 | SK523220069YA | NIBP WITH PULSE OX | GE - DINAMAP (CRITIKON) | VC150 | 4332.6 | 2025-09-27 | 0
TX CHILDRENS | BE00057512 | AV9391874 | VEIN VIEWER | ACCUVEIN INC | AV300 | 4331.25 | 2013-06-21 | 0
TX CHILDRENS | BE00088767 | T6383 | MUSCLE STIMULATOR (TENS/EMS/NMES) | ENCORE MEDICAL | 2781 | 4328.47 | 2017-10-03 | 0
TX CHILDRENS | BE00088768 | T6386 | MUSCLE STIMULATOR (TENS/EMS/NMES) | ENCORE MEDICAL | 2781 | 4328.47 | 2017-10-03 | 0
TX CHILDRENS | BE00088766 | T6326 | MUSCLE STIMULATOR (TENS/EMS/NMES) | ENCORE MEDICAL | 2781 | 4328.47 | 2017-10-03 | 0
TX CHILDRENS | BE00057955 | 613007 | EXERCISE EQUIP, NON-POWERED | Life Fitness | MTSHR | 4326.39 | 2015-12-31 | 0
TX CHILDRENS | BE00088938 | 10915 | UTILITY CART | SMR | S160000D | 4317.75 | 2017-10-03 | 0
TX CHILDRENS | BE00088940 | 10917 | UTILITY CART | SMR | S160000D | 4317.75 | 2017-10-03 | 0
TX CHILDRENS | BE00088943 | 10920 | UTILITY CART | SMR | S160000D | 4317.75 | 2017-10-03 | 0
TX CHILDRENS | BE00088941 | 10918 | UTILITY CART | SMR | S160000D | 4317.75 | 2017-10-03 | 0
TX CHILDRENS | BE00088939 | 10916 | UTILITY CART | SMR | S160000D | 4317.75 | 2017-10-03 | 0
TX CHILDRENS | BE00088942 | 10919 | UTILITY CART | SMR | S160000D | 4317.75 | 2017-10-03 | 0
TX CHILDRENS | BE00088944 | 10921 | UTILITY CART | SMR | S160000D | 4317.75 | 2017-10-03 | 0
TX CHILDRENS | BE00064274 | QAAT 61104 | PHOTOTHERAPY UNIT, NEONATAL | DATEX-OHMEDA INC | SPOT PT LITE | 4315 | 2016-05-27 | 0
TX CHILDRENS | BE00064273 | QAAT 60852 | PHOTOTHERAPY UNIT, NEONATAL | DATEX-OHMEDA INC | SPOT PT LITE | 4315 | 2016-05-27 | 0
TX CHILDRENS | BE00064272 | QAAT 60971 | PHOTOTHERAPY UNIT, NEONATAL | DATEX-OHMEDA INC | SPOT PT LITE | 4315 | 2016-05-27 | 0
TX CHILDRENS | BE00059441 | QAAS 50509 | PHOTOTHERAPY UNIT, NEONATAL | DATEX-OHMEDA INC | SPOT PT LITE | 4315 | 2015-02-23 | 0
TX CHILDRENS | BE00059442 | QAAS 50530 | PHOTOTHERAPY UNIT, NEONATAL | DATEX-OHMEDA INC | SPOT PT LITE | 4315 | 2015-02-23 | 0
TX CHILDRENS | BE00064271 | QAAT 60850 | PHOTOTHERAPY UNIT, NEONATAL | DATEX-OHMEDA INC | SPOT PT LITE | 4315 | 2016-05-27 | 0
TX CHILDRENS | BE00064276 | QAAT 60966 | PHOTOTHERAPY UNIT, NEONATAL | DATEX-OHMEDA INC | SPOT PT LITE | 4315 | 2016-05-27 | 0
TX CHILDRENS | BE00064275 | QAAT 60968 | PHOTOTHERAPY UNIT, NEONATAL | DATEX-OHMEDA INC | SPOT PT LITE | 4315 | 2016-05-27 | 0
TX CHILDRENS | BE00059443 | QAAS 50520 | PHOTOTHERAPY UNIT, NEONATAL | DATEX-OHMEDA INC | SPOT PT LITE | 4315 | 2015-02-23 | 0
TX CHILDRENS | BE00066267 | QAAU 60781 | PHOTOTHERAPY UNIT, NEONATAL | DATEX-OHMEDA INC | SPOT PT LITE | 4315 | 2016-10-12 | 0
TX CHILDRENS | BE00065974 | 415849 | MICROSCOPE | LEICA MICROSYSTEMS INC | DM IL | 4315 | 2016-11-09 | 0
TX CHILDRENS | BE00119743 | AV22400075 | VEIN VIEWER | ACCUVEIN INC | AV500 | 4312 | 2023-04-24 | 0
TX CHILDRENS | BE00117165 | (21)AV22220037 | VEIN VIEWER | ACCUVEIN INC | AV500 | 4312 | 2023-06-23 | 0
TX CHILDRENS | BE00117168 | AV22250225 | VEIN VIEWER | ACCUVEIN INC | AV500 | 4312 | 2023-08-01 | 0
TX CHILDRENS | BE00117166 | (21)AV22220046 | VEIN VIEWER | ACCUVEIN INC | AV500 | 4312 | 2023-06-23 | 0
TX CHILDRENS | BE00115586 | AV20130061 | VEIN VIEWER | ACCUVEIN INC | AV500 | 4312 | 2023-07-27 | 0
TX CHILDRENS | BE00087700 | AV16490106 | VEIN VIEWER | ACCUVEIN INC | AV400 | 4312 | 2019-01-12 | 0
TX CHILDRENS | BE00115452 | AV18220191 | VEIN VIEWER | ACCUVEIN INC | AV400 | 4312 | 2021-06-07 | 0
TX CHILDRENS | BE00117918 | AV20060359 | VEIN VIEWER | ACCUVEIN INC | AV500 | 4312 | 2023-09-19 | 0
TX CHILDRENS | BE00102318 | AV19480504 | VEIN VIEWER | ACCUVEIN INC | AV500 | 4312 | 2021-09-07 | 0
TX CHILDRENS | BE00116680 | AV22240197 | VEIN VIEWER | ACCUVEIN INC | AV500 | 4312 | 2023-07-26 | 0
TX CHILDRENS | BE00111875 | AV20030076 | VEIN VIEWER | ACCUVEIN INC | AV500 | 4312 | 2023-01-01 | 0
TX CHILDRENS | BE00116160 | (21)AV21210112 | VEIN VIEWER | ACCUVEIN INC | AV500 | 4312 | 2023-01-06 | 0
TX CHILDRENS | BE00113064 | AV19500169 | VEIN VIEWER | ACCUVEIN INC | AV500 | 4312 | 2023-01-07 | 0
TX CHILDRENS | BE00116644 | AV22090034 | VEIN VIEWER | ACCUVEIN INC | AV500 | 4312 | 2023-03-22 | 0
TX CHILDRENS | BE00115585 | AV20130046 | VEIN VIEWER | ACCUVEIN INC | AV500 | 4312 | 2023-07-27 | 0
TX CHILDRENS | BE00117521 | AV22220190 | VEIN VIEWER | ACCUVEIN INC | AV500 | 4312 | 2023-07-04 | 0
TX CHILDRENS | BE00116671 | AV22200195 | VEIN VIEWER | ACCUVEIN INC | AV500 | 4312 | 2023-08-17 | 0
TX CHILDRENS | BE00112856 | AV20050253 | VEIN VIEWER | ACCUVEIN INC | AV500 | 4312 | 2023-01-14 | 0
TX CHILDRENS | BE00115583 | AV20120125 | VEIN VIEWER | ACCUVEIN INC | AV500 | 4312 | 2023-07-27 | 0
TX CHILDRENS | BE00116715 | AV21490043 | VEIN VIEWER | ACCUVEIN INC | AV500 | 4312 | 2023-01-19 | 0
TX CHILDRENS | BE00116716 | AV21490042 | VEIN VIEWER | ACCUVEIN INC | AV500 | 4312 | 2023-01-19 | 0
TX CHILDRENS | BE00116646 | AV22090060 | VEIN VIEWER | ACCUVEIN INC | AV500 | 4312 | 2023-03-22 | 0
TX CHILDRENS | BE00113666 | AV19310053 | VEIN VIEWER | ACCUVEIN INC | AV500 | 4312 | 2023-05-30 | 0
TX CHILDRENS | BE00128515 | AV1630018 | VEIN VIEWER | ACCUVEIN INC | AV400 | 4312 | 2024-11-04 | 0
TX CHILDRENS | BE00116645 | AV22090041 | VEIN VIEWER | ACCUVEIN INC | AV500 | 4312 | 2023-03-22 | 0
TX CHILDRENS | BE00127261 | AV23230273 | VEIN VIEWER | ACCUVEIN INC | AV500 | 4312 | 2024-01-04 | 0
TX CHILDRENS | BE00100839 | AV17230002 | VEIN VIEWER | ACCUVEIN INC | AV400 | 4312 | 2018-07-26 | 0
TX CHILDRENS | BE00115451 | AV18220175 | VEIN VIEWER | ACCUVEIN INC | AV400 | 4312 | 2021-06-07 | 0
TX CHILDRENS | BE00119736 | AV20130083 | VEIN VIEWER | ACCUVEIN INC | AV500 | 4312 | 2023-04-17 | 0
TX CHILDRENS | KN162879 | D0RON31 | COMPUTER & PERIPHERALS | DELL MARKETING LP | DCT | 4300 | 2004-12-15 | 0
TX CHILDRENS | KN162882 | G0RON31 | COMPUTER & PERIPHERALS | DELL MARKETING LP | DCT | 4300 | 2004-12-15 | 0
TX CHILDRENS | KN211662 | 7F3JU31 | COMPUTER & PERIPHERALS | DELL MARKETING LP | DCT | 4300 | 2004-12-15 | 0
TX CHILDRENS | KN211661 | 3Z2JU31 | COMPUTER & PERIPHERALS | DELL MARKETING LP | DHP | 4300 | 2004-12-15 | 0
TX CHILDRENS | KN211660 | 1203-V100423 | COMPUTER & PERIPHERALS | DELL MARKETING LP | DHP | 4300 | 2004-12-15 | 0
TX CHILDRENS | KN162881 | 86R0N31 | COMPUTER & PERIPHERALS | DELL MARKETING LP | DCT | 4300 | 2004-12-15 | 0
TX CHILDRENS | BE00113031 | 2205292R-1649005 | UNINTERRUPTABLE POWER SUPPLY | POWERVAR INC | ABCDEF5200-22 | 4300 | 2020-12-03 | 0
TX CHILDRENS | KN162880 | C6RON31 | COMPUTER & PERIPHERALS | DELL MARKETING LP | DCT | 4300 | 2004-12-15 | 0
TX CHILDRENS | KN211663 | FG3JE31 | COMPUTER & PERIPHERALS | DELL MARKETING LP | DHP | 4300 | 2004-12-15 | 0
TX CHILDRENS | BE00122963 | 68005048 | CAMERA | OLYMPUS AMERICA INC | DP23 | 4300 | 2024-06-07 | 0
TX CHILDRENS | BE00085248 | AX0055 | TRANSILLUMINATOR | CORNING MEDICAL | GD-1000 | 4298.24 | 2017-10-02 | 0
TX CHILDRENS | BE00128252 | (21)U107201240095 | SCALE, PATIENT WHEELCHAIR | SCALETRONIX, INC. (subsidiary of WELCH-ALLYN) | 6002 | 4296.44 | 2025-11-10 | 0
TX CHILDRENS | BE00065998 | 150313001 | SURGICAL MICROSCOPE & ACCESSOR | LEICA MICROSYSTEMS INC | HD C100 | 4295.5 | 2016-11-15 | 0
TX CHILDRENS | BE00104131 | 17274 | DISTRACTION DEVICE | TFH USA LTD | VECTA DELIGHT | 4295 | 2019-10-01 | 0
TX CHILDRENS | BE00115371 | J71E10130 | DISPLAY, VIDEO | PANASONIC | EJ-MLA26UK1A | 4295 | 2022-08-17 | 0
TX CHILDRENS | BE00063012 | ACT1003582 | TIMER, COAGULATION | MEDTRONIC, INC. | ACT 100 | 4295 | 2015-11-20 | 0
TX CHILDRENS | BE00063011 | ACT1003581 | TIMER, COAGULATION | MEDTRONIC, INC. | ACT 100 | 4295 | 2015-11-20 | 0
TX CHILDRENS | BE00034415 | ACT1003493 | TIMER, COAGULATION | MEDTRONIC, INC. | ACT 100 | 4295 | 2015-05-12 | 0
TX CHILDRENS | BE00115370 | A61D10049 | DISPLAY, VIDEO | PANASONIC | EJ-MLA26UK1A | 4295 | 2022-08-17 | 0
TX CHILDRENS | BE00125843 | GKS20A2307000268 | TREADMILL AND ACCESSORIES | LITEGAIT | GK-S20 | 4295 | 2025-01-31 | 0
TX CHILDRENS | BE00063918 | ACT1003638 | TIMER, COAGULATION | MEDTRONIC, INC. | ACT 100 | 4295 | 2016-03-29 | 0
TX CHILDRENS | BE00109197 | SGB18010002HA | CARDIAC OUTPUT & BP MODULE | GE Medical Systems Information Tech Inc | E-PICCO-00 | 4294 | 2019-08-21 | 0
TX CHILDRENS | BE00109199 | SGB18010004HA | CARDIAC OUTPUT & BP MODULE | GE Medical Systems Information Tech Inc | E-PICCO-00 | 4294 | 2019-08-21 | 0
TX CHILDRENS | BE00109198 | SGB18010003HA | CARDIAC OUTPUT & BP MODULE | GE Medical Systems Information Tech Inc | E-PICCO-00 | 4294 | 2019-08-27 | 0
TX CHILDRENS | BE00085221 | 41976995 | CENTRIFUGE, REFRIGERATED | THERMO FISHER SCIENTIFIC ASHEVILLE LLC | LEGEND MICRO 21R | 4293.11 | 2017-10-02 | 0
TX CHILDRENS | BE00085222 | 41976994 | CENTRIFUGE, REFRIGERATED | THERMO FISHER SCIENTIFIC ASHEVILLE LLC | LEGEND MICRO 21R | 4293.11 | 2017-10-02 | 0
TX CHILDRENS | BE00100746 | CTM4315610W00103 | TREADMILL AND ACCESSORIES | VISION FITNESS | T80 CLASSIC | 4288.96 | 2018-05-11 | 0
TX CHILDRENS | BE00123340 | 2061720 | SYRINGE INFUSION PUMP | SMITHS MEDICAL ASD INC | 4000 | 4286.35 | 2025-08-23 | 0
TX CHILDRENS | BE00123337 | 2061724 | SYRINGE INFUSION PUMP | SMITHS MEDICAL ASD INC | 4000 | 4286.35 | 2025-08-23 | 0
TX CHILDRENS | BE00123338 | 2061721 | SYRINGE INFUSION PUMP | SMITHS MEDICAL ASD INC | 4000 | 4286.35 | 2025-08-23 | 0
TX CHILDRENS | BE00123342 | 2061725 | SYRINGE INFUSION PUMP | SMITHS MEDICAL ASD INC | 4000 | 4286.35 | 2025-08-23 | 0
TX CHILDRENS | BE00123341 | 2061723 | SYRINGE INFUSION PUMP | SMITHS MEDICAL ASD INC | 4000 | 4286.35 | 2025-08-23 | 0
TX CHILDRENS | BE00123339 | 2061722 | SYRINGE INFUSION PUMP | SMITHS MEDICAL ASD INC | 4000 | 4286.35 | 2025-08-23 | 0
TX CHILDRENS | BE00064693 | 110944 | VACUUM PUMP | LEICA MICROSYSTEMS INC | 20005SD | 4281 | 2016-07-16 | 0
TX CHILDRENS | BE00127604 | AC632LFUVC-100078 | PCR WORK STATION | AIR CLEAN SYSTEMS | AC632LFUVC | 4280.96 | 2025-03-07 | 0
TX CHILDRENS | KN216252 | 70050404009 | CHAIR, EXAM | RELIANCE MEDICAL PRODUCTS, INC | 7000L | 4275 | 2005-06-15 | 0
TX CHILDRENS | KN216248 | 70050404011 | CHAIR, EXAM | RELIANCE MEDICAL PRODUCTS, INC | 7000L | 4275 | 2005-06-15 | 0
TX CHILDRENS | KN216250 | 70050404010 | CHAIR, EXAM | RELIANCE MEDICAL PRODUCTS, INC | 7000L | 4275 | 2005-06-15 | 0
TX CHILDRENS | BE00119847 | V2649007 | TABLE, EXAM w/SCALE | RITTER MIDWEST DIV SYBRON CORP | 640-001-855 | 4273.33 | 2024-11-01 | 0
TX CHILDRENS | BE00084860 | 300096982 | SHAKING INCUBATOR | THERMO FISHER SCIENTIFIC ASHEVILLE LLC | SHKE4450 | 4265.99 | 2017-08-04 | 0
TX CHILDRENS | BE00013880 | 10040157 | VIDEO GAME / GAME CENTER | NINTENDO OF NORTH AMERICA | FUN CENTER | 4250 | 2012-02-01 | 0
TX CHILDRENS | KN223197 | 70070504001 | CHAIR, EXAM | RELIANCE MEDICAL PRODUCTS, INC | 7000L | 4250 | 2006-10-21 | 0
TX CHILDRENS | BE00013881 | 10040133 | VIDEO GAME / GAME CENTER | NINTENDO OF NORTH AMERICA | FUN CENTER | 4250 | 2012-02-01 | 0
TX CHILDRENS | BE00013879 | 10040122 | VIDEO GAME / GAME CENTER | NINTENDO OF NORTH AMERICA | FUN CENTER | 4250 | 2012-02-01 | 0
TX CHILDRENS | BE00110391 | 790000J0818023 | OPHTHALMIC INSTRUMENT STAND | RELIANCE MEDICAL PRODUCTS, INC | 7900 | 4247 | 2019-06-30 | 0
TX CHILDRENS | BE00110393 | 790000J0818005 | OPHTHALMIC INSTRUMENT STAND | RELIANCE MEDICAL PRODUCTS, INC | 7900 | 4247 | 2019-06-30 | 0
TX CHILDRENS | BE00110398 | 790000J0818006 | OPHTHALMIC INSTRUMENT STAND | RELIANCE MEDICAL PRODUCTS, INC | 7900 | 4247 | 2019-06-30 | 0
TX CHILDRENS | BE00110400 | 790000J0818017 | OPHTHALMIC INSTRUMENT STAND | RELIANCE MEDICAL PRODUCTS, INC | 7900 | 4247 | 2019-06-30 | 0
TX CHILDRENS | BE00110389 | 790000J0818013 | OPHTHALMIC INSTRUMENT STAND | RELIANCE MEDICAL PRODUCTS, INC | 7900 | 4247 | 2019-06-30 | 0
TX CHILDRENS | BE00117194 | 2227AA048 | TONOMETER | ICARE FINLAND OY | TA01i | 4240 | 2024-01-10 | 0
TX CHILDRENS | BE00126656 | 159983 | SPLINT PAN | KINETEC USA INC | K-28DB-120 | 4237.51 | 2026-03-30 | 0
TX CHILDRENS | BE00063656 | 215792 | MICROSCOPE ACCESSORIES | NIKON INSTRUMENT INC | DS-L3 | 4230.9 | 2016-02-09 | 0
TX CHILDRENS | BE00065015 | 216670 | MICROSCOPE ACCESSORIES | NIKON INSTRUMENT INC | DS-L3 | 4230.9 | 2016-08-23 | 0
TX CHILDRENS | BE00113291 | 216495 | MICROSCOPE ACCESSORIES | NIKON INSTRUMENT INC | DS-L3 | 4230.9 | 2020-06-16 | 0
TX CHILDRENS | BE00066026 | 217763 | MICROSCOPE ACCESSORIES | NIKON INSTRUMENT INC | DS-L3 | 4230.9 | 2017-06-02 | 0
TX CHILDRENS | BE00065009 | 216692 | MICROSCOPE ACCESSORIES | NIKON INSTRUMENT INC | DS-L3 | 4230.9 | 2016-08-23 | 0
TX CHILDRENS | BE00061104 | 214965 | MICROSCOPE ACCESSORIES | NIKON INSTRUMENT INC | DS-L3 | 4230.9 | 2015-08-05 | 0
TX CHILDRENS | BE00061108 | 214949 | MICROSCOPE ACCESSORIES | NIKON INSTRUMENT INC | DS-L3 | 4230.9 | 2015-08-05 | 0
TX CHILDRENS | BE00114231 | GKMINIMR21A-F044 | TREADMILL AND ACCESSORIES | LITEGAIT | GKMINI | 4229.41 | 2021-11-05 | 0
TX CHILDRENS | BE00109194 | AV18180079 | VEIN VIEWER | ACCUVEIN INC | AV400 | 4225.76 | 2019-06-20 | 0
TX CHILDRENS | BE00109193 | AV18180143 | VEIN VIEWER | ACCUVEIN INC | AV400 | 4225.76 | 2019-06-20 | 0
TX CHILDRENS | BE00100520 | 97540031 | CAPNOGRAPH | NELLCOR PURITAN BENNETT LLC | N-85 | 4225.51 | 2022-04-26 | 0
TX CHILDRENS | BE00126994 | SK522260103YA | NIBP WITH PULSE OX | GE - DINAMAP (CRITIKON) | VC150 | 4220.1 | 2023-12-05 | 0
TX CHILDRENS | BE00127322 | SK522260102YA | NIBP WITH PULSE OX | GE - DINAMAP (CRITIKON) | VC150 | 4220.1 | 2025-12-21 | 0
TX CHILDRENS | BE00126999 | SK523240019YA | NIBP WITH PULSE OX | GE - DINAMAP (CRITIKON) | VC150 | 4220.1 | 2025-12-13 | 0
TX CHILDRENS | BE00120429 | SK523350012YA | NIBP WITH PULSE OX | GE - DINAMAP (CRITIKON) | VC150 | 4220.1 | 2025-11-20 | 0
TX CHILDRENS | BE00126993 | SK522260098YA | NIBP WITH PULSE OX | GE - DINAMAP (CRITIKON) | VC150 | 4220.1 | 2023-12-05 | 0
TX CHILDRENS | BE00127321 | SK522260097YA | NIBP WITH PULSE OX | GE - DINAMAP (CRITIKON) | VC150 | 4220.1 | 2025-12-21 | 0
TX CHILDRENS | BE00127025 | SK523360005YA | NIBP WITH PULSE OX | GE - DINAMAP (CRITIKON) | VC150 | 4220.1 | 2025-12-21 | 0
TX CHILDRENS | BE00127023 | SK522260091YA | NIBP WITH PULSE OX | GE - DINAMAP (CRITIKON) | VC150 | 4220.1 | 2025-12-21 | 0
TX CHILDRENS | BE00127024 | SK523360002YA | NIBP WITH PULSE OX | GE - DINAMAP (CRITIKON) | VC150 | 4220.1 | 2025-12-21 | 0
TX CHILDRENS | BE00127259 | SK523360003YA | NIBP WITH PULSE OX | GE - DINAMAP (CRITIKON) | VC150 | 4220.1 | 2025-12-21 | 0
TX CHILDRENS | BE00127258 | SK522260096YA | NIBP WITH PULSE OX | GE - DINAMAP (CRITIKON) | VC150 | 4220.1 | 2025-12-21 | 0
TX CHILDRENS | BE00088909 | GBB1601142 | PULSE OXIMETER | COVIDIEN LP | PM1000N | 4220 | 2021-10-03 | 0
TX CHILDRENS | BE00088420 | GBB1700014 | PULSE OXIMETER | COVIDIEN LP | PM1000N | 4220 | 2022-03-06 | 0
TX CHILDRENS | BE00088419 | GBB1700002 | PULSE OXIMETER | COVIDIEN LP | PM1000N | 4220 | 2022-03-06 | 0
TX CHILDRENS | BE00088421 | GBB1700015 | PULSE OXIMETER | COVIDIEN LP | PM1000N | 4220 | 2022-03-06 | 0
TX CHILDRENS | BE00088424 | GBB1700041 | PULSE OXIMETER | COVIDIEN LP | PM1000N | 4220 | 2022-03-06 | 0
TX CHILDRENS | BE00088906 | GBB1401371 | PULSE OXIMETER | COVIDIEN LP | PM1000N | 4220 | 2021-10-03 | 0
TX CHILDRENS | BE00088910 | GBB1601147 | PULSE OXIMETER | COVIDIEN LP | PM1000N | 4220 | 2021-10-03 | 0
TX CHILDRENS | BE00088905 | GBB1401368 | PULSE OXIMETER | COVIDIEN LP | PM1000N | 4220 | 2021-10-03 | 0
TX CHILDRENS | BE00088904 | GBB1401365 | PULSE OXIMETER | COVIDIEN LP | PM1000N | 4220 | 2021-10-03 | 0
TX CHILDRENS | BE00088901 | GBB1401354 | PULSE OXIMETER | COVIDIEN LP | PM1000N | 4220 | 2021-10-03 | 0
TX CHILDRENS | BE00088902 | GBB1401357 | PULSE OXIMETER | COVIDIEN LP | PM1000N | 4220 | 2021-10-03 | 0
TX CHILDRENS | BE00088422 | GBB1700016 | PULSE OXIMETER | COVIDIEN LP | PM1000N | 4220 | 2022-03-06 | 0
TX CHILDRENS | BE00088908 | GBB1601016 | PULSE OXIMETER | COVIDIEN LP | PM1000N | 4220 | 2021-10-03 | 0
TX CHILDRENS | BE00088899 | GBB1401334 | PULSE OXIMETER | COVIDIEN LP | PM1000N | 4220 | 2021-10-03 | 0
TX CHILDRENS | BE00088903 | GBB1401360 | PULSE OXIMETER | COVIDIEN LP | PM1000N | 4220 | 2021-10-03 | 0
TX CHILDRENS | BE00088907 | GBB1401377 | PULSE OXIMETER | COVIDIEN LP | PM1000N | 4220 | 2021-10-03 | 0
TX CHILDRENS | BE00088900 | GBB1401346 | PULSE OXIMETER | COVIDIEN LP | PM1000N | 4220 | 2021-10-03 | 0
TX CHILDRENS | BE00088423 | GBB1700029 | PULSE OXIMETER | COVIDIEN LP | PM1000N | 4220 | 2022-03-06 | 0
TX CHILDRENS | BE00088911 | GBB1601152 | PULSE OXIMETER | COVIDIEN LP | PM1000N | 4220 | 2021-10-03 | 0
TX CHILDRENS | BE00012501 | 20795 | AIRWAY CLEARANCE DEVICE | RESPIRONICS INC | COUGH ASSIST | 4217.95 | 2012-02-08 | 0
TX CHILDRENS | BE00012502 | 20798 | AIRWAY CLEARANCE DEVICE | RESPIRONICS INC | COUGH ASSIST | 4217.95 | 2012-02-08 | 0
TX CHILDRENS | BE00100822 | 7667 | BLOOD GAS ANALYZER | ALERE NORTH AMERICA INC | EPOC READER | 4216.25 | 2018-07-17 | 0
TX CHILDRENS | BE00088336 | 18102 | BLOOD GAS ANALYZER | ALERE NORTH AMERICA INC | EPOC READER | 4216.25 | 2018-02-26 | 0
TX CHILDRENS | BE00088316 | 18034 | BLOOD GAS ANALYZER | ALERE NORTH AMERICA INC | EPOC READER | 4216.25 | 2018-02-26 | 0
TX CHILDRENS | BE00088333 | 18035 | BLOOD GAS ANALYZER | ALERE NORTH AMERICA INC | EPOC READER | 4216.25 | 2018-02-26 | 0
TX CHILDRENS | BE00088315 | 18031 | BLOOD GAS ANALYZER | ALERE NORTH AMERICA INC | EPOC READER | 4216.25 | 2018-02-26 | 0
TX CHILDRENS | BE00034924 | 6056 | BLOOD GAS ANALYZER | ALERE NORTH AMERICA INC | EPOC READER | 4216.25 | 2013-03-20 | 0
TX CHILDRENS | BE00088334 | 18046 | BLOOD GAS ANALYZER | ALERE NORTH AMERICA INC | EPOC READER | 4216.25 | 2018-02-26 | 0
TX CHILDRENS | BE00088335 | 18050 | BLOOD GAS ANALYZER | ALERE NORTH AMERICA INC | EPOC READER | 4216.25 | 2018-02-26 | 0
TX CHILDRENS | KN212406 | 010M0389080 | NONINVASIVE BP MANAGEMENT SYST | GE - DINAMAP (CRITIKON) | PRO 400 | 4214 | 2004-10-01 | 0
TX CHILDRENS | KN209557 | 010M0259080 | NONINVASIVE BP MANAGEMENT SYST | GE - DINAMAP (CRITIKON) | PRO 400 | 4214 | 2004-04-01 | 0
TX CHILDRENS | KN212394 | 010M0389008 | NONINVASIVE BP MANAGEMENT SYST | GE - DINAMAP (CRITIKON) | PRO 400 | 4214 | 2004-10-01 | 0
TX CHILDRENS | KN212392 | 010M0379027 | NONINVASIVE BP MANAGEMENT SYST | GE - DINAMAP (CRITIKON) | PRO 400 | 4214 | 2004-10-01 | 0
TX CHILDRENS | KN212390 | 010M0379024 | NONINVASIVE BP MANAGEMENT SYST | GE - DINAMAP (CRITIKON) | PRO 400 | 4214 | 2004-10-01 | 0
TX CHILDRENS | KN212388 | 010M0339120 | NONINVASIVE BP MANAGEMENT SYST | GE - DINAMAP (CRITIKON) | PRO 400 | 4214 | 2004-10-01 | 0
TX CHILDRENS | KN212387 | 010M0339050 | NONINVASIVE BP MANAGEMENT SYST | GE - DINAMAP (CRITIKON) | PRO 400 | 4214 | 2004-10-01 | 0
TX CHILDRENS | KN212402 | 010M0389038 | NONINVASIVE BP MANAGEMENT SYST | GE - DINAMAP (CRITIKON) | PRO 400 | 4214 | 2004-10-01 | 0
TX CHILDRENS | KN212403 | 010M0389039 | NONINVASIVE BP MANAGEMENT SYST | GE - DINAMAP (CRITIKON) | PRO 400 | 4214 | 2004-10-01 | 0
TX CHILDRENS | KN212408 | 010M0389084 | NONINVASIVE BP MANAGEMENT SYST | GE - DINAMAP (CRITIKON) | PRO 400 | 4214 | 2004-10-01 | 0
TX CHILDRENS | BE00062645 | 20334T | X-RAY, DENTAL | INSTRUMENTARIUM DENTAL INC. | FOCUS | 4213.5 | 2016-03-15 | 0
TX CHILDRENS | BE00062644 | 20348T | X-RAY, DENTAL | INSTRUMENTARIUM DENTAL INC. | FOCUS | 4213.5 | 2016-03-15 | 0
TX CHILDRENS | BE00062646 | 20323T | X-RAY, DENTAL | INSTRUMENTARIUM DENTAL INC. | FOCUS | 4213.5 | 2016-03-15 | 0
TX CHILDRENS | BE00062647 | 20337T | X-RAY, DENTAL | INSTRUMENTARIUM DENTAL INC. | FOCUS | 4213.5 | 2016-03-15 | 0
TX CHILDRENS | BE00010645 | B200002017 | CAPNOGRAPH | ORIDION CAPNOGRAPHY INC. | CAPNOSTREAM 20 | 4207.52 | 2011-02-15 | 0
TX CHILDRENS | BE00122327 | HGAC60106 | PHOTOTHERAPY UNIT, NEONATAL | GE Precision Healthcare LLC | BILISOFT 2.0 | 4202.78 | 2024-10-19 | 0
TX CHILDRENS | BE00122330 | HGAC60111 | PHOTOTHERAPY UNIT, NEONATAL | GE Precision Healthcare LLC | BILISOFT 2.0 | 4202.78 | 2024-10-19 | 0
TX CHILDRENS | BE00122329 | HGAC60109 | PHOTOTHERAPY UNIT, NEONATAL | GE Precision Healthcare LLC | BILISOFT 2.0 | 4202.78 | 2024-10-19 | 0
TX CHILDRENS | BE00122328 | HGAC60108 | PHOTOTHERAPY UNIT, NEONATAL | GE Precision Healthcare LLC | BILISOFT 2.0 | 4202.78 | 2024-10-19 | 0
TX CHILDRENS | BE00122331 | HGAC60112 | PHOTOTHERAPY UNIT, NEONATAL | GE Precision Healthcare LLC | BILISOFT 2.0 | 4202.78 | 2024-10-19 | 0
TX CHILDRENS | BE00122332 | HGAC60113 | PHOTOTHERAPY UNIT, NEONATAL | GE Precision Healthcare LLC | BILISOFT 2.0 | 4202.78 | 2024-10-19 | 0
TX CHILDRENS | BE00122324 | HGAC60100 | PHOTOTHERAPY UNIT, NEONATAL | GE Precision Healthcare LLC | BILISOFT 2.0 | 4202.78 | 2024-10-19 | 0
TX CHILDRENS | BE00122325 | HGAC60101 | PHOTOTHERAPY UNIT, NEONATAL | GE Precision Healthcare LLC | BILISOFT 2.0 | 4202.78 | 2024-10-19 | 0
TX CHILDRENS | BE00122326 | HGAC60102 | PHOTOTHERAPY UNIT, NEONATAL | GE Precision Healthcare LLC | BILISOFT 2.0 | 4202.78 | 2024-10-19 | 0
TX CHILDRENS | BE00118642 | GK181A0352 | UNINTERRUPTABLE POWER SUPPLY | EATON ELECTRICAL INC. | PW9130G3000T-XL | 4200 | 2023-02-22 | 0
TX CHILDRENS | KN202263 | DNA110-8D180141-1G | VACUUM CENTRIFUGE | SAVANT INSTRUMENTS, INC. | DNA110-120 | 4200 | 2016-05-25 | 0
TX CHILDRENS | BE00117896 | 790000K0719062 | OPHTHALMIC INSTRUMENT STAND | RELIANCE MEDICAL PRODUCTS, INC | 7900 | 4200 | 2022-09-13 | 0
TX CHILDRENS | BE00036576 | GE192A0704 | UNINTERRUPTABLE POWER SUPPLY | EATON ELECTRICAL INC. | PW9130G3000T-XL | 4200 | 2012-10-26 | 0
TX CHILDRENS | KN232143 | RB074A0319 | UNINTERRUPTABLE POWER SUPPLY | POWERWARE | PW91253000GO | 4200 | 2009-09-23 | 0
TX CHILDRENS | BE00061130 | GF406A0374 | UNINTERRUPTABLE POWER SUPPLY | EATON ELECTRICAL INC. | PW9130G3000T-XL | 4200 | 2015-03-17 | 0
TX CHILDRENS | FA86312 | ACT1002543 | TIMER, COAGULATION | MEDTRONIC, INC. | ACT 100 | 4200 | 2009-06-09 | 0
TX CHILDRENS | KN228545 | ACT1002281 | TIMER, COAGULATION | MEDTRONIC, INC. | ACT 100 | 4200 | 2008-09-10 | 0
TX CHILDRENS | BE00118641 | GK181A0342 | UNINTERRUPTABLE POWER SUPPLY | EATON ELECTRICAL INC. | PW9130G3000T-XL | 4200 | 2023-02-22 | 0
TX CHILDRENS | BE00064503 | 12-4M0047A | TREADMILL AND ACCESSORIES | LITEGAIT | 1800T | 4195 | 2016-07-07 | 0
TX CHILDRENS | BE00128721 | 2210362400577 | SCALE, PATIENT INFANT - PEDI | HEALTHOMETER | 2210KL4-AM | 4194.5 | 2025-09-23 | 0
TX CHILDRENS | BE00128723 | 2210362400576 | SCALE, PATIENT INFANT - PEDI | HEALTHOMETER | 2210KL4-AM | 4194.5 | 2025-09-23 | 0
TX CHILDRENS | BE00128722 | 2210362400575 | SCALE, PATIENT INFANT - PEDI | HEALTHOMETER | 2210KL4-AM | 4194.5 | 2025-09-23 | 0
TX CHILDRENS | BE00065760 | AV15380039 | VEIN VIEWER | ACCUVEIN INC | AV400 | 4178 | 2016-10-11 | 0
TX CHILDRENS | BE00062833 | AV14360021 | VEIN VIEWER | ACCUVEIN INC | AV400 | 4178 | 2015-10-12 | 0
TX CHILDRENS | BE00109769 | C4M0019379 | PATIENT LIFT | HANDICARE USA INC | C-450 | 4177.91 | 2019-07-31 | 0
TX CHILDRENS | BE00109723 | C4M0019380 | PATIENT LIFT | HANDICARE USA INC | C-450 | 4177.91 | 2019-07-31 | 0
TX CHILDRENS | BE00109722 | C4M0019294 | PATIENT LIFT | HANDICARE USA INC | C-450 | 4177.91 | 2019-07-31 | 0
TX CHILDRENS | BE00109696 | C4M0019269 | PATIENT LIFT | HANDICARE USA INC | C-450 | 4177.91 | 2019-07-31 | 0
TX CHILDRENS | BE00109725 | C4M0019138 | PATIENT LIFT | HANDICARE USA INC | C-450 | 4177.91 | 2019-07-31 | 0
TX CHILDRENS | BE00109710 | C4M0019295 | PATIENT LIFT | HANDICARE USA INC | C-450 | 4177.91 | 2019-07-31 | 0
TX CHILDRENS | BE00109319 | C4M0019135 | PATIENT LIFT | HANDICARE USA INC | C-450 | 4177.91 | 2019-07-31 | 0
TX CHILDRENS | BE00109713 | C4M0019446 | PATIENT LIFT | HANDICARE USA INC | C-450 | 4177.91 | 2019-07-31 | 0
TX CHILDRENS | BE00109323 | C4M0019124 | PATIENT LIFT | HANDICARE USA INC | C-450 | 4177.91 | 2019-07-31 | 0
TX CHILDRENS | BE00109701 | C4M0019441 | PATIENT LIFT | HANDICARE USA INC | C-450 | 4177.91 | 2019-07-31 | 0
TX CHILDRENS | BE00109313 | C4M0019455 | PATIENT LIFT | HANDICARE USA INC | C-450 | 4177.91 | 2019-07-31 | 0
TX CHILDRENS | BE00109707 | C4M0019442 | PATIENT LIFT | HANDICARE USA INC | C-450 | 4177.91 | 2019-07-31 | 0
TX CHILDRENS | BE00109716 | C4M0019377 | PATIENT LIFT | HANDICARE USA INC | C-450 | 4177.91 | 2019-07-31 | 0
TX CHILDRENS | BE00109719 | C4M0019296 | PATIENT LIFT | HANDICARE USA INC | C-450 | 4177.91 | 2019-07-31 | 0
TX CHILDRENS | BE00109706 | C4M0019082 | PATIENT LIFT | HANDICARE USA INC | C-450 | 4177.91 | 2019-07-31 | 0
TX CHILDRENS | BE00109317 | C4M0019456 | PATIENT LIFT | HANDICARE USA INC | C-450 | 4177.91 | 2019-07-31 | 0
TX CHILDRENS | BE00109318 | C4M0019175 | PATIENT LIFT | HANDICARE USA INC | C-450 | 4177.91 | 2019-07-31 | 0
TX CHILDRENS | BE00109314 | C4M0019449 | PATIENT LIFT | HANDICARE USA INC | C-450 | 4177.91 | 2019-07-31 | 0
TX CHILDRENS | BE00109320 | C4M0019128 | PATIENT LIFT | HANDICARE USA INC | C-450 | 4177.91 | 2019-07-31 | 0
TX CHILDRENS | BE00109312 | C4M0019129 | PATIENT LIFT | HANDICARE USA INC | C-450 | 4177.91 | 2019-07-31 | 0
TX CHILDRENS | BE00109860 | C4M0019562 | PATIENT LIFT | HANDICARE USA INC | C-450 | 4177.91 | 2019-07-31 | 0
TX CHILDRENS | BE00109717 | C4M0019451 | PATIENT LIFT | HANDICARE USA INC | C-450 | 4177.91 | 2019-07-31 | 0
TX CHILDRENS | BE00109327 | C4M0019133 | PATIENT LIFT | HANDICARE USA INC | C-450 | 4177.91 | 2019-07-31 | 0
TX CHILDRENS | BE00109768 | C4M0019268 | PATIENT LIFT | HANDICARE USA INC | C-450 | 4177.91 | 2019-07-31 | 0
TX CHILDRENS | BE00109721 | C4M0018866 | PATIENT LIFT | HANDICARE USA INC | C-450 | 4177.91 | 2019-07-31 | 0
TX CHILDRENS | BE00109712 | C4M0019439 | PATIENT LIFT | HANDICARE USA INC | C-450 | 4177.91 | 2019-07-31 | 0
TX CHILDRENS | BE00109324 | C4M0019125 | PATIENT LIFT | HANDICARE USA INC | C-450 | 4177.91 | 2019-07-31 | 0
TX CHILDRENS | BE00109709 | C4M0019447 | PATIENT LIFT | HANDICARE USA INC | C-450 | 4177.91 | 2019-07-31 | 0
TX CHILDRENS | BE00109325 | C4M0019122 | PATIENT LIFT | HANDICARE USA INC | C-450 | 4177.91 | 2019-07-31 | 0
TX CHILDRENS | BE00109322 | C4M0019126 | PATIENT LIFT | HANDICARE USA INC | C-450 | 4177.91 | 2019-07-31 | 0
TX CHILDRENS | BE00109714 | C4M0019453 | PATIENT LIFT | HANDICARE USA INC | C-450 | 4177.91 | 2019-07-31 | 0
TX CHILDRENS | BE00109743 | C4M0018863 | PATIENT LIFT | HANDICARE USA INC | C-450 | 4177.91 | 2019-07-31 | 0
TX CHILDRENS | BE00109326 | C4M0019123 | PATIENT LIFT | HANDICARE USA INC | C-450 | 4177.91 | 2019-07-31 | 0
TX CHILDRENS | BE00109328 | C4M0019134 | PATIENT LIFT | HANDICARE USA INC | C-450 | 4177.91 | 2019-07-31 | 0
TX CHILDRENS | BE00109718 | C4M0019266 | PATIENT LIFT | HANDICARE USA INC | C-450 | 4177.91 | 2019-07-31 | 0
TX CHILDRENS | BE00109705 | C4M0019561 | PATIENT LIFT | HANDICARE USA INC | C-450 | 4177.91 | 2019-07-31 | 0
TX CHILDRENS | BE00109726 | C4M0019452 | PATIENT LIFT | HANDICARE USA INC | C-450 | 4177.91 | 2019-07-31 | 0
TX CHILDRENS | BE00109311 | C4M0019131 | PATIENT LIFT | HANDICARE USA INC | C-450 | 4177.91 | 2019-07-31 | 0
TX CHILDRENS | BE00109703 | C4M0019289 | PATIENT LIFT | HANDICARE USA INC | C-450 | 4177.91 | 2019-07-31 | 0
TX CHILDRENS | BE00109728 | C4M0019267 | PATIENT LIFT | HANDICARE USA INC | C-450 | 4177.91 | 2019-07-31 | 0
TX CHILDRENS | BE00109698 | C4M0019132 | PATIENT LIFT | HANDICARE USA INC | C-450 | 4177.91 | 2019-07-31 | 0
TX CHILDRENS | BE00109321 | C4M0019127 | PATIENT LIFT | HANDICARE USA INC | C-450 | 4177.91 | 2019-07-31 | 0
TX CHILDRENS | BE00109711 | C4M0019130 | PATIENT LIFT | HANDICARE USA INC | C-450 | 4177.91 | 2019-07-31 | 0
TX CHILDRENS | BE00109697 | C4M0019272 | PATIENT LIFT | HANDICARE USA INC | C-450 | 4177.91 | 2019-07-31 | 0
TX CHILDRENS | BE00109720 | C4M0019450 | PATIENT LIFT | HANDICARE USA INC | C-450 | 4177.91 | 2019-07-31 | 0
TX CHILDRENS | BE00109704 | C4M0019378 | PATIENT LIFT | HANDICARE USA INC | C-450 | 4177.91 | 2019-07-31 | 0
TX CHILDRENS | BE00109699 | C4M0019271 | PATIENT LIFT | HANDICARE USA INC | C-450 | 4177.91 | 2019-07-31 | 0
TX CHILDRENS | BE00109702 | C4M0019448 | PATIENT LIFT | HANDICARE USA INC | C-450 | 4177.91 | 2019-07-31 | 0
TX CHILDRENS | BE00109727 | C4M0019139 | PATIENT LIFT | HANDICARE USA INC | C-450 | 4177.91 | 2019-07-31 | 0
TX CHILDRENS | BE00065948 | 41843972 | CENTRIFUGE, REFRIGERATED | THERMO FISHER SCIENTIFIC ASHEVILLE LLC | LEGEND MICRO 21R | 4176.8 | 2016-10-25 | 0
TX CHILDRENS | BE00014747 | SC0556032 | MULTI MEDIA PROJECTOR | PANASONIC | PT-F300NTU | 4176 | 2011-06-03 | 0
TX CHILDRENS | BE00014744 | SC1216014 | MULTI MEDIA PROJECTOR | PANASONIC | PT-F300NTU | 4176 | 2011-06-03 | 0
TX CHILDRENS | BE00089081 | 780002E0516014 | OPHTHALMIC INSTRUMENT STAND | RELIANCE MEDICAL PRODUCTS, INC | 7800 | 4161 | 2017-11-09 | 0
TX CHILDRENS | BE00089086 | 780002E0516011 | OPHTHALMIC INSTRUMENT STAND | RELIANCE MEDICAL PRODUCTS, INC | 7800 | 4161 | 2017-11-09 | 0
TX CHILDRENS | BE00089076 | 780002E0516125 | OPHTHALMIC INSTRUMENT STAND | RELIANCE MEDICAL PRODUCTS, INC | 7800 | 4161 | 2017-11-09 | 0
TX CHILDRENS | BE00089096 | 780002E0516019 | OPHTHALMIC INSTRUMENT STAND | RELIANCE MEDICAL PRODUCTS, INC | 7800 | 4161 | 2017-11-09 | 0
TX CHILDRENS | BE00089091 | 780002E0516128 | OPHTHALMIC INSTRUMENT STAND | RELIANCE MEDICAL PRODUCTS, INC | 7800 | 4161 | 2017-11-09 | 0
TX CHILDRENS | BE00089101 | 780002E0716002 | OPHTHALMIC INSTRUMENT STAND | RELIANCE MEDICAL PRODUCTS, INC | 7800 | 4161 | 2017-11-09 | 0
TX CHILDRENS | BE00119412 | 12013622 | BEAD BATH | LAB ARMOR, LLC | 74300-714 | 4158 | 2024-04-16 | 0
TX CHILDRENS | BE00123832 | (21)U107224231838 | SCALE, PATIENT WHEELCHAIR | SCALETRONIX, INC. (subsidiary of WELCH-ALLYN) | 6002 | 4157.64 | 2024-09-28 | 0
TX CHILDRENS | BE00123831 | (21)U107224231839 | SCALE, PATIENT WHEELCHAIR | SCALETRONIX, INC. (subsidiary of WELCH-ALLYN) | 6002 | 4157.64 | 2024-09-28 | 0
TX CHILDRENS | BE00123830 | (21)U107224231834 | SCALE, PATIENT WHEELCHAIR | SCALETRONIX, INC. (subsidiary of WELCH-ALLYN) | 6002 | 4157.64 | 2024-09-28 | 0
TX CHILDRENS | BE00123838 | (21)U107224231855 | SCALE, PATIENT WHEELCHAIR | SCALETRONIX, INC. (subsidiary of WELCH-ALLYN) | 6002 | 4157.64 | 2024-09-28 | 0
TX CHILDRENS | BE00123827 | (21)U107224231837 | SCALE, PATIENT WHEELCHAIR | SCALETRONIX, INC. (subsidiary of WELCH-ALLYN) | 6002 | 4157.64 | 2024-09-28 | 0
TX CHILDRENS | BE00123829 | (21)U107224231850 | SCALE, PATIENT WHEELCHAIR | SCALETRONIX, INC. (subsidiary of WELCH-ALLYN) | 6002 | 4157.64 | 2024-09-28 | 0
TX CHILDRENS | BE00123833 | (21)U107224231835 | SCALE, PATIENT WHEELCHAIR | SCALETRONIX, INC. (subsidiary of WELCH-ALLYN) | 6002 | 4157.64 | 2024-09-28 | 0
TX CHILDRENS | BE00123839 | (21)U107224231854 | SCALE, PATIENT WHEELCHAIR | SCALETRONIX, INC. (subsidiary of WELCH-ALLYN) | 6002 | 4157.64 | 2024-09-28 | 0
TX CHILDRENS | BE00123835 | (21)U107224231836 | SCALE, PATIENT WHEELCHAIR | SCALETRONIX, INC. (subsidiary of WELCH-ALLYN) | 6002 | 4157.64 | 2024-09-28 | 0
TX CHILDRENS | BE00123837 | (21)U107224231853 | SCALE, PATIENT WHEELCHAIR | SCALETRONIX, INC. (subsidiary of WELCH-ALLYN) | 6002 | 4157.64 | 2024-09-28 | 0
TX CHILDRENS | BE00123834 | (21)U107224231840 | SCALE, PATIENT WHEELCHAIR | SCALETRONIX, INC. (subsidiary of WELCH-ALLYN) | 6002 | 4157.64 | 2024-09-28 | 0
TX CHILDRENS | BE00123828 | (21)U107224231851 | SCALE, PATIENT WHEELCHAIR | SCALETRONIX, INC. (subsidiary of WELCH-ALLYN) | 6002 | 4157.64 | 2024-09-28 | 0
TX CHILDRENS | BE00123836 | (21)U107224231852 | SCALE, PATIENT WHEELCHAIR | SCALETRONIX, INC. (subsidiary of WELCH-ALLYN) | 6002 | 4157.64 | 2024-09-28 | 0
TX CHILDRENS | BE00115777 | SF20251376 | CAPNOGRAPH | ORIDION CAPNOGRAPHY INC. | PM35MN | 4155.3 | 2022-11-16 | 0
TX CHILDRENS | BE00102804 | SF17450485 | CAPNOGRAPH | ORIDION CAPNOGRAPHY INC. | PM35MN | 4155.3 | 2022-11-16 | 0
TX CHILDRENS | BE00102791 | SF17460418 | CAPNOGRAPH | ORIDION CAPNOGRAPHY INC. | PM35MN | 4155.3 | 2022-11-16 | 0
TX CHILDRENS | BE00115907 | SF18340442 | CAPNOGRAPH | ORIDION CAPNOGRAPHY INC. | PM35MN | 4155.3 | 2022-11-16 | 0
TX CHILDRENS | BE00102808 | SF17460426 | CAPNOGRAPH | ORIDION CAPNOGRAPHY INC. | PM35MN | 4155.3 | 2022-11-16 | 0
TX CHILDRENS | BE00130261 | SL24480072 | CAPNOGRAPH | ORIDION CAPNOGRAPHY INC. | PM35MN | 4155.3 | 2026-08-03 | 0
TX CHILDRENS | BE00102786 | SF17450478 | CAPNOGRAPH | ORIDION CAPNOGRAPHY INC. | PM35MN | 4155.3 | 2022-11-16 | 0
TX CHILDRENS | BE00114556 | SB20400681 | CAPNOGRAPH | ORIDION CAPNOGRAPHY INC. | PM35MN | 4155.3 | 2022-11-16 | 0
TX CHILDRENS | BE00102803 | SF17450477 | CAPNOGRAPH | ORIDION CAPNOGRAPHY INC. | PM35MN | 4155.3 | 2022-11-16 | 0
TX CHILDRENS | BE00102814 | SF17460401 | CAPNOGRAPH | ORIDION CAPNOGRAPHY INC. | PM35MN | 4155.3 | 2022-11-16 | 0
TX CHILDRENS | BE00117263 | SF17470695 | CAPNOGRAPH | ORIDION CAPNOGRAPHY INC. | PM35MN | 4155.3 | 2023-05-03 | 0
TX CHILDRENS | BE00102807 | SF17450469 | CAPNOGRAPH | ORIDION CAPNOGRAPHY INC. | PM35MN | 4155.3 | 2022-11-16 | 0
TX CHILDRENS | BE00102799 | SF17450479 | CAPNOGRAPH | ORIDION CAPNOGRAPHY INC. | PM35MN | 4155.3 | 2022-11-16 | 0
TX CHILDRENS | BE00102813 | SF17450483 | CAPNOGRAPH | ORIDION CAPNOGRAPHY INC. | PM35MN | 4155.3 | 2022-11-16 | 0
TX CHILDRENS | BE00117911 | SF19200497 | CAPNOGRAPH | ORIDION CAPNOGRAPHY INC. | PM35MN | 4155.3 | 2022-11-16 | 0
TX CHILDRENS | BE00102806 | SF17460436 | CAPNOGRAPH | ORIDION CAPNOGRAPHY INC. | PM35MN | 4155.3 | 2022-11-16 | 0
TX CHILDRENS | BE00102810 | SF17450441 | CAPNOGRAPH | ORIDION CAPNOGRAPHY INC. | PM35MN | 4155.3 | 2022-11-16 | 0
TX CHILDRENS | BE00102802 | SF17450474 | CAPNOGRAPH | ORIDION CAPNOGRAPHY INC. | PM35MN | 4155.3 | 2022-11-16 | 0
TX CHILDRENS | BE00115366 | SF17380162 | CAPNOGRAPH | ORIDION CAPNOGRAPHY INC. | PM35MN | 4155.3 | 2022-11-16 | 0
TX CHILDRENS | BE00102805 | SF17450487 | CAPNOGRAPH | ORIDION CAPNOGRAPHY INC. | PM35MN | 4155.3 | 2022-11-16 | 0
TX CHILDRENS | BE00102798 | SF17460411 | CAPNOGRAPH | ORIDION CAPNOGRAPHY INC. | PM35MN | 4155.3 | 2022-11-16 | 0
TX CHILDRENS | BE00102801 | SF17450473 | CAPNOGRAPH | ORIDION CAPNOGRAPHY INC. | PM35MN | 4155.3 | 2022-11-16 | 0
TX CHILDRENS | BE00117261 | SF17430503 | CAPNOGRAPH | ORIDION CAPNOGRAPHY INC. | PM35MN | 4155.3 | 2022-11-16 | 0
TX CHILDRENS | BE00117262 | SF17281426 | CAPNOGRAPH | ORIDION CAPNOGRAPHY INC. | PM35MN | 4155.3 | 2022-11-16 | 0
TX CHILDRENS | BE00127283 | SF18511065 | CAPNOGRAPH | ORIDION CAPNOGRAPHY INC. | PM35MN | 4155.3 | 2022-11-16 | 0
TX CHILDRENS | BE00102795 | SF17460407 | CAPNOGRAPH | ORIDION CAPNOGRAPHY INC. | PM35MN | 4155.3 | 2022-11-16 | 0
TX CHILDRENS | BE00113719 | SF20231503 | CAPNOGRAPH | ORIDION CAPNOGRAPHY INC. | PM35MN | 4155.3 | 2022-11-16 | 0
TX CHILDRENS | BE00111729 | N164834 | NONFETAL ULTRASONIC MONITOR | Cook Medical LLC | DP-M350 | 4150 | 2020-08-25 | 0
TX CHILDRENS | KN199669 | H89017 | HYPO/HYPERTHERMIA DEVICE | GAYMAR INDUSTRIES | MTA5942 | 4150 | 1999-09-07 | 0
TX CHILDRENS | BE00130012 | AV245100528 | VEIN VIEWER | ACCUVEIN INC | AV500 | 4149 | 2026-03-05 | 0
TX CHILDRENS | BE00127263 | AV23510137B | VEIN VIEWER | ACCUVEIN INC | AV500 | 4149 | 2025-02-14 | 0
TX CHILDRENS | BE00128844 | (21)AV24330131B | VEIN VIEWER | ACCUVEIN INC | AV500 | 4149 | 2025-10-29 | 0
TX CHILDRENS | BE00126847 | AV23510138B | VEIN VIEWER | ACCUVEIN INC | AV500 | 4149 | 2025-02-14 | 0
TX CHILDRENS | BE00126982 | AV23230278 | VEIN VIEWER | ACCUVEIN INC | AV500 | 4149 | 2024-11-27 | 0
TX CHILDRENS | BE00130494 | AV25180056B | VEIN VIEWER | ACCUVEIN INC | AV500 | 4149 | 2026-07-05 | 0
TX CHILDRENS | BE00120780 | AV23100202 | VEIN VIEWER | ACCUVEIN INC | AV500 | 4149 | 2026-08-23 | 0
TX CHILDRENS | BE00126791 | (21)AV23320051 | VEIN VIEWER | ACCUVEIN INC | AV500 | 4149 | 2024-11-30 | 0
TX CHILDRENS | BE00126661 | AV23150342 | VEIN VIEWER | ACCUVEIN INC | AV500 | 4149 | 2024-10-29 | 0
TX CHILDRENS | BE00114687 | AV23170109 | VEIN VIEWER | ACCUVEIN INC | AV500 | 4149 | 2024-11-06 | 0
TX CHILDRENS | BE00127607 | AV23510170B | VEIN VIEWER | ACCUVEIN INC | AV500 | 4149 | 2025-03-10 | 0
TX CHILDRENS | KN210813 | E1RF5769G | MAINFRAME, PATIENT MONITORING | GE Medical Systems Information Tech Inc | SOLAR 8000M | 4146.75 | 2006-10-22 | 0
TX CHILDRENS | KN210830 | J0RF1125G | MAINFRAME, PATIENT MONITORING | GE Medical Systems Information Tech Inc | SOLAR 8000M | 4146.75 | 2006-10-22 | 0
TX CHILDRENS | KN210825 | E1RF5781G | MAINFRAME, PATIENT MONITORING | GE Medical Systems Information Tech Inc | SOLAR 8000M | 4146.75 | 2006-10-22 | 0
TX CHILDRENS | KN210822 | E1RF5778G | MAINFRAME, PATIENT MONITORING | GE Medical Systems Information Tech Inc | SOLAR 8000M | 4146.75 | 2006-10-22 | 0
TX CHILDRENS | KN210827 | E1RF5783G | MAINFRAME, PATIENT MONITORING | GE Medical Systems Information Tech Inc | SOLAR 8000M | 4146.75 | 2006-10-22 | 0
TX CHILDRENS | KN210114 | J0RF1123G | MAINFRAME, PATIENT MONITORING | GE Medical Systems Information Tech Inc | SOLAR 8000M | 4146.75 | 2006-03-26 | 0
TX CHILDRENS | KN210819 | E1RF5775G | MAINFRAME, PATIENT MONITORING | GE Medical Systems Information Tech Inc | SOLAR 8000M | 4146.75 | 2006-10-22 | 0
TX CHILDRENS | KN210824 | E1RF5780G | MAINFRAME, PATIENT MONITORING | GE Medical Systems Information Tech Inc | SOLAR 8000M | 4146.75 | 2006-10-22 | 0
TX CHILDRENS | KN203865 | J0RF0996G | MAINFRAME, PATIENT MONITORING | GE Medical Systems Information Tech Inc | SOLAR 8000M | 4146.75 | 2001-10-12 | 0
TX CHILDRENS | KN211023 | J0RF1137G | MAINFRAME, PATIENT MONITORING | GE Medical Systems Information Tech Inc | SOLAR 8000M | 4146.75 | 2007-02-04 | 0
TX CHILDRENS | KN210821 | E1RF5777G | MAINFRAME, PATIENT MONITORING | GE Medical Systems Information Tech Inc | SOLAR 8000M | 4146.75 | 2006-10-22 | 0
TX CHILDRENS | KN210829 | J0RF1119G | MAINFRAME, PATIENT MONITORING | GE Medical Systems Information Tech Inc | SOLAR 8000M | 4146.75 | 2006-10-22 | 0
TX CHILDRENS | KN210811 | A1RF3443G | MAINFRAME, PATIENT MONITORING | GE Medical Systems Information Tech Inc | SOLAR 8000M | 4146.75 | 2006-10-22 | 0
TX CHILDRENS | KN210832 | J0RF1132G | MAINFRAME, PATIENT MONITORING | GE Medical Systems Information Tech Inc | SOLAR 8000M | 4146.75 | 2006-10-22 | 0
TX CHILDRENS | KN210812 | E1RF5768G | MAINFRAME, PATIENT MONITORING | GE Medical Systems Information Tech Inc | SOLAR 8000M | 4146.75 | 2006-10-22 | 0
TX CHILDRENS | KN210095 | J0RF0952G | MAINFRAME, PATIENT MONITORING | GE Medical Systems Information Tech Inc | SOLAR 8000M | 4146.75 | 2006-03-26 | 0
TX CHILDRENS | KN210826 | E1RF5782G | MAINFRAME, PATIENT MONITORING | GE Medical Systems Information Tech Inc | SOLAR 8000M | 4146.75 | 2006-10-22 | 0
TX CHILDRENS | KN210831 | J0RF1131G | MAINFRAME, PATIENT MONITORING | GE Medical Systems Information Tech Inc | SOLAR 8000M | 4146.75 | 2006-10-22 | 0
TX CHILDRENS | KN210828 | E1RF5784G | MAINFRAME, PATIENT MONITORING | GE Medical Systems Information Tech Inc | SOLAR 8000M | 4146.75 | 2006-10-22 | 0
TX CHILDRENS | KN203866 | J0RF0995G | MAINFRAME, PATIENT MONITORING | GE Medical Systems Information Tech Inc | SOLAR 8000M | 4146.75 | 2001-10-12 | 0
TX CHILDRENS | KN210814 | E1RF5770G | MAINFRAME, PATIENT MONITORING | GE Medical Systems Information Tech Inc | SOLAR 8000M | 4146.75 | 2006-10-22 | 0
TX CHILDRENS | KN210816 | E1RF5772G | MAINFRAME, PATIENT MONITORING | GE Medical Systems Information Tech Inc | SOLAR 8000M | 4146.75 | 2006-10-22 | 0
TX CHILDRENS | BE00065277 | HFAU60107 | PHOTOTHERAPY UNIT, NEONATAL | DATEX-OHMEDA INC | BILISOFT | 4146.72 | 2016-10-12 | 0
TX CHILDRENS | BE00065275 | HFAU60469 | PHOTOTHERAPY UNIT, NEONATAL | DATEX-OHMEDA INC | BILISOFT | 4146.72 | 2016-10-12 | 0
TX CHILDRENS | BE00065276 | HFAU60467 | PHOTOTHERAPY UNIT, NEONATAL | DATEX-OHMEDA INC | BILISOFT | 4146.72 | 2016-10-12 | 0
TX CHILDRENS | BE00102254 | GKMINIMR21L-G005 | TREADMILL AND ACCESSORIES | LITEGAIT | GKMINI | 4145 | 2022-09-29 | 0
TX CHILDRENS | BE00125826 | SL23230282 | CAPNOGRAPH | ORIDION CAPNOGRAPHY INC. | PM35MN02 | 4143.97 | 2024-11-14 | 0
TX CHILDRENS | BE00125827 | SL23230283 | CAPNOGRAPH | ORIDION CAPNOGRAPHY INC. | PM35MN02 | 4143.97 | 2024-11-14 | 0
TX CHILDRENS | BE00125831 | SL23230287 | CAPNOGRAPH | ORIDION CAPNOGRAPHY INC. | PM35MN02 | 4143.97 | 2024-11-14 | 0
TX CHILDRENS | BE00125830 | SL23230286 | CAPNOGRAPH | ORIDION CAPNOGRAPHY INC. | PM35MN02 | 4143.97 | 2024-11-14 | 0
TX CHILDRENS | BE00125829 | SL23230285 | CAPNOGRAPH | ORIDION CAPNOGRAPHY INC. | PM35MN02 | 4143.97 | 2024-11-14 | 0
TX CHILDRENS | BE00125828 | SL23230284 | CAPNOGRAPH | ORIDION CAPNOGRAPHY INC. | PM35MN02 | 4143.97 | 2024-11-14 | 0
TX CHILDRENS | BE00103394 | AV13110188 | VEIN VIEWER | ACCUVEIN INC | AV400 | 4141 | 2018-02-27 | 0
TX CHILDRENS | KN232690 | 314156-383 | INCUBATOR CO2 | VWR FUNDING INC | 3074 | 4140.68 | 2010-07-29 | 0
TX CHILDRENS | KN232691 | 314156-382 | INCUBATOR CO2 | VWR FUNDING INC | 3074 | 4140.68 | 2010-07-29 | 0
TX CHILDRENS | BE00100211 | 97539833 | CAPNOGRAPH | NELLCOR PURITAN BENNETT LLC | N-85 | 4135.3 | 2022-03-29 | 0
TX CHILDRENS | BE00100210 | 97540394 | CAPNOGRAPH | NELLCOR PURITAN BENNETT LLC | N-85 | 4135.3 | 2022-03-29 | 0
TX CHILDRENS | BE00100209 | 97540054 | CAPNOGRAPH | NELLCOR PURITAN BENNETT LLC | N-85 | 4135.3 | 2022-03-29 | 0
TX CHILDRENS | BE00119640 | 6012 | RESPIRATOR GAS HUMIDIFIER | INTERNATIONAL BIOMEDICAL INC | NEO-POD | 4133 | 2024-04-03 | 0
TX CHILDRENS | BE00118708 | 6081 | RESPIRATOR GAS HUMIDIFIER | INTERNATIONAL BIOMEDICAL INC | NEO-POD | 4133 | 2024-01-17 | 0
TX CHILDRENS | KN223231 | 159152 | SIMULATOR | BIO-TEK INSTRUMENTS INC | INDEX-2MFE | 4130 | 2005-10-03 | 0
TX CHILDRENS | BE00033368 | NONE | OPHTHALMOSCOPE | RELIANCE MEDICAL PRODUCTS, INC | RF0ZZPLEXUS1 | 4125 | 2012-02-25 | 0
TX CHILDRENS | BE00033366 | NONE | OPHTHALMOSCOPE | RELIANCE MEDICAL PRODUCTS, INC | RF0ZZPLEXUS1 | 4125 | 2012-02-25 | 0
TX CHILDRENS | BE00033367 | NONE | OPHTHALMOSCOPE | RELIANCE MEDICAL PRODUCTS, INC | RF0ZZPLEXUS1 | 4125 | 2012-02-25 | 0
TX CHILDRENS | BE00087245 | 1702003232 | MICROPLATE WASH | TECAN GROUP Ltd. | HYDROFLEX | 4124.08 | 2018-05-10 | 0
TX CHILDRENS | BE00126505 | 2900E212300057 | SCALE, PATIENT WHEELCHAIR | HEALTHOMETER | 2900KL-AM | 4120.48 | 2025-02-04 | 0
TX CHILDRENS | BE00126506 | 2900E212300056 | SCALE, PATIENT WHEELCHAIR | HEALTHOMETER | 2900KL-AM | 4120.48 | 2025-02-04 | 0
TX CHILDRENS | BE00126862 | 2900E392300102 | SCALE, PATIENT WHEELCHAIR | HEALTHOMETER | 2900KL-AM | 4120.48 | 2025-04-11 | 0
TX CHILDRENS | BE00119965 | (21)U107238222384 | SCALE, PATIENT INFANT - PEDI | SCALETRONIX, INC. (subsidiary of WELCH-ALLYN) | 4802D-AX | 4119.01 | 2024-04-30 | 0
TX CHILDRENS | BE00119963 | (21)U107227221353 | SCALE, PATIENT INFANT - PEDI | SCALETRONIX, INC. (subsidiary of WELCH-ALLYN) | 4802D-AX | 4119.01 | 2024-04-30 | 0
TX CHILDRENS | BE00119961 | (21)U107227221364 | SCALE, PATIENT INFANT - PEDI | SCALETRONIX, INC. (subsidiary of WELCH-ALLYN) | 4802D-AX | 4119.01 | 2024-04-30 | 0
TX CHILDRENS | BE00119962 | (21)U107227221365 | SCALE, PATIENT INFANT - PEDI | SCALETRONIX, INC. (subsidiary of WELCH-ALLYN) | 4802D-AX | 4119.01 | 2024-04-30 | 0
TX CHILDRENS | BE00119964 | (21)U107238222390 | SCALE, PATIENT INFANT - PEDI | SCALETRONIX, INC. (subsidiary of WELCH-ALLYN) | 4802D-AX | 4119.01 | 2024-04-30 | 0
TX CHILDRENS | BE00119966 | (21)U107238222380 | SCALE, PATIENT INFANT - PEDI | SCALETRONIX, INC. (subsidiary of WELCH-ALLYN) | 4802D-AX | 4119.01 | 2024-04-30 | 0
TX CHILDRENS | BE00120725 | AV23120111 | VEIN VIEWER | ACCUVEIN INC | AV500 | 4119 | 2024-07-26 | 0
TX CHILDRENS | BE00129585 | AV24450062B | VEIN VIEWER | ACCUVEIN INC | AV500 | 4119 | 2027-01-08 | 0
TX CHILDRENS | BE00118197 | AV23150269 | VEIN VIEWER | ACCUVEIN INC | AV500 | 4119 | 2024-09-10 | 0
TX CHILDRENS | BE00128345 | AV25100029B | VEIN VIEWER | ACCUVEIN INC | AV500 | 4119 | 2026-04-29 | 0
TX CHILDRENS | BE00109825 | V2051974 | CHAIR, EXAM | RITTER MIDWEST DIV SYBRON CORP | 224-002 | 4116.93 | 2020-01-27 | 0
TX CHILDRENS | BE00109674 | V2052414 | CHAIR, EXAM | RITTER MIDWEST DIV SYBRON CORP | 224-002 | 4116.93 | 2020-01-27 | 0
TX CHILDRENS | BE00082120 | 5921875 | MICROSCOPE | LEICA MICROSYSTEMS INC | M60 | 4114.04 | 2017-02-17 | 0
TX CHILDRENS | BE00114325 | 61588 | THERAPEUTIC TREATMENT BED | HAUSMANN INDUSTRIES | JC35ES | 4114.02 | 2021-11-05 | 0
TX CHILDRENS | BE00110296 | SF182220476 | CAPNOGRAPH | ORIDION CAPNOGRAPHY INC. | PM35MN | 4107 | 2023-07-31 | 0
TX CHILDRENS | BE00131600 | 9057 | ASPIRATOR | MEDCO | ASPIRATOR IV | 4100.95 | 2026-06-15 | 0
TX CHILDRENS | FA42909 | H10003 | HYPO/HYPERTHERMIA DEVICE | GAYMAR INDUSTRIES | MTA6900 | 4100 | 2002-02-21 | 0
TX CHILDRENS | KN215414 | I10042 | HYPO/HYPERTHERMIA DEVICE | GAYMAR INDUSTRIES | MTA6900 | 4100 | 2002-10-09 | 0
TX CHILDRENS | BE00033095 | 7837 | CUBICLE, ISOLATION | PEACE MEDICAL INC | 200B | 4100 | 2012-07-26 | 0
TX CHILDRENS | FA42908 | H10006 | HYPO/HYPERTHERMIA DEVICE | GAYMAR INDUSTRIES | MTA6900 | 4100 | 2002-02-21 | 0
TX CHILDRENS | BE00121847 | 510011427 | CENTRIFUGE | ORTHO - CLINICAL DIAGNOSTICS | ORTHO WORKSTATION | 4100 | 2024-10-09 | 0
TX CHILDRENS | KN215415 | I10043 | HYPO/HYPERTHERMIA DEVICE | GAYMAR INDUSTRIES | MTA6900 | 4100 | 2002-10-09 | 0
TX CHILDRENS | BE00121848 | 510011438 | CENTRIFUGE | ORTHO - CLINICAL DIAGNOSTICS | ORTHO WORKSTATION | 4100 | 2024-10-09 | 0
TX CHILDRENS | KN215280 | I10012 | HYPO/HYPERTHERMIA DEVICE | GAYMAR INDUSTRIES | MTA6900 | 4100 | 2002-10-09 | 0
TX CHILDRENS | BE00034990 | 41272419 | CENTRIFUGE, REFRIGERATED | THERMO FISHER SCIENTIFIC ASHEVILLE LLC | LEGEND MICRO 21R | 4099.78 | 2013-04-18 | 0
TX CHILDRENS | BE00062371 | T4330 | MUSCLE STIMULATOR (TENS/EMS/NMES) | ENCORE MEDICAL | 2761 | 4098.36 | 2015-10-16 | 0
TX CHILDRENS | BE00062372 | T5415 | MUSCLE STIMULATOR (TENS/EMS/NMES) | ENCORE MEDICAL | 2761 | 4098.36 | 2015-10-16 | 0
TX CHILDRENS | BE00057972 | T3996 | MUSCLE STIMULATOR (TENS/EMS/NMES) | ENCORE MEDICAL | 2796K | 4098.36 | 2015-12-31 | 0
TX CHILDRENS | BE00062369 | T5456 | MUSCLE STIMULATOR (TENS/EMS/NMES) | ENCORE MEDICAL | 2761 | 4098.36 | 2015-10-16 | 0
TX CHILDRENS | BE00062370 | T5437 | MUSCLE STIMULATOR (TENS/EMS/NMES) | ENCORE MEDICAL | 2761 | 4098.36 | 2015-10-16 | 0
TX CHILDRENS | BE00117470 | 4300-5001 | MICROPLATE READER | AWARENESS TECHNOLOGY INC | 4300 | 4097 | 2023-07-25 | 0
TX CHILDRENS | BE00100098 | (21)HFAW60136 | PHOTOTHERAPY UNIT, NEONATAL | DATEX-OHMEDA INC | BILISOFT LED | 4096.56 | 2018-03-29 | 0
TX CHILDRENS | BE00100096 | (21)HFAW60132 | PHOTOTHERAPY UNIT, NEONATAL | DATEX-OHMEDA INC | BILISOFT LED | 4096.56 | 2018-03-29 | 0
TX CHILDRENS | BE00100097 | (21)HFAW60134 | PHOTOTHERAPY UNIT, NEONATAL | DATEX-OHMEDA INC | BILISOFT LED | 4096.56 | 2018-03-29 | 0
TX CHILDRENS | BE00100095 | (21)HFAW60131 | PHOTOTHERAPY UNIT, NEONATAL | DATEX-OHMEDA INC | BILISOFT LED | 4096.56 | 2018-03-29 | 0
TX CHILDRENS | BE00100101 | (21)HFAW60139 | PHOTOTHERAPY UNIT, NEONATAL | DATEX-OHMEDA INC | BILISOFT LED | 4096.56 | 2018-03-29 | 0
TX CHILDRENS | BE00100104 | (21)HFAW60149 | PHOTOTHERAPY UNIT, NEONATAL | DATEX-OHMEDA INC | BILISOFT LED | 4096.56 | 2018-03-29 | 0
TX CHILDRENS | BE00100102 | (21)HFAW60142 | PHOTOTHERAPY UNIT, NEONATAL | DATEX-OHMEDA INC | BILISOFT LED | 4096.56 | 2018-03-29 | 0
TX CHILDRENS | BE00100099 | (21)HFAW60137 | PHOTOTHERAPY UNIT, NEONATAL | DATEX-OHMEDA INC | BILISOFT LED | 4096.56 | 2018-03-29 | 0
TX CHILDRENS | BE00100094 | (21)HFAW60130 | PHOTOTHERAPY UNIT, NEONATAL | DATEX-OHMEDA INC | BILISOFT LED | 4096.56 | 2018-03-29 | 0
TX CHILDRENS | BE00100100 | (21)HFAW60138 | PHOTOTHERAPY UNIT, NEONATAL | DATEX-OHMEDA INC | BILISOFT LED | 4096.56 | 2018-03-29 | 0
TX CHILDRENS | BE00100103 | (21)HFAW60146 | PHOTOTHERAPY UNIT, NEONATAL | DATEX-OHMEDA INC | BILISOFT LED | 4096.56 | 2018-03-29 | 0
TX CHILDRENS | BE00056812 | V1206684 | AUTOCLAVE | RITTER MIDWEST DIV SYBRON CORP | M11-022 | 4095 | 2012-11-19 | 0
TX CHILDRENS | BE00057378 | V1190994 | AUTOCLAVE | RITTER MIDWEST DIV SYBRON CORP | M11-022 | 4095 | 2013-09-18 | 0
TX CHILDRENS | BE00012527 | 78002C0410076 | OPHTHALMIC INSTRUMENT STAND | RELIANCE MEDICAL PRODUCTS, INC | 7800 | 4095 | 2012-05-03 | 0
TX CHILDRENS | BE00012370 | 78002C0410026 | OPHTHALMIC INSTRUMENT STAND | RELIANCE MEDICAL PRODUCTS, INC | 7800 | 4095 | 2012-02-25 | 0
TX CHILDRENS | BE00012369 | 078002C04100076 | OPHTHALMIC INSTRUMENT STAND | RELIANCE MEDICAL PRODUCTS, INC | 7800 | 4095 | 2012-05-03 | 0
TX CHILDRENS | BE00012757 | 1508706104 | SLITLAMP BIOMICROSCOPE | KOWA OPTIMED INC. | SL-15 | 4095 | 2012-01-24 | 0
TX CHILDRENS | BE00012368 | 78002C0410072 | OPHTHALMIC INSTRUMENT STAND | RELIANCE MEDICAL PRODUCTS, INC | 7800 | 4095 | 2012-02-25 | 0
TX CHILDRENS | BE00119692 | (21)107243233595 | SCALE, PATIENT INFANT - PEDI | SCALETRONIX, INC. (subsidiary of WELCH-ALLYN) | 4802D | 4091.46 | 2024-12-07 | 0
TX CHILDRENS | KN219596 | FB9704522060 | UNINTERRUPTABLE POWER SUPPLY | AMERICAN POWER CONVERSION APC | BACK-UPS 600 | 4086 | 2006-02-07 | 0
TX CHILDRENS | BE00110396 | 928315-3379 | VISUAL ACUITY CHART | M&S TECHNOLOGIES INC | 5753-2 | 4085 | 2019-06-30 | 0
TX CHILDRENS | BE00110394 | 928315-3277 | VISUAL ACUITY CHART | M&S TECHNOLOGIES INC | 5753-2 | 4085 | 2019-06-30 | 0
TX CHILDRENS | BE00112411 | 928315-3290 | VISUAL ACUITY CHART | M&S TECHNOLOGIES INC | SMART SYSTEM PC-PLUS | 4085 | 2020-10-16 | 0
TX CHILDRENS | BE00110395 | 928315-3308 | VISUAL ACUITY CHART | M&S TECHNOLOGIES INC | 5753-2 | 4085 | 2019-06-30 | 0
TX CHILDRENS | BE00110399 | 928315-3384 | VISUAL ACUITY CHART | M&S TECHNOLOGIES INC | 5753-2 | 4085 | 2019-06-30 | 0
TX CHILDRENS | BE00089079 | 928315-2471 | VISUAL ACUITY CHART | M&S TECHNOLOGIES INC | 5753-2 | 4085 | 2017-11-09 | 0
TX CHILDRENS | BE00089099 | 928315-1728 | VISUAL ACUITY CHART | M&S TECHNOLOGIES INC | 5753-2 | 4085 | 2017-11-09 | 0
TX CHILDRENS | BE00089094 | 928315-2462 | VISUAL ACUITY CHART | M&S TECHNOLOGIES INC | 5753-2 | 4085 | 2017-11-09 | 0
TX CHILDRENS | BE00089089 | 928315-2452 | VISUAL ACUITY CHART | M&S TECHNOLOGIES INC | 5753-2 | 4085 | 2017-11-09 | 0
TX CHILDRENS | BE00089104 | 928315-3042 | VISUAL ACUITY CHART | M&S TECHNOLOGIES INC | 5753-2 | 4085 | 2017-11-09 | 0
TX CHILDRENS | BE00089084 | 928315-1706 | VISUAL ACUITY CHART | M&S TECHNOLOGIES INC | 5753-2 | 4085 | 2017-11-09 | 0
TX CHILDRENS | BE00110402 | 928315-3148 | VISUAL ACUITY CHART | M&S TECHNOLOGIES INC | 5753-2 | 4085 | 2019-06-30 | 0
TX CHILDRENS | HTMUS-220940PD1 | 220940PD1 | PROBE, CURVED LINEAR - LINEAR | GE Precision Healthcare LLC | L2-9-D | 4080 | 2024-06-20 | 0
TX CHILDRENS | HTMUS-1261240WX4 | 1261240WX4 | PROBE, ENDO | GE Precision Healthcare LLC | IC5-9-D | 4080 | 2024-09-13 | 0
TX CHILDRENS | HTMUS-460956YP6 | 460956YP6 | PROBE, CURVED LINEAR - LINEAR | GE Precision Healthcare LLC | C2-9-D | 4080 | 2024-06-20 | 0
TX CHILDRENS | HTMUS-BT-300421 | BT-300421 | PROBE, CURVED LINEAR - LINEAR | GE Precision Healthcare LLC | L6-24-D | 4080 | 2024-06-20 | 0
TX CHILDRENS | HTMUS-460051YP6 | 460051YP6 | PROBE, CURVED LINEAR - LINEAR | GE Precision Healthcare LLC | C1-6-D | 4080 | 2024-06-20 | 0
TX CHILDRENS | BE00100734 | (21)107210171152 | SCALE, PATIENT STAND-ON | SCALETRONIX, INC. (subsidiary of WELCH-ALLYN) | 5002 | 4079.23 | 2018-05-29 | 0
TX CHILDRENS | BE00063997 | XL120-Q-8047 | MICROSCOPE ACCESSORIES | LUMEN DYNAMICS GROUP | XL120-Q | 4075 | 2014-11-07 | 0
TX CHILDRENS | BE00035216 | XI120-Q-4514 | MICROSCOPE ACCESSORIES | EXFO PHOTONIC SOLUTIONS DIV. | XI 120-Q | 4075 | 2012-06-12 | 0
TX CHILDRENS | BE00104356 | 458962 | MICROSCOPE | LEICA MICROSYSTEMS INC | DMi1 | 4072 | 2019-01-31 | 0
TX CHILDRENS | BE00130048 | 241386 | LIGHT, EXAM, AC-POWERED | STERIS Corporation | HEXALUX | 4069.1 | 2026-06-26 | 0
TX CHILDRENS | BE00130045 | 241387 | LIGHT, EXAM, AC-POWERED | STERIS Corporation | HEXALUX | 4069.1 | 2026-06-26 | 0
TX CHILDRENS | BE00130049 | 241385 | LIGHT, EXAM, AC-POWERED | STERIS Corporation | HEXALUX | 4069.1 | 2026-06-26 | 0
TX CHILDRENS | BE00130050 | 241109 | LIGHT, EXAM, AC-POWERED | STERIS Corporation | HEXALUX | 4069.1 | 2026-06-26 | 0
TX CHILDRENS | BE00130047 | 241384 | LIGHT, EXAM, AC-POWERED | STERIS Corporation | HEXALUX | 4069.1 | 2026-06-26 | 0
TX CHILDRENS | BE00130046 | 241383 | LIGHT, EXAM, AC-POWERED | STERIS Corporation | HEXALUX | 4069.1 | 2026-06-26 | 0
TX CHILDRENS | BE00130052 | 241108 | LIGHT, EXAM, AC-POWERED | STERIS Corporation | HEXALUX | 4069.1 | 2026-06-26 | 0
TX CHILDRENS | BE00130051 | 241107 | LIGHT, EXAM, AC-POWERED | STERIS Corporation | HEXALUX | 4069.1 | 2026-06-26 | 0
TX CHILDRENS | BE00127262 | 100085904323 | NONINVASIVE BP MANAGEMENT SYST | WELCH ALLYN INC | 4400 | 4064.15 | 2025-01-31 | 0
TX CHILDRENS | HTMUS-338381WP0 | 338381WP0 | PROBE, CURVED LINEAR - LINEAR | GE Precision Healthcare LLC | 9L-RS | 4062.5 | 2025-05-02 | 0
TX CHILDRENS | BE00128253 | SK523430069YA | NIBP WITH PULSE OX | GE - DINAMAP (CRITIKON) | VC150 | 4061.7 | 2026-11-10 | 0
TX CHILDRENS | BE00126611 | SK523390011YA | NIBP WITH PULSE OX | GE - DINAMAP (CRITIKON) | VC150 | 4061.7 | 2026-06-30 | 0
TX CHILDRENS | BE00126584 | SK523430006YA | NIBP WITH PULSE OX | GE - DINAMAP (CRITIKON) | VC150 | 4061.7 | 2026-07-10 | 0
TX CHILDRENS | BE00121263 | SK523240054YA | NIBP WITH PULSE OX | GE - DINAMAP (CRITIKON) | VC150 | 4061.7 | 2025-10-03 | 0
TX CHILDRENS | BE00128251 | SK523430069YA | NIBP WITH PULSE OX | GE - DINAMAP (CRITIKON) | VC150 | 4061.7 | 2026-11-10 | 0
TX CHILDRENS | BE00121418 | SK523260001YA | NIBP WITH PULSE OX | GE - DINAMAP (CRITIKON) | VC150 | 4061.7 | 2025-10-18 | 0
TX CHILDRENS | BE00121417 | SK523240060YA | NIBP WITH PULSE OX | GE - DINAMAP (CRITIKON) | VC150 | 4061.7 | 2025-10-18 | 0
TX CHILDRENS | BE00126792 | SK523240020YA | NIBP WITH PULSE OX | GE - DINAMAP (CRITIKON) | VC150 | 4061.7 | 2026-01-03 | 0
TX CHILDRENS | BE00127577 | SK523430064YA | NIBP WITH PULSE OX | GE - DINAMAP (CRITIKON) | VC150 | 4061.7 | 2025-01-03 | 0
TX CHILDRENS | BE00129000 | SK523350006YA | NIBP WITH PULSE OX | GE - DINAMAP (CRITIKON) | VC150 | 4061.7 | 2025-02-11 | 0
TX CHILDRENS | BE00126612 | SK523390005YA | NIBP WITH PULSE OX | GE - DINAMAP (CRITIKON) | VC150 | 4061.7 | 2026-06-30 | 0
TX CHILDRENS | BE00126585 | SK523420003YA | NIBP WITH PULSE OX | GE - DINAMAP (CRITIKON) | VC150 | 4061.7 | 2026-07-10 | 0
TX CHILDRENS | BE00126793 | SK523240034YA | NIBP WITH PULSE OX | GE - DINAMAP (CRITIKON) | VC150 | 4061.7 | 2026-01-03 | 0
TX CHILDRENS | BE00114686 | SK523240053YA | NIBP WITH PULSE OX | GE - DINAMAP (CRITIKON) | VC150 | 4061.7 | 2025-10-08 | 0
TX CHILDRENS | BE00065389 | V3027156018 | EXERCISE EQUIP, NON-POWERED | Altimate Medical | EVOLV | 4053.24 | 2016-12-28 | 0
TX CHILDRENS | BE00114091 | VC017829 | UTILITY CART | Erbe USA Incorporated | VIO CART | 4042.9 | 2021-10-31 | 0
TX CHILDRENS | KN224213 | NONE | BED, PEDIATRIC, HOSPITAL | OHIO MEDICAL CORPORATION | 540 | 4039.15 | 2007-06-10 | 0
TX CHILDRENS | KN224195 | NONE | BED, PEDIATRIC, HOSPITAL | OHIO MEDICAL CORPORATION | 540 | 4039.15 | 2007-06-10 | 0
TX CHILDRENS | BE00063922 | 5404 CJ411728 | CENTRIFUGE, REFRIGERATED | Eppendorf North America Inc | 5424R | 4033 | 2014-10-01 | 0
TX CHILDRENS | KN209218 | 2002-1595 | SCALE, SLING / BED | SCALETRONIX, INC. (subsidiary of WELCH-ALLYN) | 2002 | 4025 | 2002-04-01 | 0
TX CHILDRENS | KN209216 | 2002-1593 | SCALE, SLING / BED | SCALETRONIX, INC. (subsidiary of WELCH-ALLYN) | 2002 | 4025 | 2002-04-01 | 0
TX CHILDRENS | KN209215 | 2002-1592 | SCALE, SLING / BED | SCALETRONIX, INC. (subsidiary of WELCH-ALLYN) | 2002 | 4025 | 2002-04-01 | 0
TX CHILDRENS | KN209219 | 2002-1596 | SCALE, SLING / BED | SCALETRONIX, INC. (subsidiary of WELCH-ALLYN) | 2002 | 4025 | 2002-04-01 | 0
TX CHILDRENS | KN209217 | 2002-1594 | SCALE, SLING / BED | SCALETRONIX, INC. (subsidiary of WELCH-ALLYN) | 2002 | 4025 | 2002-04-01 | 0
TX CHILDRENS | KN209213 | 2002-1590 | SCALE, SLING / BED | SCALETRONIX, INC. (subsidiary of WELCH-ALLYN) | 2002 | 4025 | 2002-04-01 | 0
TX CHILDRENS | BE00087209 | SGB17230006HA | CARDIAC OUTPUT & BP MODULE | GE Medical Systems Information Tech Inc | E-PICCO-00 | 4020.4 | 2018-07-09 | 0
TX CHILDRENS | BE00087208 | SGB17220005HA | CARDIAC OUTPUT & BP MODULE | GE Medical Systems Information Tech Inc | E-PICCO-00 | 4020.4 | 2018-07-09 | 0
TX CHILDRENS | BE00100429 | 724017030715 | CENTRIFUGE | THERMO FISHER SCIENTIFIC ASHEVILLE LLC | ACCUSPIN 24C | 4016.58 | 2018-05-01 | 0
TX CHILDRENS | BE00084847 | ASJE-0820 | ANESTHETIC VAPORIZER | DRAEGER MEDICAL INC | SEVO 2000 | 4015.49 | 2017-08-03 | 0
TX CHILDRENS | BE00084767 | ASJE-0804 | ANESTHETIC VAPORIZER | DRAEGER MEDICAL INC | SEVO 2000 | 4015.49 | 2017-09-29 | 0
TX CHILDRENS | BE00084848 | ASJE-0819 | ANESTHETIC VAPORIZER | DRAEGER MEDICAL INC | SEVO 2000 | 4015.49 | 2017-08-03 | 0
TX CHILDRENS | BE00084761 | ASJE-0806 | ANESTHETIC VAPORIZER | DRAEGER MEDICAL INC | SEVO 2000 | 4015.49 | 2017-09-29 | 0
TX CHILDRENS | BE00084755 | ASJE-0805 | ANESTHETIC VAPORIZER | DRAEGER MEDICAL INC | SEVO 2000 | 4015.49 | 2017-09-29 | 0
TX CHILDRENS | BE00065729 | ASJE-0807 | ANESTHETIC VAPORIZER | DRAEGER MEDICAL INC | SEVO 2000 | 4015.49 | 2017-09-29 | 0
TX CHILDRENS | BE00084749 | ASJE-0818 | ANESTHETIC VAPORIZER | DRAEGER MEDICAL INC | SEVO 2000 | 4015.49 | 2017-09-29 | 0
TX CHILDRENS | BE00063673 | ASHA-0100 | ANESTHETIC VAPORIZER | DRAEGER MEDICAL INC | ISO 2000 | 4015.01 | 2016-03-10 | 0
TX CHILDRENS | BE00063676 | ASHA-0097 | ANESTHETIC VAPORIZER | DRAEGER MEDICAL INC | ISO 2000 | 4015.01 | 2016-03-10 | 0
TX CHILDRENS | BE00063674 | ASHA-0099 | ANESTHETIC VAPORIZER | DRAEGER MEDICAL INC | ISO 2000 | 4015.01 | 2016-03-10 | 0
TX CHILDRENS | BE00063675 | ASHA-0098 | ANESTHETIC VAPORIZER | DRAEGER MEDICAL INC | ISO 2000 | 4015.01 | 2016-03-10 | 0
TX CHILDRENS | BE00063721 | ASHA-0096 | ANESTHETIC VAPORIZER | DRAEGER MEDICAL INC | ISO 2000 | 4015.01 | 2016-03-10 | 0
TX CHILDRENS | BE00034435 | 877210081303 | VENTILATOR NONCONTINUOUS | RESPIRONICS INC | BIPAP FOCUS | 4015 | 2012-10-23 | 0
TX CHILDRENS | BE00117096 | 3000-32734 | FLOWMETER, GAS CALIBRATED | LINDE GAS & EQUIPMENT | MXR 3000 | 4006 | 2023-04-04 | 0
TX CHILDRENS | BE00117094 | 3000-32762 | FLOWMETER, GAS CALIBRATED | LINDE GAS & EQUIPMENT | MXR 3000 | 4006 | 2023-04-04 | 0
TX CHILDRENS | BE00117095 | 3000-32736 | FLOWMETER, GAS CALIBRATED | LINDE GAS & EQUIPMENT | MXR 3000 | 4006 | 2023-04-04 | 0
TX CHILDRENS | BE00117093 | 3000-32781 | FLOWMETER, GAS CALIBRATED | LINDE GAS & EQUIPMENT | MXR 3000 | 4006 | 2023-04-04 | 0
TX CHILDRENS | BE00113598 | P848190383 | CAPNOGRAPH | ORIDION CAPNOGRAPHY INC. | CAPNOSTREAM 20P | 4005.56 | 2025-04-29 | 0
TX CHILDRENS | BE00113597 | P848190382 | CAPNOGRAPH | ORIDION CAPNOGRAPHY INC. | CAPNOSTREAM 20P | 4005.56 | 2025-04-29 | 0
TX CHILDRENS | BE00113599 | P848190384 | CAPNOGRAPH | ORIDION CAPNOGRAPHY INC. | CAPNOSTREAM 20P | 4005.56 | 2025-04-29 | 0
TX CHILDRENS | BE00088919 | 97538944 | CAPNOGRAPH | NELLCOR PURITAN BENNETT LLC | N-85 | 4005.01 | 2021-10-03 | 0
TX CHILDRENS | BE00088918 | 97538796 | CAPNOGRAPH | NELLCOR PURITAN BENNETT LLC | N-85 | 4005.01 | 2021-10-03 | 0
TX CHILDRENS | BE00060176 | 102012252 | HEAT SEALING DEVICE | FUJIFILM IRVINE SCIENTIFIC INC | SYSMS 2 | 4005 | 2014-06-11 | 0
TX CHILDRENS | BE00014281 | 5427 YR511394 | CENTRIFUGE | Eppendorf North America Inc | 5427 | 4004.05 | 2012-03-02 | 0
TX CHILDRENS | BE00100253 | 1119282 | PCA INFUSION PUMP | SMITHS MEDICAL ASD INC | SOLIS 2110 | 4003.95 | 2018-04-02 | 0
TX CHILDRENS | BE00100254 | 1119283 | PCA INFUSION PUMP | SMITHS MEDICAL ASD INC | SOLIS 2110 | 4003.95 | 2018-04-02 | 0
TX CHILDRENS | BE00100255 | 1119284 | PCA INFUSION PUMP | SMITHS MEDICAL ASD INC | SOLIS 2110 | 4003.95 | 2018-04-02 | 0
TX CHILDRENS | BE00100256 | 1119285 | PCA INFUSION PUMP | SMITHS MEDICAL ASD INC | SOLIS 2110 | 4003.95 | 2018-04-02 | 0
TX CHILDRENS | HTMUS-383392YP8 | 383392YP8 | PROBE, CURVED LINEAR - LINEAR | GE Precision Healthcare LLC | C3-10-D | 4000 | 2023-02-22 | 0
TX CHILDRENS | KN199849 | NONE | CONTROLLER, ELECTRICAL | AMX CORPORATION | NONE | 4000 | 1999-09-29 | 0
TX CHILDRENS | HTMUS-296899YP8 | 296899YP8 | PROBE, CURVED LINEAR - LINEAR | GE Precision Healthcare LLC | C3-10-D | 4000 | 2023-02-22 | 0
TX CHILDRENS | BE00035131 | 42147 | PATIENT LIFT | GULDMANN INC | GH3+ | 4000 | 2014-06-23 | 0
TX CHILDRENS | BE00129101 | L20435955315 | PUMP, HPLC | SHIMADZU SCIENTIFIC INSTRUMENT | LC-20ADXR | 4000 | 2026-01-08 | 0
TX CHILDRENS | HTMFS-H110180 | H110180 | PROBE, ENDO | PENTAX PRECISION INSTRUMENT CORP | EG-2490K | 4000 | 2023-06-27 | 0
TX CHILDRENS | BE00100933 | 109805D0517022 | OPHTHALMIC INSTRUMENT STAND | RELIANCE MEDICAL PRODUCTS, INC | 7800 | 4000 | 2017-08-24 | 0
TX CHILDRENS | HTMUS-1263138WX8 | 1263138WX8 | PROBE, ENDO | GE Precision Healthcare LLC | IC9-RS | 4000 | 2024-08-16 | 0
TX CHILDRENS | BE00123047 | EAA240157 | SURGICAL INSTRUMENT MOTOR ACCE | ARTHREX | AR-8305 | 4000 | 2024-03-28 | 0
TX CHILDRENS | BE00128941 | 637179 | AUTO SAMPLER | CTC ANALYTICS AG | RSI 850 | 4000 | 2026-01-08 | 0
TX CHILDRENS | BE00104168 | VT45726 | ANESTHESIA MONITOR | ASPECT MEDICAL SYSTEMS | BIS | 4000 | 2018-10-31 | 0
TX CHILDRENS | BE00126334 | GM0314H180078 | DISPLAY, FLAT PANEL, TOUCH | KARL STORZ ENDOSCOPY-AMERICA INC | STAP2111LMC | 4000 | 2024-12-10 | 0
TX CHILDRENS | BE00121371 | 10100457 | UNINTERRUPTABLE POWER SUPPLY | TOSHIBA AMERICAN INFO SYS COM | G8000 | 4000 | 2024-03-01 | 0
TX CHILDRENS | BE00013899 | 11317595 | ELECTROSURG CUT & COAG DEVICE | Erbe USA Incorporated | VIO 200 S | 4000 | 2011-03-21 | 0
TX CHILDRENS | BE00115247 | 2371 | X-RAY, DENTAL | INSTRUMENTARIUM DENTAL INC. | BDS221 | 4000 | 2021-04-26 | 0
TX CHILDRENS | KN203513 | 00030093 | BATTERY CHARGER | STRYKER CORP | 4110-120 | 4000 | 2001-03-17 | 0
TX CHILDRENS | HTMFS-A0018Z0020 | A0018Z0020 | PROBE, ENDO | PENTAX PRECISION INSTRUMENT CORP | ED32-I10 | 4000 | 2023-06-27 | 0
TX CHILDRENS | HTMFS-2021263 | 2021263 | PROBE, BRONC | OLYMPUS AMERICA INC | BF-N120 | 4000 | 2023-06-27 | 0
TX CHILDRENS | BE00106089 | VT45691 | ANESTHESIA MONITOR | ASPECT MEDICAL SYSTEMS | BIS | 4000 | 2023-02-13 | 0
TX CHILDRENS | BE00129748 | 660-015491 | EXERCISE EQUIP, POWERED | SCIFIT LTD CO. | PRO2 | 4000 | 2025-02-27 | 0
TX CHILDRENS | BE00121374 | EM062UXX07 | UNINTERRUPTABLE POWER SUPPLY | EATON ELECTRICAL INC. | E93PM180U | 4000 | 2024-03-01 | 0
TX CHILDRENS | BE00104166 | VT45874 | ANESTHESIA MONITOR | ASPECT MEDICAL SYSTEMS | BIS | 4000 | 2018-10-31 | 0
TX CHILDRENS | BE00129091 | L20435955322 | PUMP, HPLC | SHIMADZU SCIENTIFIC INSTRUMENT | LC-20ADXR | 4000 | 2026-01-08 | 0
TX CHILDRENS | BE00012551 | 0G02018 | MICROSCOPE | OLYMPUS AMERICA INC | BX43 | 4000 | 2011-01-27 | 0
TX CHILDRENS | FA45737 | 426702017 | SURGICAL LIGHT | AMSCO MEDICAL | SQ240 | 4000 | 2004-05-31 | 0
TX CHILDRENS | BE00126330 | GM0314H180073 | DISPLAY, FLAT PANEL, TOUCH | KARL STORZ ENDOSCOPY-AMERICA INC | STAP2111LMC | 4000 | 2024-12-10 | 0
TX CHILDRENS | BE00126327 | GM0314H180036 | DISPLAY, FLAT PANEL, TOUCH | KARL STORZ ENDOSCOPY-AMERICA INC | STAP2111LMC | 4000 | 2024-12-10 | 0
TX CHILDRENS | HTMUS-226939YP7 | 226939YP7 | PROBE, CURVED LINEAR - LINEAR | GE Precision Healthcare LLC | C3-10-D | 4000 | 2023-02-22 | 0
TX CHILDRENS | BE00129103 | L20435955319 | PUMP, HPLC | SHIMADZU SCIENTIFIC INSTRUMENT | LC-20ADXR | 4000 | 2026-01-08 | 0
TX CHILDRENS | HTMUS-1278243WX9 | 1278243WX9 | PROBE, ENDO | GE Precision Healthcare LLC | IC9-RS | 4000 | 2024-08-16 | 0
TX CHILDRENS | HTMUS-1278500WX2 | 1278500WX2 | PROBE, ENDO | GE Precision Healthcare LLC | IC9-RS | 4000 | 2024-08-16 | 0
TX CHILDRENS | BE00129087 | L20435955321 | PUMP, HPLC | SHIMADZU SCIENTIFIC INSTRUMENT | LC-20ADXR | 4000 | 2026-01-08 | 0
TX CHILDRENS | FA62900 |  | SURGICAL LIGHT | AMSCO MEDICAL |  | 4000 | 2005-06-28 | 0
TX CHILDRENS | BE00104081 | VT45734 | ANESTHESIA MONITOR | ASPECT MEDICAL SYSTEMS | BIS VISTA | 4000 | 2019-04-23 | 0
TX CHILDRENS | KN224897 | ALP06A33 | CENTRIFUGE, REFRIGERATED | BECKMAN COULTER INC - SERVICE AGREEMENT | ALLEGRA X-14R | 4000 | 2023-02-07 | 0
TX CHILDRENS | HTMUS-1368215WX8 | 1368215WX8 | PROBE, ENDO | GE Precision Healthcare LLC | IC9-RS | 4000 | 2025-08-06 | 0
TX CHILDRENS | BE00085257 | 2990232046 | DNA THERMAL CYCLER | APPLIED BIOSYSTEMS | 9902 | 4000 | 2021-04-14 | 0
TX CHILDRENS | KN199697 | 7K03458 | MICROSCOPE | OLYMPUS AMERICA INC | CK40 | 4000 | 1998-09-21 | 0
TX CHILDRENS | HTMUS-1368846WX0 | 1368846WX0 | PROBE, ENDO | GE Precision Healthcare LLC | IC9-RS | 4000 | 2025-08-06 | 0
TX CHILDRENS | BE00117683 | GM0314G380295 | DISPLAY, FLAT PANEL, TOUCH | KARL STORZ ENDOSCOPY-AMERICA INC | STAP2111LMC | 4000 | 2022-08-08 | 0
TX CHILDRENS | BE00121383 | EN164UXX03 | UNINTERRUPTABLE POWER SUPPLY | EATON ELECTRICAL INC. | E93PM180U | 4000 | 2024-03-01 | 0
TX CHILDRENS | BE00121365 | EP093UXX03 | UNINTERRUPTABLE POWER SUPPLY | EATON ELECTRICAL INC. | E93PM200U | 4000 | 2024-03-01 | 0
TX CHILDRENS | BE00104194 | VT45898 | ANESTHESIA MONITOR | ASPECT MEDICAL SYSTEMS | BIS | 4000 | 2018-10-31 | 0
TX CHILDRENS | KN7003308 | T04T-404183TT | INCUBATOR CO2 | VWR FUNDING INC | VMD300IS9ABA | 4000 | 2009-06-18 | 0
TX CHILDRENS | KN227667 | 669016 | MICROSCOPE | NIKON INSTRUMENT INC | ECLIPSE E400 | 4000 | 2008-08-12 | 0
TX CHILDRENS | BE00121360 | EM083UXX07 | UNINTERRUPTABLE POWER SUPPLY | EATON ELECTRICAL INC. | E93PM150U | 4000 | 2024-03-01 | 0
TX CHILDRENS | BE00121361 | EM077UXX08 | UNINTERRUPTABLE POWER SUPPLY | EATON ELECTRICAL INC. | E93PM150U | 4000 | 2024-03-01 | 0
TX CHILDRENS | BE00117661 | VT27161 | ANESTHESIA MONITOR | ASPECT MEDICAL SYSTEMS | BIS | 4000 | 2023-02-13 | 0
TX CHILDRENS | BE00059753 | V1594078 | AUTOCLAVE | RITTER MIDWEST DIV SYBRON CORP | M11-022 | 4000 | 2016-08-16 | 0
TX CHILDRENS | BE00115953 | V2387684 | AUTOCLAVE | RITTER MIDWEST DIV SYBRON CORP | M11-041 | 4000 | 2021-10-25 | 0
TX CHILDRENS | KN7003336 | 126949111008 | INCUBATOR CO2 | NUAIRE INC | NU-5510 | 4000 | 2009-10-06 | 0
TX CHILDRENS | HTMFS-J110185 | J110185 | PROBE, ENDO | PENTAX PRECISION INSTRUMENT CORP | EG-2490K | 4000 | 2023-06-27 | 0
TX CHILDRENS | BE00121259 | 156846 | PATIENT LIFT | GULDMANN INC | GH3+ | 4000 | 2024-10-28 | 0
TX CHILDRENS | HTMUS-1368891WX6 | 1368891WX6 | PROBE, ENDO | GE Precision Healthcare LLC | IC9-RS | 4000 | 2025-08-06 | 0
TX CHILDRENS | BE00117423 | AC632LFUVC-53343 | PCR WORK STATION | AIR CLEAN SYSTEMS | AC632LFUVC | 4000 | 2025-03-11 | 0
TX CHILDRENS | FA45741 | 417002037 | SURGICAL LIGHT | AMSCO MEDICAL | GEMINI | 4000 | 2004-05-31 | 0
TX CHILDRENS | HTMUS-278259YP7 | 278259YP7 | PROBE, CURVED LINEAR - LINEAR | GE Precision Healthcare LLC | C1-5-RS | 4000 | 2023-05-01 | 0
TX CHILDRENS | BE00129089 | L20436055380 | PUMP, HPLC | SHIMADZU SCIENTIFIC INSTRUMENT | LC-20ADXR | 4000 | 2026-01-08 | 0
TX CHILDRENS | BE00106087 | VT45632 | ANESTHESIA MONITOR | ASPECT MEDICAL SYSTEMS | BIS | 4000 | 2023-02-13 | 0
TX CHILDRENS | KN197450 | 662199 | MICROSCOPE | NIKON INSTRUMENT INC | ECLIPSE E400 | 4000 | 2000-01-26 | 0
TX CHILDRENS | BE00100937 | 109805D0517030 | OPHTHALMIC INSTRUMENT STAND | RELIANCE MEDICAL PRODUCTS, INC | 7800 | 4000 | 2017-08-24 | 0
TX CHILDRENS | BE00066241 | 80616 | SURGICAL INSTRUMENT MOTOR ACCE | COCHLEAR AMERICAS CORPORATION | OSSCORA | 4000 | 2024-09-11 | 0
TX CHILDRENS | BE00130010 | 616801945 | PORTABLE AIR COMPRESSOR | GAST MANUFACTURING CO. | 87R-4P | 4000 | 2025-03-11 | 0
TX CHILDRENS | HTMUS-1075110WX5 | 1075110WX5 | PROBE, ENDO | GE Precision Healthcare LLC | IC9-RS | 4000 | 2025-08-06 | 0
TX CHILDRENS | BE00117696 | GM0314G380422 | DISPLAY, FLAT PANEL, TOUCH | KARL STORZ ENDOSCOPY-AMERICA INC | STAP2111LMC | 4000 | 2022-08-08 | 0
TX CHILDRENS | HTMUS-993368WX | 993368WX | PROBE, ENDO | GE Precision Healthcare LLC | IC9-RS | 4000 | 2025-08-06 | 0
TX CHILDRENS | BE00057847 | NX3303RF | IRRIGATION PUMP | ARTHREX | AR-6400 | 4000 | 2014-12-30 | 0
TX CHILDRENS | BE00085258 | 508BR05866 | CELL COUNTER, AUTOMATED | BIO RAD LABORATORIES INC | TC20 | 4000 | 2021-04-14 | 0
TX CHILDRENS | BE00035129 | 42146 | PATIENT LIFT | GULDMANN INC | GH3+ | 4000 | 2013-12-20 | 0
TX CHILDRENS | BE00129088 | L20435955320 | PUMP, HPLC | SHIMADZU SCIENTIFIC INSTRUMENT | LC-20ADXR | 4000 | 2026-01-08 | 0
TX CHILDRENS | KN214408 | 1B05990 | MICROSCOPE | OLYMPUS AMERICA INC | CK40-F100 | 4000 | 2003-08-18 | 0
TX CHILDRENS | HTMUS-1341667WX2 | 1341667WX2 | PROBE, ENDO | GE Precision Healthcare LLC | IC9-RS | 4000 | 2025-08-06 | 0
TX CHILDRENS | BE00111848 | 5427 CP319229 | CENTRIFUGE | Eppendorf North America Inc | 5427 | 4000 | 2019-11-12 | 0
TX CHILDRENS | HTMFS-A110032 | A110032 | PROBE, ENDO | PENTAX PRECISION INSTRUMENT CORP | EG-2490K | 4000 | 2023-03-28 | 0
TX CHILDRENS | BE00104155 | VT45719 | ANESTHESIA MONITOR | ASPECT MEDICAL SYSTEMS | BIS | 4000 | 2018-10-31 | 0
TX CHILDRENS | BE00117740 | 6IC2027TA0059 | VIDEO SWITCHERS | KARL STORZ ENDOSCOPY-AMERICA INC | XSM4348FSV1 | 4000 | 2023-08-07 | 0
TX CHILDRENS | BE00129092 | L20216053729 | COLUMN HEATER | SHIMADZU SCIENTIFIC INSTRUMENT | CTO-20AC | 4000 | 2026-01-08 | 0
TX CHILDRENS | BE00126332 | GM0314H180028 | DISPLAY, FLAT PANEL, TOUCH | KARL STORZ ENDOSCOPY-AMERICA INC | STAP2111LMC | 4000 | 2024-12-10 | 0
TX CHILDRENS | BE00129086 | L20436055393 | PUMP, HPLC | SHIMADZU SCIENTIFIC INSTRUMENT | LC-20ADXR | 4000 | 2026-01-08 | 0
TX CHILDRENS | HTMFS-A0018Z0027 | A0018Z0027 | PROBE, ENDO | PENTAX PRECISION INSTRUMENT CORP | ED32-I10 | 4000 | 2023-06-27 | 0
TX CHILDRENS | BE00129098 | L20215953728 | COLUMN HEATER | SHIMADZU SCIENTIFIC INSTRUMENT | CTO-20AC | 4000 | 2026-01-08 | 0
TX CHILDRENS | BE00123046 | JAA240147 | ELECTROSURG CUT & COAG DEVICE | ARTHREX | AR-9800 | 4000 | 2024-03-28 | 0
TX CHILDRENS | BE00115954 | V2387306 | AUTOCLAVE | RITTER MIDWEST DIV SYBRON CORP | M11-041 | 4000 |  | 0
TX CHILDRENS | BE00117744 | 6AN10975A001D | VIDEO SWITCHERS | KARL STORZ ENDOSCOPY-AMERICA INC | XSM4348FSV1 | 4000 | 2023-08-07 | 0
TX CHILDRENS | BE00121260 | 156848 | PATIENT LIFT | GULDMANN INC | GH3+ | 4000 | 2025-02-26 | 0
TX CHILDRENS | BE00121375 | EL391UXX02 | UNINTERRUPTABLE POWER SUPPLY | EATON ELECTRICAL INC. | E93PM150U | 4000 | 2024-03-01 | 0
TX CHILDRENS | HTMFS-B0014Z0065 | B0014Z0065 | PROBE, ENDO | PENTAX PRECISION INSTRUMENT CORP | EG17-J10 | 4000 | 2023-06-27 | 0
TX CHILDRENS | BE00121372 | MU03AP270370007 | UNINTERRUPTABLE POWER SUPPLY | STACO ENERGY PRODUCTS CO | FLU-125-00 | 4000 | 2024-03-01 | 0
TX CHILDRENS | HTMUS-1278295WX9 | 1278295WX9 | PROBE, ENDO | GE Precision Healthcare LLC | IC9-RS | 4000 | 2024-08-16 | 0
TX CHILDRENS | BE00121359 | EL131UXX03 | UNINTERRUPTABLE POWER SUPPLY | EATON ELECTRICAL INC. | E93PM150U | 4000 | 2024-03-01 | 0
TX CHILDRENS | BE00126331 | GM0314H180166 | DISPLAY, FLAT PANEL, TOUCH | KARL STORZ ENDOSCOPY-AMERICA INC | STAP2111LMC | 4000 | 2024-12-10 | 0
TX CHILDRENS | HTMFS-2001355 | 2001355 | PROBE, BRONC | OLYMPUS AMERICA INC | BF-3C160 | 4000 | 2023-03-28 | 0
TX CHILDRENS | BE00102694 | AC648LFUVC49153 | PCR WORK STATION | BIOEXPRESS LLC | AC648LFUVC | 4000 | 2018-11-27 | 0
TX CHILDRENS | BE00104196 | VT45730 | ANESTHESIA MONITOR | ASPECT MEDICAL SYSTEMS | BIS | 4000 | 2018-10-31 | 0
TX CHILDRENS | BE00129104 | L20435955316 | PUMP, HPLC | SHIMADZU SCIENTIFIC INSTRUMENT | LC-20ADXR | 4000 | 2026-01-08 | 0
TX CHILDRENS | BE00106085 | VT45629 | ANESTHESIA MONITOR | ASPECT MEDICAL SYSTEMS | BIS | 4000 | 2023-02-13 | 0
TX CHILDRENS | HTMUS-214794KR0 | 214794KR0 | PROBE, ENDO | GE Precision Healthcare LLC | RIC5-9A-RS | 4000 | 2023-04-10 | 0
TX CHILDRENS | BE00128591 | 707272-02G00083 | ANALYZER | JAEGER MEDICAL INSTRUMENTS | MS-PFT ANALYZER | 4000 | 2024-06-02 | 0
TX CHILDRENS | HTMUS-1278492WX2 | 1278492WX2 | PROBE, ENDO | GE Precision Healthcare LLC | IC9-RS | 4000 | 2024-08-16 | 0
TX CHILDRENS | HTMUS-1278498WX9 | 1278498WX9 | PROBE, ENDO | GE Precision Healthcare LLC | IC9-RS | 4000 | 2024-08-16 | 0
TX CHILDRENS | BE00085268 | E16000110 | PUMP, PRESSURE | Cole-Parmer Instrument Company LLC | 07522-30 | 4000 | 2017-09-20 | 0
TX CHILDRENS | BE00121390 | R-633701002125 | SCANNER, SLIDE | BECTON DICKINSON | 633701 | 4000 | 2023-10-12 | 0
TX CHILDRENS | BE00129102 | L20435955318 | PUMP, HPLC | SHIMADZU SCIENTIFIC INSTRUMENT | LC-20ADXR | 4000 | 2026-01-08 | 0
TX CHILDRENS | FA45796 | 416102002 | SURGICAL LIGHT | AMSCO MEDICAL | GEMINI | 4000 | 2004-05-31 | 0
TX CHILDRENS | HTMUS-1372619WX5 | 1372619WX5 | PROBE, ENDO | GE Precision Healthcare LLC | IC9-RS | 4000 | 2025-08-06 | 0
TX CHILDRENS | BE00121258 | 155092 | PATIENT LIFT | GULDMANN INC | GH3+ | 4000 | 2024-10-28 | 0
TX CHILDRENS | BE00123044 | JAA240221 | ELECTROSURG CUT & COAG DEVICE | ARTHREX | AR-9800 | 4000 | 2024-03-28 | 0
TX CHILDRENS | HTMUS-1263105WX7 | 1263105WX7 | PROBE, ENDO | GE Precision Healthcare LLC | IC9-RS | 4000 | 2024-08-16 | 0
TX CHILDRENS | BE00126335 | GM0314H180088 | DISPLAY, FLAT PANEL, TOUCH | KARL STORZ ENDOSCOPY-AMERICA INC | STAP2111LMC | 4000 | 2024-12-10 | 0
TX CHILDRENS | BE00115251 | 18029T | X-RAY, DENTAL | INSTRUMENTARIUM DENTAL INC. | FOCUS | 4000 | 2021-04-26 | 0
TX CHILDRENS | BE00104156 | VT45744 | ANESTHESIA MONITOR | ASPECT MEDICAL SYSTEMS | BIS | 4000 | 2018-10-31 | 0
TX CHILDRENS | KN199732 | 7K03104 | MICROSCOPE | OLYMPUS AMERICA INC | CK40 | 4000 | 1998-12-22 | 0
TX CHILDRENS | HTMUS-659337WX0 | 659337WX0 | PROBE, CURVED LINEAR - LINEAR | GE Precision Healthcare LLC | 12L-RS | 4000 | 2023-05-01 | 0
TX CHILDRENS | BE00114511 | 5404 DL515789 | CENTRIFUGE, REFRIGERATED | Eppendorf North America Inc | 5424R | 4000 | 2020-12-18 | 0
TX CHILDRENS | BE00115259 | 18552T | X-RAY, DENTAL | INSTRUMENTARIUM DENTAL INC. | FOCUS | 4000 | 2021-04-26 | 0
TX CHILDRENS | KN199691 | 7K03465 | MICROSCOPE | OLYMPUS AMERICA INC | CK40 | 4000 | 1998-09-21 | 0
TX CHILDRENS | BE00121362 | EM085BBA02 | UNINTERRUPTABLE POWER SUPPLY | EATON ELECTRICAL INC. | PW9395225 | 4000 | 2024-03-01 | 0
TX CHILDRENS | BE00117728 | 6AN1117PA001F | VIDEO SWITCHERS | KARL STORZ ENDOSCOPY-AMERICA INC | XSM4348FSV1 | 4000 | 2023-08-07 | 0
TX CHILDRENS | BE00121363 | EM077UXX07 | UNINTERRUPTABLE POWER SUPPLY | EATON ELECTRICAL INC. | E93PM150U | 4000 | 2024-03-01 | 0
TX CHILDRENS | BE00121364 | EM077UXX09 | UNINTERRUPTABLE POWER SUPPLY | EATON ELECTRICAL INC. | E93PM150U | 4000 | 2024-03-01 | 0
TX CHILDRENS | BE00129099 | L20435955317 | PUMP, HPLC | SHIMADZU SCIENTIFIC INSTRUMENT | LC-20ADXR | 4000 | 2026-01-08 | 0
TX CHILDRENS | BE00121261 | 155102 | PATIENT LIFT | GULDMANN INC | GH3+ | 4000 | 2024-10-28 | 0
TX CHILDRENS | BE00100939 | 109805D0317002 | OPHTHALMIC INSTRUMENT STAND | RELIANCE MEDICAL PRODUCTS, INC | 7800 | 4000 | 2017-08-24 | 0
TX CHILDRENS | HTMUS-877356WX6 | 877356WX6 | PROBE, CURVED LINEAR - LINEAR | GE Precision Healthcare LLC | C1-5-RS | 4000 | 2023-05-01 | 0
TX CHILDRENS | BE00106086 | VT45630 | ANESTHESIA MONITOR | ASPECT MEDICAL SYSTEMS | BIS | 4000 | 2023-02-13 | 0
TX CHILDRENS | HTMUS-1278254WX6 | 1278254WX6 | PROBE, ENDO | GE Precision Healthcare LLC | IC9-RS | 4000 | 2024-08-16 | 0
TX CHILDRENS | BE00126326 | GM0314H180339 | DISPLAY, FLAT PANEL, TOUCH | KARL STORZ ENDOSCOPY-AMERICA INC | STAP2111LMC | 4000 | 2024-12-10 | 0
TX CHILDRENS | BE00121369 | EP062UXX05 | UNINTERRUPTABLE POWER SUPPLY | EATON ELECTRICAL INC. | E93PM150U | 4000 | 2024-03-01 | 0
TX CHILDRENS | BE00121368 | EP062UXX09 | UNINTERRUPTABLE POWER SUPPLY | EATON ELECTRICAL INC. | E93PM150U | 4000 | 2024-03-01 | 0
TX CHILDRENS | HTMFS-J110186 | J110186 | PROBE, ENDO | PENTAX PRECISION INSTRUMENT CORP | EG-2490K | 4000 | 2023-06-27 | 0
TX CHILDRENS | BE00060414 | 15-XCS400673F | EXERCISE EQUIP, NON-POWERED | PATTERSON MEDICAL SUPPLY INC. USE 617981 | CS400 | 4000 | 2015-10-06 | 0
TX CHILDRENS | BE00117721 | GM0314G380459 | DISPLAY, FLAT PANEL, TOUCH | KARL STORZ ENDOSCOPY-AMERICA INC | STAP2111LMC | 4000 | 2022-08-08 | 0
TX CHILDRENS | BE00121366 | EP062UXX07 | UNINTERRUPTABLE POWER SUPPLY | EATON ELECTRICAL INC. | E93PM150U | 4000 | 2024-03-01 | 0
TX CHILDRENS | HTMUS-1278479WX9 | 1278479WX9 | PROBE, ENDO | GE Precision Healthcare LLC | IC9-RS | 4000 | 2024-08-16 | 0
TX CHILDRENS | BE00115257 | F21492 | X-RAY, DENTAL | INSTRUMENTARIUM DENTAL INC. | FOCUS | 4000 | 2021-04-26 | 0
TX CHILDRENS | BE00117976 | S086139 | HEMATOLOGY ANALYZER | SIEMENS MEDICAL SOLUTIONS USA INC | DCA VANTAGE | 4000 | 2023-09-29 | 0
TX CHILDRENS | HTMUS-1368858WX5 | 1368858WX5 | PROBE, ENDO | GE Precision Healthcare LLC | IC9-RS | 4000 | 2025-08-06 | 0
TX CHILDRENS | BE00012813 | 11317598 | ELECTROSURG CUT & COAG DEVICE | Erbe USA Incorporated | VIO 200 S | 4000 | 2019-08-21 | 0
TX CHILDRENS | KN226579 | 1139 | ANESTHESIA GAS MACHINE | XENOGEN CORPORATION | ANEST DESK TOP | 4000 | 2009-02-05 | 0
TX CHILDRENS | BE00115258 | F21494 | X-RAY, DENTAL | INSTRUMENTARIUM DENTAL INC. | FOCUS | 4000 | 2021-04-26 | 0
TX CHILDRENS | BE00115256 | 18550T | X-RAY, DENTAL | INSTRUMENTARIUM DENTAL INC. | FOCUS | 4000 | 2021-04-26 | 0
TX CHILDRENS | BE00121358 | EL515BBA01 | UNINTERRUPTABLE POWER SUPPLY | EATON ELECTRICAL INC. | PW9395225 | 4000 | 2024-03-01 | 0
TX CHILDRENS | BE00128965 | (21)AV24401758 | VEIN VIEWER | ACCUVEIN INC | AV500 | 4000 | 2026-03-29 | 0
TX CHILDRENS | BE00058655 | W244ABT-C40104 | MULTI MEDIA PROJECTOR | DIGITAL PROJECTION INC | E-VISION WXGA 6000 | 4000 | 2015-03-01 | 0
TX CHILDRENS | BE00100935 | 109805D0517012 | OPHTHALMIC INSTRUMENT STAND | RELIANCE MEDICAL PRODUCTS, INC | 7800 | 4000 | 2017-08-24 | 0
TX CHILDRENS | BE00121376 | EM021UXX01 | UNINTERRUPTABLE POWER SUPPLY | EATON ELECTRICAL INC. | E93PM150U | 4000 | 2024-03-01 | 0
TX CHILDRENS | BE00104195 | VT45742 | ANESTHESIA MONITOR | ASPECT MEDICAL SYSTEMS | BIS | 4000 | 2018-10-31 | 0
TX CHILDRENS | KN199743 | 7K03480 | MICROSCOPE | OLYMPUS AMERICA INC | CK40 | 4000 | 1998-12-22 | 0
TX CHILDRENS | BE00117240 | 403830 | TREADMILL AND ACCESSORIES | SPORTS ART AMERICA | T635M | 4000 | 2024-05-31 | 0
TX CHILDRENS | KN7003335 | 126950111008 | INCUBATOR CO2 | NUAIRE INC | NU-5510 | 4000 | 2009-10-06 | 0
TX CHILDRENS | BE00126328 | GM0314H180023 | DISPLAY, FLAT PANEL, TOUCH | KARL STORZ ENDOSCOPY-AMERICA INC | STAP2111LMC | 4000 | 2024-12-10 | 0
TX CHILDRENS | HTMUS-396685YP0 | 396685YP0 | PROBE, CURVED LINEAR - LINEAR | GE Precision Healthcare LLC | C3-10-D | 4000 | 2023-02-22 | 0
TX CHILDRENS | BE00086610 | 2990232353 | DNA THERMAL CYCLER | APPLIED BIOSYSTEMS | 9902 | 4000 | 2017-11-09 | 0
TX CHILDRENS | BE00126329 | GM0314H180089 | DISPLAY, FLAT PANEL, TOUCH | KARL STORZ ENDOSCOPY-AMERICA INC | STAP2111LMC | 4000 | 2024-12-10 | 0
TX CHILDRENS | BE00121370 | NONE | UNINTERRUPTABLE POWER SUPPLY | TOSHIBA AMERICAN INFO SYS COM | G8000 | 4000 | 2024-03-01 | 0
TX CHILDRENS | KN223520 | 106673 | LAB ELECTROPHYSIOLOGY EQ. | MOLECULAR DEVICES LLC | 700B | 4000 | 2006-10-21 | 0
TX CHILDRENS | BE00121367 | EP062UXX17 | UNINTERRUPTABLE POWER SUPPLY | EATON ELECTRICAL INC. | E93PM150U | 4000 | 2024-03-01 | 0
TX CHILDRENS | KN203756 | B0515N053 | ROOM VIDEO CAMERA | PICTURETEL - ESD | PTZ-4N | 4000 | 2003-09-01 | 0
TX CHILDRENS | BE00059796 | 1508707889 | SLITLAMP BIOMICROSCOPE | KOWA OPTIMED INC. | SL-15 | 4000 | 2016-08-16 | 0
TX CHILDRENS | HTMUS-1369011WX0 | 1369011WX0 | PROBE, ENDO | GE Precision Healthcare LLC | IC9-RS | 4000 | 2025-08-06 | 0
TX CHILDRENS | BE00014085 | VT15551 | ANESTHESIA MONITOR | ASPECT MEDICAL SYSTEMS | BIS VISTA | 4000 | 2012-12-06 | 0
TX CHILDRENS | BE00035856 | 29902450140 | DNA THERMAL CYCLER | APPLIED BIOSYSTEMS | 9902 | 4000 | 2023-10-11 | 0
TX CHILDRENS | BE00117732 | 6IC19B7GA000B | VIDEO SWITCHERS | KARL STORZ ENDOSCOPY-AMERICA INC | XSM4348FSV1 | 4000 | 2023-08-07 | 0
TX CHILDRENS | BE00106090 | VT46758 | ANESTHESIA MONITOR | ASPECT MEDICAL SYSTEMS | BIS | 4000 | 2023-02-13 | 0
TX CHILDRENS | HTMFS-B0014Z0076 | B0014Z0076 | PROBE, ENDO | PENTAX PRECISION INSTRUMENT CORP | EG17-J10 | 4000 | 2023-06-27 | 0
TX CHILDRENS | BE00121357 | EM021UXX02 | UNINTERRUPTABLE POWER SUPPLY | EATON ELECTRICAL INC. | E93PM150U | 4000 | 2024-03-01 | 0
TX CHILDRENS | HTMFS-B0014Z0077 | B0014Z0077 | PROBE, ENDO | PENTAX PRECISION INSTRUMENT CORP | EG17-J10 | 4000 | 2023-06-27 | 0
TX CHILDRENS | KN189994 | 65J925 | CENTRIFUGE | BECKMAN COULTER INC - SERVICE AGREEMENT | L7 | 4000 | 1994-01-19 | 0
TX CHILDRENS | BE00035128 | 42144 | PATIENT LIFT | GULDMANN INC | GH3+ | 4000 | 2014-03-17 | 0
TX CHILDRENS | KN199731 | 7K03469 | MICROSCOPE | OLYMPUS AMERICA INC | CK40 | 4000 | 1998-12-22 | 0
TX CHILDRENS | BE00126333 | GM0314H180167 | DISPLAY, FLAT PANEL, TOUCH | KARL STORZ ENDOSCOPY-AMERICA INC | STAP2111LMC | 4000 | 2024-12-10 | 0
TX CHILDRENS | BE00104167 | VT45722 | ANESTHESIA MONITOR | ASPECT MEDICAL SYSTEMS | BIS | 4000 | 2018-10-31 | 0
TX CHILDRENS | HTMFS-2001359 | 2001359 | PROBE, BRONC | OLYMPUS AMERICA INC | BF-3C160 | 4000 | 2023-03-28 | 0
TX CHILDRENS | BE00106083 | VT45622 | ANESTHESIA MONITOR | ASPECT MEDICAL SYSTEMS | BIS | 4000 | 2023-02-13 | 0
TX CHILDRENS | BE00035130 | 42155 | PATIENT LIFT | GULDMANN INC | GH3+ | 4000 | 2014-06-24 | 0
TX CHILDRENS | HTMUS-675807WX2 | 675807WX2 | PROBE, CURVED LINEAR - LINEAR | GE Precision Healthcare LLC | 8C-RS | 4000 | 2023-05-01 | 0
TX CHILDRENS | HTMUS-1269753WX8 | 1269753WX8 | PROBE, ENDO | GE Precision Healthcare LLC | IC9-RS | 4000 | 2024-08-16 | 0
TX CHILDRENS | BE00115852 | 109707 | PATIENT LIFT | GULDMANN INC | GH3+ | 4000 | 2022-04-08 | 0
TX CHILDRENS | BE00117708 | GM0314G380328 | DISPLAY, FLAT PANEL, TOUCH | KARL STORZ ENDOSCOPY-AMERICA INC | STAP2111LMC | 4000 | 2022-08-08 | 0
TX CHILDRENS | HTMFS-2431399 | 2431399 | PROBE, BRONC | OLYMPUS AMERICA INC | BF-N120 | 4000 | 2023-06-27 | 0
TX CHILDRENS | KN217487 | MHB04C039 | CENTRIFUGE, REFRIGERATED | BECKMAN COULTER INC - SERVICE AGREEMENT | MICROFUGE 22R | 4000 | 2015-02-17 | 0
TX CHILDRENS | BE00129097 | 649282 | AUTO SAMPLER | CTC ANALYTICS AG | RSI 850 | 4000 | 2026-01-08 | 0
TX CHILDRENS | HTMUS-1368295WX0 | 1368295WX0 | PROBE, ENDO | GE Precision Healthcare LLC | IC9-RS | 4000 | 2025-08-06 | 0
TX CHILDRENS | HTMUS-1278513WX5 | 1278513WX5 | PROBE, ENDO | GE Precision Healthcare LLC | IC9-RS | 4000 | 2024-08-16 | 0
TX CHILDRENS | KN180055 | 1645235 | OVEN | VWR FUNDING INC | 1645 | 4000 | 1994-03-22 | 0
TX CHILDRENS | BE00123045 | EAA240145 | SURGICAL INSTRUMENT MOTOR ACCE | ARTHREX | AR-8305 | 4000 | 2024-03-28 | 0
TX CHILDRENS | KN223521 | 106830 | LAB ELECTROPHYSIOLOGY EQ. | MOLECULAR DEVICES LLC | 700B | 4000 | 2006-10-21 | 0
TX CHILDRENS | BE00106088 | VT45644 | ANESTHESIA MONITOR | ASPECT MEDICAL SYSTEMS | BIS | 4000 | 2023-02-13 | 0
TX CHILDRENS | KN148458 | 2937055 | LARYNGOSCOPE | OLYMPUS AMERICA INC | ENF TYPE P4 | 4000 | 2010-02-25 | 0
TX CHILDRENS | BE00121373 | EM315UXX06 | UNINTERRUPTABLE POWER SUPPLY | EATON ELECTRICAL INC. | E93PM150U | 4000 | 2024-03-01 | 0
TX CHILDRENS | HTMFS-J110188 | J110188 | PROBE, ENDO | PENTAX PRECISION INSTRUMENT CORP | EG-2490K | 4000 | 2023-06-27 | 0
TX CHILDRENS | BE00117736 | 6AN1117EA0024 | VIDEO SWITCHERS | KARL STORZ ENDOSCOPY-AMERICA INC | XSM4348FSV1 | 4000 | 2023-08-07 | 0
TX CHILDRENS | BE00104165 | VT45750 | ANESTHESIA MONITOR | ASPECT MEDICAL SYSTEMS | BIS | 4000 | 2018-10-31 | 0
TX CHILDRENS | HTMFS-B0014Z00733 | B0014Z00733 | PROBE, ENDO | PENTAX PRECISION INSTRUMENT CORP | EG17-J10 | 4000 | 2023-06-27 | 0
TX CHILDRENS | BE00126890 | 32241100079 | EXERCISE EQUIP, NON-POWERED | WAHOO FITNESS | WF146 | 3999.99 | 2025-06-03 | 0
TX CHILDRENS | BE00118190 | 2201-01531 | CIRCULATOR | VWR FUNDING INC | AP 7L R-20 | 3999 | 2023-10-12 | 0
TX CHILDRENS | BE00060455 | 1214564 | AUDIOMETER | MAICO-DIAGNOSTICS | ERO-SCAN PRO | 3999 | 2015-03-13 | 0
TX CHILDRENS | BE00060720 | 1217587 | AUDIOMETER | MAICO-DIAGNOSTICS | ERO-SCAN PRO | 3999 | 2015-03-13 | 0
TX CHILDRENS | KN223159 | 3077 | SCALE, PATIENT | OLYMPIC MEDICAL | 56350 | 3998.5 | 2006-07-27 | 0
TX CHILDRENS | BE00062469 | 12-4M0112A | TREADMILL AND ACCESSORIES | LITEGAIT | GK1800T | 3996 | 2015-10-16 | 0
TX CHILDRENS | BE00110363 | V1911069 | AUTOCLAVE | RITTER MIDWEST DIV SYBRON CORP | M11-022 | 3995.67 | 2019-06-30 | 0
TX CHILDRENS | KN209788 | SZ5624M00317 | WARMER, BLANKET | GETINGE USA SALES LLC | 5624 | 3995 | 2002-04-30 | 0
TX CHILDRENS | BE00126849 | CNS23D270 | AIRWAY CLEARANCE DEVICE | ABMRC LLC | BIWAZE | 3995 | 2025-02-15 | 0
TX CHILDRENS | BE00010357 | 1508705679 | SLITLAMP BIOMICROSCOPE | KOWA OPTIMED INC. | SL-15 | 3995 | 2010-12-15 | 0
TX CHILDRENS | BE00128617 | CNS24E331 | AIRWAY CLEARANCE DEVICE | ABMRC LLC | BIWAZE | 3995 | 2025-07-11 | 0
TX CHILDRENS | BE00128618 | CNS24E885 | AIRWAY CLEARANCE DEVICE | ABMRC LLC | BIWAZE | 3995 | 2025-07-11 | 0
TX CHILDRENS | BE00063307 | 422506 | LENS MEASURING INSTRUMENT | CBD OPHTHALMIC LLC | TL-3000C | 3995 | 2015-10-11 | 0
TX CHILDRENS | BE00109823 | NX0957YK | INSUFFLATOR, ENDOSCOPIC | Erbe USA Incorporated | ERBE ECO2 | 3995 | 2020-01-31 | 0
TX CHILDRENS | BE00117044 | 31855106787 | SLITLAMP BIOMICROSCOPE | KOWA OPTIMED INC. | SL-17 | 3995 | 2024-04-02 | 0
TX CHILDRENS | BE00103588 | 31855103599 | SLITLAMP BIOMICROSCOPE | KOWA OPTIMED INC. | SL-17 | 3995 | 2019-05-07 | 0
TX CHILDRENS | KN205617 | 93526-4 | WARMER, BLANKET | BLICKMAN HEALTH INDUSTRIES INC | 7921-SSD | 3995 | 2002-04-30 | 0
TX CHILDRENS | BE00102500 | NX1782B21 | INSUFFLATOR, ENDOSCOPIC | Erbe USA Incorporated | ERBE ECO2 | 3995 | 2023-01-04 | 0
TX CHILDRENS | BE00130995 | CNS24J108 | AIRWAY CLEARANCE DEVICE | ABMRC LLC | BIWAZE | 3995 | 2026-05-14 | 0
TX CHILDRENS | BE00110219 | 13104367 | WASHER, SCOPE, ULTRASONIC | MEDIVATORS INC | SBP-1000 | 3995 | 2020-11-10 | 0
TX CHILDRENS | BE00123152 | CNS23E380 | AIRWAY CLEARANCE DEVICE | ABMRC LLC | BIWAZE | 3995 | 2025-02-25 | 0
TX CHILDRENS | BE00117207 | 13131711 | WASHER, SCOPE, ULTRASONIC | MEDIVATORS INC | SBP-1000 | 3995 | 2023-10-10 | 0
TX CHILDRENS | BE00126848 | CNS23D262 | AIRWAY CLEARANCE DEVICE | ABMRC LLC | BIWAZE | 3995 | 2025-02-15 | 0
TX CHILDRENS | BE00130623 | CNS25A366 | AIRWAY CLEARANCE DEVICE | ABMRC LLC | BIWAZE | 3995 | 2026-04-22 | 0
TX CHILDRENS | BE00128662 | CNS24E276 | AIRWAY CLEARANCE DEVICE | ABMRC LLC | BIWAZE | 3995 | 2025-07-11 | 0
TX CHILDRENS | BE00123150 | CNS23E384 | AIRWAY CLEARANCE DEVICE | ABMRC LLC | BIWAZE | 3995 | 2025-02-25 | 0
TX CHILDRENS | BE00114696 | 13109217 | WASHER, SCOPE, ULTRASONIC | MEDIVATORS INC | SBP-1000 | 3995 | 2021-02-04 | 0
TX CHILDRENS | BE00100940 | 31855102578 | SLITLAMP BIOMICROSCOPE | KOWA OPTIMED INC. | SL-17 | 3995 | 2018-08-23 | 0
TX CHILDRENS | BE00117941 | CNS24F562 | AIRWAY CLEARANCE DEVICE | ABMRC LLC | BIWAZE | 3995 | 2025-09-22 | 0
TX CHILDRENS | KN231535 | K074600 | WARMER, BLANKET | GETINGE USA SALES LLC | 5624 | 3995 | 2009-07-25 | 0
TX CHILDRENS | BE00059695 | NONE | TONOMETER | ICARE FINLAND OY | TA01i | 3995 | 2014-07-31 | 0
TX CHILDRENS | BE00012521 | 818510 | LENS MEASURING INSTRUMENT | CBD OPHTHALMIC LLC | TL-3000C | 3995 | 2012-01-24 | 0
TX CHILDRENS | BE00130622 | CNS25A365 | AIRWAY CLEARANCE DEVICE | ABMRC LLC | BIWAZE | 3995 | 2026-04-22 | 0
TX CHILDRENS | BE00115836 | GKS20B1808000056 | TREADMILL AND ACCESSORIES | LITEGAIT | GK-S20 | 3995 | 2023-01-19 | 0
TX CHILDRENS | BE00087915 | 31855102220 | SLITLAMP BIOMICROSCOPE | KOWA OPTIMED INC. | SL-17 | 3995 | 2018-01-25 | 0
TX CHILDRENS | BE00121048 | 31855106011 | SLITLAMP BIOMICROSCOPE | KOWA OPTIMED INC. | SL-17 | 3995 | 2023-11-14 | 0
TX CHILDRENS | BE00130996 | CNS24J107 | AIRWAY CLEARANCE DEVICE | ABMRC LLC | BIWAZE | 3995 | 2026-05-14 | 0
TX CHILDRENS | KN231536 | K074597 | WARMER, BLANKET | GETINGE USA SALES LLC | 5624 | 3995 | 2009-07-25 | 0
TX CHILDRENS | BE00128996 | CNS25A167 | AIRWAY CLEARANCE DEVICE | ABMRC LLC | BIWAZE | 3995 | 2026-04-01 | 0
TX CHILDRENS | BE00130993 | CNS24J106 | AIRWAY CLEARANCE DEVICE | ABMRC LLC | BIWAZE | 3995 | 2026-05-14 | 0
TX CHILDRENS | BE00088969 | 31855101720 | SLITLAMP BIOMICROSCOPE | KOWA OPTIMED INC. | SL-17 | 3995 | 2017-10-03 | 0
TX CHILDRENS | BE00130994 | CNS24J109 | AIRWAY CLEARANCE DEVICE | ABMRC LLC | BIWAZE | 3995 | 2026-05-14 | 0
TX CHILDRENS | BE00120554 | CNS23D205 | AIRWAY CLEARANCE DEVICE | ABMRC LLC | BIWAZE | 3995 | 2025-02-08 | 0
TX CHILDRENS | BE00123151 | CNS23E382 | AIRWAY CLEARANCE DEVICE | ABMRC LLC | BIWAZE | 3995 | 2025-02-25 | 0
TX CHILDRENS | BE00123149 | CNS23E385 | AIRWAY CLEARANCE DEVICE | ABMRC LLC | BIWAZE | 3995 | 2025-02-25 | 0
TX CHILDRENS | BE00120551 | CNS23D246 | AIRWAY CLEARANCE DEVICE | ABMRC LLC | BIWAZE | 3995 | 2025-02-08 | 0
TX CHILDRENS | BE00120553 | CNS23D260 | AIRWAY CLEARANCE DEVICE | ABMRC LLC | BIWAZE | 3995 | 2025-02-08 | 0
TX CHILDRENS | BE00128999 | CNS25C035 | AIRWAY CLEARANCE DEVICE | ABMRC LLC | BIWAZE | 3995 | 2026-06-23 | 0
TX CHILDRENS | KN216661 | 2680 | SCALE, PATIENT | OLYMPIC MEDICAL | 56350 | 3995 | 2005-08-18 | 0
TX CHILDRENS | BE00117942 | CNS24G679 | AIRWAY CLEARANCE DEVICE | ABMRC LLC | BIWAZE | 3995 | 2025-09-22 | 0
TX CHILDRENS | BE00123840 | 23EM008653 | PATIENT LIFT | INVACARE SUPPLY GROUP | RPL600-1 | 3993.37 | 2024-10-01 | 0
TX CHILDRENS | BE00122967 | TX203286 | BLOOD & PLASMA WARMING DEVICE | BAXTER HEALTHCARE - RENAL DIV SERVICE | THERMAX | 3992 | 2025-02-14 | 0
TX CHILDRENS | BE00122966 | TX203318 | BLOOD & PLASMA WARMING DEVICE | BAXTER HEALTHCARE - RENAL DIV SERVICE | THERMAX | 3992 | 2025-02-14 | 0
TX CHILDRENS | BE00114049 | SGQ20200025HA | CARDIAC OUTPUT / BP / SvO2 MODULE | GE Medical Systems Information Tech Inc | E-COPSv | 3990 | 2021-09-30 | 0
TX CHILDRENS | BE00101674 | SGQ16220006HA | CARDIAC OUTPUT / BP / SvO2 MODULE | GE Medical Systems Information Tech Inc | E-COPSv | 3990 | 2018-02-07 | 0
TX CHILDRENS | BE00100795 | SGQ16140002HA | CARDIAC OUTPUT / BP / SvO2 MODULE | GE Medical Systems Information Tech Inc | E-COPSv | 3990 | 2018-07-09 | 0
TX CHILDRENS | BE00110123 | SGQ18480018HA | CARDIAC OUTPUT / BP / SvO2 MODULE | GE Medical Systems Information Tech Inc | E-COPSv | 3990 | 2020-03-04 | 0
TX CHILDRENS | BE00110124 | SGQ18480020HA | CARDIAC OUTPUT / BP / SvO2 MODULE | GE Medical Systems Information Tech Inc | E-COPSv | 3990 | 2020-03-04 | 0
TX CHILDRENS | BE00114048 | SGQ20200021HA | CARDIAC OUTPUT / BP / SvO2 MODULE | GE Medical Systems Information Tech Inc | E-COPSv | 3990 | 2021-09-30 | 0
TX CHILDRENS | BE00060703 | URA051133 | WARMER, BLANKET | GETINGE USA SALES LLC | 5524 | 3990 | 2015-03-06 | 0
TX CHILDRENS | BE00110122 | SGQ18480010HA | CARDIAC OUTPUT / BP / SvO2 MODULE | GE Medical Systems Information Tech Inc | E-COPSv | 3990 | 2020-03-04 | 0
TX CHILDRENS | BE00100794 | SGQ16130004HA | CARDIAC OUTPUT / BP / SvO2 MODULE | GE Medical Systems Information Tech Inc | E-COPSv | 3990 | 2018-07-09 | 0
TX CHILDRENS | BE00101675 | SGQ16430009HA | CARDIAC OUTPUT / BP / SvO2 MODULE | GE Medical Systems Information Tech Inc | E-COPSv | 3990 | 2018-02-07 | 0
TX CHILDRENS | BE00127146 | 1123026 002 | PHOTOTHERAPY UNIT, NEONATAL | DRAEGER MEDICAL INC | BILILUX | 3989.89 | 2024-12-12 | 0
TX CHILDRENS | BE00127164 | 1123026 018 | PHOTOTHERAPY UNIT, NEONATAL | DRAEGER MEDICAL INC | BILILUX | 3989.89 | 2024-12-12 | 0
TX CHILDRENS | BE00127154 | 1123026 001 | PHOTOTHERAPY UNIT, NEONATAL | DRAEGER MEDICAL INC | BILILUX | 3989.89 | 2024-12-12 | 0
TX CHILDRENS | BE00127073 | 1123026 020 | PHOTOTHERAPY UNIT, NEONATAL | DRAEGER MEDICAL INC | BILILUX | 3989.89 | 2024-12-12 | 0
TX CHILDRENS | BE00127148 | 1123026 025 | PHOTOTHERAPY UNIT, NEONATAL | DRAEGER MEDICAL INC | BILILUX | 3989.89 | 2024-12-12 | 0
TX CHILDRENS | BE00127143 | 1123026 026 | PHOTOTHERAPY UNIT, NEONATAL | DRAEGER MEDICAL INC | BILILUX | 3989.89 | 2024-12-12 | 0
TX CHILDRENS | BE00127151 | 1123151 001 | PHOTOTHERAPY UNIT, NEONATAL | DRAEGER MEDICAL INC | BILILUX | 3989.89 | 2024-12-12 | 0
TX CHILDRENS | BE00127159 | 1123026 028 | PHOTOTHERAPY UNIT, NEONATAL | DRAEGER MEDICAL INC | BILILUX | 3989.89 | 2024-12-12 | 0
TX CHILDRENS | BE00127074 | 1123026 005 | PHOTOTHERAPY UNIT, NEONATAL | DRAEGER MEDICAL INC | BILILUX | 3989.89 | 2024-12-12 | 0
TX CHILDRENS | BE00127149 | 1123026 008 | PHOTOTHERAPY UNIT, NEONATAL | DRAEGER MEDICAL INC | BILILUX | 3989.89 | 2024-12-12 | 0
TX CHILDRENS | BE00127162 | 1123026 021 | PHOTOTHERAPY UNIT, NEONATAL | DRAEGER MEDICAL INC | BILILUX | 3989.89 | 2024-12-12 | 0
TX CHILDRENS | BE00127157 | 1123026 015 | PHOTOTHERAPY UNIT, NEONATAL | DRAEGER MEDICAL INC | BILILUX | 3989.89 | 2024-12-12 | 0
TX CHILDRENS | BE00127144 | 1123151 006 | PHOTOTHERAPY UNIT, NEONATAL | DRAEGER MEDICAL INC | BILILUX | 3989.89 | 2024-12-12 | 0
TX CHILDRENS | BE00127152 | 1123026 007 | PHOTOTHERAPY UNIT, NEONATAL | DRAEGER MEDICAL INC | BILILUX | 3989.89 | 2024-12-12 | 0
TX CHILDRENS | BE00127145 | 1123026 013 | PHOTOTHERAPY UNIT, NEONATAL | DRAEGER MEDICAL INC | BILILUX | 3989.89 | 2024-12-12 | 0
TX CHILDRENS | BE00127072 | 1123026 011 | PHOTOTHERAPY UNIT, NEONATAL | DRAEGER MEDICAL INC | BILILUX | 3989.89 | 2024-12-12 | 0
TX CHILDRENS | BE00127070 | 1123026 024 | PHOTOTHERAPY UNIT, NEONATAL | DRAEGER MEDICAL INC | BILILUX | 3989.89 | 2024-12-12 | 0
TX CHILDRENS | BE00127150 | 1123026 003 | PHOTOTHERAPY UNIT, NEONATAL | DRAEGER MEDICAL INC | BILILUX | 3989.89 | 2024-12-12 | 0
TX CHILDRENS | BE00127163 | 1123151 004 | PHOTOTHERAPY UNIT, NEONATAL | DRAEGER MEDICAL INC | BILILUX | 3989.89 | 2024-12-12 | 0
TX CHILDRENS | BE00127161 | 1123026 014 | PHOTOTHERAPY UNIT, NEONATAL | DRAEGER MEDICAL INC | BILILUX | 3989.89 | 2024-12-12 | 0
TX CHILDRENS | BE00127156 | 1123151 002 | PHOTOTHERAPY UNIT, NEONATAL | DRAEGER MEDICAL INC | BILILUX | 3989.89 | 2024-12-12 | 0
TX CHILDRENS | BE00127158 | 1123026 004 | PHOTOTHERAPY UNIT, NEONATAL | DRAEGER MEDICAL INC | BILILUX | 3989.89 | 2024-12-12 | 0
TX CHILDRENS | BE00126996 | 1123026 019 | PHOTOTHERAPY UNIT, NEONATAL | DRAEGER MEDICAL INC | BILILUX | 3989.89 | 2024-12-12 | 0
TX CHILDRENS | BE00127153 | 1123026 006 | PHOTOTHERAPY UNIT, NEONATAL | DRAEGER MEDICAL INC | BILILUX | 3989.89 | 2024-12-12 | 0
TX CHILDRENS | BE00127141 | 1123026 010 | PHOTOTHERAPY UNIT, NEONATAL | DRAEGER MEDICAL INC | BILILUX | 3989.89 | 2024-12-12 | 0
TX CHILDRENS | BE00127160 | 1123151 003 | PHOTOTHERAPY UNIT, NEONATAL | DRAEGER MEDICAL INC | BILILUX | 3989.89 | 2024-12-12 | 0
TX CHILDRENS | BE00127071 | 1123026 017 | PHOTOTHERAPY UNIT, NEONATAL | DRAEGER MEDICAL INC | BILILUX | 3989.89 | 2024-12-12 | 0
TX CHILDRENS | BE00127147 | 1123026 016 | PHOTOTHERAPY UNIT, NEONATAL | DRAEGER MEDICAL INC | BILILUX | 3989.89 | 2024-12-12 | 0
TX CHILDRENS | BE00127142 | 1123026 012 | PHOTOTHERAPY UNIT, NEONATAL | DRAEGER MEDICAL INC | BILILUX | 3989.89 | 2024-12-12 | 0
TX CHILDRENS | BE00127155 | 1123026 009 | PHOTOTHERAPY UNIT, NEONATAL | DRAEGER MEDICAL INC | BILILUX | 3989.89 | 2024-12-12 | 0
TX CHILDRENS | BE00085422 | 2186A16080229 | CELL COUNTER, AUTOMATED | THERMO FISHER SCIENTIFIC ASHEVILLE LLC | COUNTESS II FL | 3987 | 2017-08-04 | 0
TX CHILDRENS | BE00102275 | V2176538 | CHAIR, EXAM | RITTER MIDWEST DIV SYBRON CORP | 224-002 | 3979.24 | 2021-01-07 | 0
TX CHILDRENS | BE00063300 | 109805D0214003 | OPHTHALMIC INSTRUMENT STAND | RELIANCE MEDICAL PRODUCTS, INC | 7800 | 3979 | 2015-10-11 | 0
TX CHILDRENS | BE00063297 | 780002E0214094 | OPHTHALMIC INSTRUMENT STAND | RELIANCE MEDICAL PRODUCTS, INC | 7800 | 3979 | 2015-10-11 | 0
TX CHILDRENS | BE00120413 | 134412 | LENS MEASURING INSTRUMENT | CBD OPHTHALMIC LLC | TL-7000 | 3970 | 2024-07-06 | 0
TX CHILDRENS | BE00128161 | 2144795 | PLATLET ROTATOR | HELMER LABS INC | PF96-PRO | 3962.54 | 2025-04-11 | 0
TX CHILDRENS | BE00128162 | 2144794 | PLATLET ROTATOR | HELMER LABS INC | PF96-PRO | 3962.54 | 2025-04-11 | 0
TX CHILDRENS | KN200207 | 7K03455 | MICROSCOPE | OLYMPUS AMERICA INC | CK40 | 3958 | 1999-04-23 | 0
TX CHILDRENS | KN201693 | 7L05480 | MICROSCOPE | OLYMPUS AMERICA INC | IX50 | 3958 | 2000-02-02 | 0
TX CHILDRENS | KN200244 | 7K03492 | MICROSCOPE | OLYMPUS AMERICA INC | CK40 | 3958 | 1999-04-23 | 0
TX CHILDRENS | BE00120034 | 573-002173 | EXERCISE EQUIP, NON-POWERED | SCIFIT LTD CO. | IS07000R | 3954.25 | 2024-05-11 | 0
TX CHILDRENS | BE00100880 | N146066 | NONFETAL ULTRASONIC MONITOR | Cook Medical LLC | DP-M350 | 3950 | 2020-04-30 | 0
TX CHILDRENS | KN208469 | 033M2549003 | NONINVASIVE BP MANAGEMENT SYST | GE - DINAMAP (CRITIKON) | PRO 400 | 3950 | 2005-01-12 | 0
TX CHILDRENS | BE00103802 | CTM707190500472 | TREADMILL AND ACCESSORIES | MATRIX, INC | T-3X-05-C | 3947.96 | 2020-08-21 | 0
TX CHILDRENS | BE00100149 | 30077 | PHOTOTHERAPY UNIT, NEONATAL | NATUS MEDICAL INCORPORATED | NEOBLUE | 3947 | 2018-03-27 | 0
TX CHILDRENS | BE00100153 | 30081 | PHOTOTHERAPY UNIT, NEONATAL | NATUS MEDICAL INCORPORATED | NEOBLUE | 3947 | 2018-03-27 | 0
TX CHILDRENS | BE00100158 | 30086 | PHOTOTHERAPY UNIT, NEONATAL | NATUS MEDICAL INCORPORATED | NEOBLUE | 3947 | 2018-03-27 | 0
TX CHILDRENS | BE00100182 | 30110 | PHOTOTHERAPY UNIT, NEONATAL | NATUS MEDICAL INCORPORATED | NEOBLUE | 3947 | 2018-03-27 | 0
TX CHILDRENS | BE00100160 | 30109 | PHOTOTHERAPY UNIT, NEONATAL | NATUS MEDICAL INCORPORATED | NEOBLUE | 3947 | 2018-03-27 | 0
TX CHILDRENS | BE00100145 | 30073 | PHOTOTHERAPY UNIT, NEONATAL | NATUS MEDICAL INCORPORATED | NEOBLUE | 3947 | 2018-03-27 | 0
TX CHILDRENS | BE00100144 | 30072 | PHOTOTHERAPY UNIT, NEONATAL | NATUS MEDICAL INCORPORATED | NEOBLUE | 3947 | 2018-03-27 | 0
TX CHILDRENS | BE00100146 | 30074 | PHOTOTHERAPY UNIT, NEONATAL | NATUS MEDICAL INCORPORATED | NEOBLUE | 3947 | 2018-03-27 | 0
TX CHILDRENS | BE00100152 | 30080 | PHOTOTHERAPY UNIT, NEONATAL | NATUS MEDICAL INCORPORATED | NEOBLUE | 3947 | 2018-03-27 | 0
TX CHILDRENS | BE00100157 | 30085 | PHOTOTHERAPY UNIT, NEONATAL | NATUS MEDICAL INCORPORATED | NEOBLUE | 3947 | 2018-03-27 | 0
TX CHILDRENS | BE00100159 | 30108 | PHOTOTHERAPY UNIT, NEONATAL | NATUS MEDICAL INCORPORATED | NEOBLUE | 3947 | 2018-03-27 | 0
TX CHILDRENS | BE00100147 | 30075 | PHOTOTHERAPY UNIT, NEONATAL | NATUS MEDICAL INCORPORATED | NEOBLUE | 3947 | 2018-03-27 | 0
TX CHILDRENS | BE00100154 | 30082 | PHOTOTHERAPY UNIT, NEONATAL | NATUS MEDICAL INCORPORATED | NEOBLUE | 3947 | 2018-03-27 | 0
TX CHILDRENS | BE00100150 | 30078 | PHOTOTHERAPY UNIT, NEONATAL | NATUS MEDICAL INCORPORATED | NEOBLUE | 3947 | 2018-03-27 | 0
TX CHILDRENS | BE00100155 | 30083 | PHOTOTHERAPY UNIT, NEONATAL | NATUS MEDICAL INCORPORATED | NEOBLUE | 3947 | 2018-03-27 | 0
TX CHILDRENS | BE00100151 | 30079 | PHOTOTHERAPY UNIT, NEONATAL | NATUS MEDICAL INCORPORATED | NEOBLUE | 3947 | 2018-03-27 | 0
TX CHILDRENS | BE00100156 | 30084 | PHOTOTHERAPY UNIT, NEONATAL | NATUS MEDICAL INCORPORATED | NEOBLUE | 3947 | 2018-03-27 | 0
TX CHILDRENS | BE00100148 | 30076 | PHOTOTHERAPY UNIT, NEONATAL | NATUS MEDICAL INCORPORATED | NEOBLUE | 3947 | 2018-03-27 | 0
TX CHILDRENS | BE00063212 | V1567162 | TABLE, EXAM | CARDINAL HEALTH 200 LLC | 204-222 | 3930.2 | 2015-10-11 | 0
TX CHILDRENS | BE00063208 | V1566917 | TABLE, EXAM | CARDINAL HEALTH 200 LLC | 204-222 | 3930.2 | 2015-10-11 | 0
TX CHILDRENS | BE00109598 | 22E07437 | CV BYPASS PRESS SENS MODULE | SORIN GROUP USA INC | 22-20-20 | 3925.6 | 2019-09-04 | 0
TX CHILDRENS | BE00121684 | 5702 LR158886 | CENTRIFUGE | Eppendorf North America Inc | 5702 | 3920 | 2024-08-16 | 0
TX CHILDRENS | BE00121810 | 5702 LN658123 | CENTRIFUGE | Eppendorf North America Inc | 5702 | 3920 | 2024-08-16 | 0
TX CHILDRENS | BE00124032 | 5702 LQ158812 | CENTRIFUGE | Eppendorf North America Inc | 5702 | 3920 | 2024-11-14 | 0
TX CHILDRENS | BE00121807 | 5702 LQ758807 | CENTRIFUGE | Eppendorf North America Inc | 5702 | 3920 | 2024-08-16 | 0
TX CHILDRENS | BE00121808 | 5702 LQ458809 | CENTRIFUGE | Eppendorf North America Inc | 5702 | 3920 | 2024-08-16 | 0
TX CHILDRENS | BE00121690 | 5702 LR458884 | CENTRIFUGE | Eppendorf North America Inc | 5702 | 3920 | 2024-08-16 | 0
TX CHILDRENS | BE00121687 | 5702 LR858885 | CENTRIFUGE | Eppendorf North America Inc | 5702 | 3920 | 2024-08-16 | 0
TX CHILDRENS | BE00121683 | 5702 MG259078 | CENTRIFUGE | Eppendorf North America Inc | 5702 | 3920 | 2024-08-16 | 0
TX CHILDRENS | BE00121691 | 5702 LP258676 | CENTRIFUGE | Eppendorf North America Inc | 5702 | 3920 | 2024-08-16 | 0
TX CHILDRENS | BE00121689 | 5702 LP658677 | CENTRIFUGE | Eppendorf North America Inc | 5702 | 3920 | 2024-08-16 | 0
TX CHILDRENS | BE00127378 | 5702 MN660518 | CENTRIFUGE | Eppendorf North America Inc | 5702 | 3920 | 2025-01-09 | 0
TX CHILDRENS | BE00121686 | 5702 LR058892 | CENTRIFUGE | Eppendorf North America Inc | 5702 | 3920 | 2024-08-16 | 0
TX CHILDRENS | BE00121685 | 5702 LR358881 | CENTRIFUGE | Eppendorf North America Inc | 5702 | 3920 | 2024-08-16 | 0
TX CHILDRENS | BE00121688 | 5702 LQ858811 | CENTRIFUGE | Eppendorf North America Inc | 5702 | 3920 | 2024-08-16 | 0
TX CHILDRENS | BE00121692 | 5702 MG859074 | CENTRIFUGE | Eppendorf North America Inc | 5702 | 3920 | 2024-08-16 | 0
TX CHILDRENS | BE00121809 | 5702 LP358692 | CENTRIFUGE | Eppendorf North America Inc | 5702 | 3920 | 2024-08-16 | 0
TX CHILDRENS | BE00108272 | V1900072 | AUTOCLAVE | RITTER MIDWEST DIV SYBRON CORP | M11-022 | 3918.55 | 2019-06-10 | 0
TX CHILDRENS | BE00103599 | 218057775011308 | TISSUE FLOAT | Fisher Scientific Company LLC | 22047775 | 3918.23 | 2019-06-26 | 0
TX CHILDRENS | BE00103598 | 218057775011408 | TISSUE FLOAT | Fisher Scientific Company LLC | 22047775 | 3918.23 | 2019-06-26 | 0
TX CHILDRENS | BE00103600 | 218057775011208 | TISSUE FLOAT | Fisher Scientific Company LLC | 22047775 | 3918.23 | 2019-06-26 | 0
TX CHILDRENS | KN217283 | 301811-21936 | INCUBATOR CO2 | FORMA SCIENTIFIC | 3110 | 3915.95 | 2005-02-16 | 0
TX CHILDRENS | KN217284 | 301811-21935 | INCUBATOR CO2 | FORMA SCIENTIFIC | 3110 | 3915.95 | 2005-02-16 | 0
TX CHILDRENS | BE00117067 | SH622120040SA | NONINVASIVE BP MANAGEMENT SYST | GE - DINAMAP (CRITIKON) | V100 | 3914.47 | 2023-05-01 | 0
TX CHILDRENS | BE00117373 | DHCDNG3 | LAPTOP COMPUTER | DELL MARKETING LP | LATITUDE 5520 | 3913 | 2023-06-01 | 0
TX CHILDRENS | BE00088185 | 00047861 | MED/SUPPLY CART | INTERMETRO INDUSTRIES CORPORATION | FLEXLINE | 3905.5 | 2018-02-19 | 0
TX CHILDRENS | BE00088184 | 00047860 | MED/SUPPLY CART | INTERMETRO INDUSTRIES CORPORATION | FLEXLINE | 3905.5 | 2018-02-19 | 0
TX CHILDRENS | BE00088183 | 00047859 | MED/SUPPLY CART | INTERMETRO INDUSTRIES CORPORATION | FLEXLINE | 3905.5 | 2018-02-19 | 0
TX CHILDRENS | BE00088186 | 00047862 | MED/SUPPLY CART | INTERMETRO INDUSTRIES CORPORATION | FLEXLINE | 3905.5 | 2018-02-19 | 0
TX CHILDRENS | BE00119810 | 200515-45 | SMOKE EVACUATOR | STRYKER CORP | SAFEAIR | 3900 | 2024-09-21 | 0
TX CHILDRENS | BE00119514 | 220913-11 | SMOKE EVACUATOR | STRYKER CORP | SAFEAIR | 3900 | 2024-09-28 | 0
TX CHILDRENS | BE00121036 | 200515-48 | SMOKE EVACUATOR | STRYKER CORP | SAFEAIR | 3900 | 2024-09-25 | 0
TX CHILDRENS | BE00060189 | 42622761 | CENTRIFUGE | THERMO FISHER SCIENTIFIC ASHEVILLE LLC | CL-2 | 3900 | 2014-06-11 | 0
TX CHILDRENS | BE00121056 | 221221-10 | SMOKE EVACUATOR | STRYKER CORP | SAFEAIR | 3900 | 2024-09-28 | 0
TX CHILDRENS | BE00121059 | 221221-04 | SMOKE EVACUATOR | STRYKER CORP | SAFEAIR | 3900 | 2024-09-28 | 0
TX CHILDRENS | BE00119513 | 220913-02 | SMOKE EVACUATOR | STRYKER CORP | SAFEAIR | 3900 | 2024-09-28 | 0
TX CHILDRENS | BE00115876 | AV21280012 | VEIN VIEWER | ACCUVEIN INC | AV500 | 3900 | 2022-10-10 | 0
TX CHILDRENS | BE00121046 | 220913-09 | SMOKE EVACUATOR | STRYKER CORP | SAFEAIR | 3900 | 2024-09-27 | 0
TX CHILDRENS | BE00118493 | 2211M50120862 | CENTRIFUGE | BECKMAN COULTER INC | SSX2 | 3900 | 2024-11-28 | 0
TX CHILDRENS | BE00119811 | 200515-46 | SMOKE EVACUATOR | STRYKER CORP | SAFEAIR | 3900 | 2024-09-21 | 0
TX CHILDRENS | BE00126582 | 220511-20 | SMOKE EVACUATOR | STRYKER CORP | SAFEAIR | 3900 | 2024-09-21 | 0
TX CHILDRENS | BE00126579 | 200515-30 | SMOKE EVACUATOR | STRYKER CORP | SAFEAIR | 3900 | 2025-06-03 | 0
TX CHILDRENS | BE00131212 | 220317-18 | SMOKE EVACUATOR | STRYKER CORP | SAFEAIR | 3900 | 2026-06-03 | 0
TX CHILDRENS | BE00119511 | 200423-89 | SMOKE EVACUATOR | STRYKER CORP | SAFEAIR | 3900 | 2024-09-28 | 0
TX CHILDRENS | BE00126663 | 210715-21 | SMOKE EVACUATOR | STRYKER CORP | SAFEAIR | 3900 | 2024-10-29 | 0
TX CHILDRENS | BE00126665 | 210715-19 | SMOKE EVACUATOR | STRYKER CORP | SAFEAIR | 3900 | 2024-10-29 | 0
TX CHILDRENS | BE00115855 | AV22090195 | VEIN VIEWER | ACCUVEIN INC | AV500 | 3900 | 2023-03-29 | 0
TX CHILDRENS | BE00128236 | 220310-09 | SMOKE EVACUATOR | STRYKER CORP | SAFEAIR | 3900 | 2024-09-28 | 0
TX CHILDRENS | BE00115854 | AV22090196 | VEIN VIEWER | ACCUVEIN INC | AV500 | 3900 | 2023-03-29 | 0
TX CHILDRENS | BE00060192 | 42622831 | CENTRIFUGE | THERMO FISHER SCIENTIFIC ASHEVILLE LLC | CL-2 | 3900 | 2014-06-11 | 0
TX CHILDRENS | BE00121061 | 221221-09 | SMOKE EVACUATOR | STRYKER CORP | SAFEAIR | 3900 | 2024-09-28 | 0
TX CHILDRENS | BE00060215 | 42622758 | CENTRIFUGE | THERMO FISHER SCIENTIFIC ASHEVILLE LLC | CL-2 | 3900 | 2014-06-11 | 0
TX CHILDRENS | BE00121045 | 220913-08 | SMOKE EVACUATOR | STRYKER CORP | SAFEAIR | 3900 | 2024-09-27 | 0
TX CHILDRENS | BE00128799 | 230719-15 | SMOKE EVACUATOR | STRYKER CORP | SAFEAIR | 3900 | 2025-10-03 | 0
TX CHILDRENS | BE00118666 | AV21360111 | VEIN VIEWER | ACCUVEIN INC | AV500 | 3900 | 2023-03-06 | 0
TX CHILDRENS | BE00119809 | 200515-44 | SMOKE EVACUATOR | STRYKER CORP | SAFEAIR | 3900 | 2024-09-21 | 0
TX CHILDRENS | BE00126662 | 210715-22 | SMOKE EVACUATOR | STRYKER CORP | SAFEAIR | 3900 | 2024-10-29 | 0
TX CHILDRENS | BE00126664 | 210715-20 | SMOKE EVACUATOR | STRYKER CORP | SAFEAIR | 3900 | 2024-10-29 | 0
TX CHILDRENS | BE00119512 | 220913-01 | SMOKE EVACUATOR | STRYKER CORP | SAFEAIR | 3900 | 2024-09-28 | 0
TX CHILDRENS | BE00121043 | 200423-82 | SMOKE EVACUATOR | STRYKER CORP | SAFEAIR | 3900 | 2024-09-27 | 0
TX CHILDRENS | BE00121044 | 220913-05 | SMOKE EVACUATOR | STRYKER CORP | SAFEAIR | 3900 | 2024-09-27 | 0
TX CHILDRENS | BE00061540 | SV 1989 | LARYNGOSCOPE | KARL STORZ ENDOSCOPY-AMERICA INC | 8403 ZX | 3900 | 2015-08-05 | 0
TX CHILDRENS | BE00121035 | 200515-51 | SMOKE EVACUATOR | STRYKER CORP | SAFEAIR | 3900 | 2024-09-25 | 0
TX CHILDRENS | BE00121034 | 200515-42 | SMOKE EVACUATOR | STRYKER CORP | SAFEAIR | 3900 | 2024-09-25 | 0
TX CHILDRENS | BE00121054 | 221221-05 | SMOKE EVACUATOR | STRYKER CORP | SAFEAIR | 3900 | 2024-09-28 | 0
TX CHILDRENS | BE00126666 | 210715-21 | SMOKE EVACUATOR | STRYKER CORP | SAFEAIR | 3900 | 2024-10-29 | 0
TX CHILDRENS | BE00121060 | 221221-08 | SMOKE EVACUATOR | STRYKER CORP | SAFEAIR | 3900 | 2024-09-28 | 0
TX CHILDRENS | BE00123454 | 13131382 | WASHER, SCOPE, ULTRASONIC | MEDIVATORS INC | SBP-1000 | 3900 | 2025-01-21 | 0
TX CHILDRENS | BE00121047 | 220913-10 | SMOKE EVACUATOR | STRYKER CORP | SAFEAIR | 3900 | 2024-09-27 | 0
TX CHILDRENS | BE00121033 | 200515-49 | SMOKE EVACUATOR | STRYKER CORP | SAFEAIR | 3900 | 2024-09-25 | 0
TX CHILDRENS | BE00121038 | 200515-50 | SMOKE EVACUATOR | STRYKER CORP | SAFEAIR | 3900 | 2024-09-25 | 0
TX CHILDRENS | BE00121037 | 200515-47 | SMOKE EVACUATOR | STRYKER CORP | SAFEAIR | 3900 | 2024-09-25 | 0
TX CHILDRENS | BE00121057 | 221221-06 | SMOKE EVACUATOR | STRYKER CORP | SAFEAIR | 3900 | 2024-09-28 | 0
TX CHILDRENS | BE00121058 | 230118-13 | SMOKE EVACUATOR | STRYKER CORP | SAFEAIR | 3900 | 2024-09-28 | 0
TX CHILDRENS | BE00121055 | 230118-19 | SMOKE EVACUATOR | STRYKER CORP | SAFEAIR | 3900 | 2024-09-28 | 0
TX CHILDRENS | BE00128052 | 200430-67 | SMOKE EVACUATOR | STRYKER CORP | SAFEAIR | 3900 | 2025-06-11 | 0
TX CHILDRENS | BE00115875 | AV21280011 | VEIN VIEWER | ACCUVEIN INC | AV500 | 3900 | 2022-10-10 | 0
TX CHILDRENS | BE00123455 | 13131381 | WASHER, SCOPE, ULTRASONIC | MEDIVATORS INC | SBP-1000 | 3900 | 2025-01-21 | 0
TX CHILDRENS | BE00010584 | 5432004R-1310016 | UNINTERRUPTABLE POWER SUPPLY | POWERVAR INC | ABCE3000-11 | 3899 | 2014-02-17 | 0
TX CHILDRENS | BE00036789 | 5422004R-1120011 | UNINTERRUPTABLE POWER SUPPLY | POWERVAR INC | ABCE3000-11 | 3899 | 2012-11-14 | 0
TX CHILDRENS | BE00034971 | 5432004R-1140007 | UNINTERRUPTABLE POWER SUPPLY | POWERVAR INC | ABCE3000-11 | 3899 | 2013-04-17 | 0
TX CHILDRENS | BE00038771 | 23551 | PHOTOTHERAPY UNIT, NEONATAL | NATUS MEDICAL INCORPORATED | NEOBLUE | 3895 | 2013-01-30 | 0
TX CHILDRENS | BE00038793 | 23536 | PHOTOTHERAPY UNIT, NEONATAL | NATUS MEDICAL INCORPORATED | NEOBLUE | 3895 | 2013-01-30 | 0
TX CHILDRENS | BE00129575 | AV24480088B | VEIN VIEWER | ACCUVEIN INC | AV500 | 3895 | 2026-01-06 | 0
TX CHILDRENS | BE00038791 | 23526 | PHOTOTHERAPY UNIT, NEONATAL | NATUS MEDICAL INCORPORATED | NEOBLUE | 3895 | 2013-01-30 | 0
TX CHILDRENS | BE00038790 | 23560 | PHOTOTHERAPY UNIT, NEONATAL | NATUS MEDICAL INCORPORATED | NEOBLUE | 3895 | 2013-01-30 | 0
TX CHILDRENS | BE00038762 | 23541 | PHOTOTHERAPY UNIT, NEONATAL | NATUS MEDICAL INCORPORATED | NEOBLUE | 3895 | 2013-01-30 | 0
TX CHILDRENS | BE00038787 | 23564 | PHOTOTHERAPY UNIT, NEONATAL | NATUS MEDICAL INCORPORATED | NEOBLUE | 3895 | 2013-01-30 | 0
TX CHILDRENS | BE00038802 | 23585 | PHOTOTHERAPY UNIT, NEONATAL | NATUS MEDICAL INCORPORATED | NEOBLUE | 3895 | 2013-01-30 | 0
TX CHILDRENS | BE00038807 | 23524 | PHOTOTHERAPY UNIT, NEONATAL | NATUS MEDICAL INCORPORATED | NEOBLUE | 3895 | 2013-01-30 | 0
TX CHILDRENS | BE00038761 | 23543 | PHOTOTHERAPY UNIT, NEONATAL | NATUS MEDICAL INCORPORATED | NEOBLUE | 3895 | 2013-01-30 | 0
TX CHILDRENS | BE00038782 | 23528 | PHOTOTHERAPY UNIT, NEONATAL | NATUS MEDICAL INCORPORATED | NEOBLUE | 3895 | 2013-01-30 | 0
TX CHILDRENS | BE00038806 | 23525 | PHOTOTHERAPY UNIT, NEONATAL | NATUS MEDICAL INCORPORATED | NEOBLUE | 3895 | 2013-01-30 | 0
TX CHILDRENS | BE00038777 | 23554 | PHOTOTHERAPY UNIT, NEONATAL | NATUS MEDICAL INCORPORATED | NEOBLUE | 3895 | 2013-01-30 | 0
TX CHILDRENS | BE00038797 | 23578 | PHOTOTHERAPY UNIT, NEONATAL | NATUS MEDICAL INCORPORATED | NEOBLUE | 3895 | 2013-01-30 | 0
TX CHILDRENS | BE00038794 | 23533 | PHOTOTHERAPY UNIT, NEONATAL | NATUS MEDICAL INCORPORATED | NEOBLUE | 3895 | 2013-01-30 | 0
TX CHILDRENS | BE00038769 | 23547 | PHOTOTHERAPY UNIT, NEONATAL | NATUS MEDICAL INCORPORATED | NEOBLUE | 3895 | 2013-01-30 | 0
TX CHILDRENS | BE00038776 | 23556 | PHOTOTHERAPY UNIT, NEONATAL | NATUS MEDICAL INCORPORATED | NEOBLUE | 3895 | 2013-01-30 | 0
TX CHILDRENS | BE00038805 | 23523 | PHOTOTHERAPY UNIT, NEONATAL | NATUS MEDICAL INCORPORATED | NEOBLUE | 3895 | 2013-01-30 | 0
TX CHILDRENS | BE00038765 | 23544 | PHOTOTHERAPY UNIT, NEONATAL | NATUS MEDICAL INCORPORATED | NEOBLUE | 3895 | 2013-01-30 | 0
TX CHILDRENS | BE00038764 | 23542 | PHOTOTHERAPY UNIT, NEONATAL | NATUS MEDICAL INCORPORATED | NEOBLUE | 3895 | 2013-01-30 | 0
TX CHILDRENS | BE00038800 | 23565 | PHOTOTHERAPY UNIT, NEONATAL | NATUS MEDICAL INCORPORATED | NEOBLUE | 3895 | 2013-01-30 | 0
TX CHILDRENS | BE00038799 | 23529 | PHOTOTHERAPY UNIT, NEONATAL | NATUS MEDICAL INCORPORATED | NEOBLUE | 3895 | 2013-01-30 | 0
TX CHILDRENS | BE00038783 | 23534 | PHOTOTHERAPY UNIT, NEONATAL | NATUS MEDICAL INCORPORATED | NEOBLUE | 3895 | 2013-01-30 | 0
TX CHILDRENS | BE00038785 | 23535 | PHOTOTHERAPY UNIT, NEONATAL | NATUS MEDICAL INCORPORATED | NEOBLUE | 3895 | 2013-01-30 | 0
TX CHILDRENS | BE00129573 | AV24480103B | VEIN VIEWER | ACCUVEIN INC | AV500 | 3895 | 2026-01-06 | 0
TX CHILDRENS | BE00038773 | 23559 | PHOTOTHERAPY UNIT, NEONATAL | NATUS MEDICAL INCORPORATED | NEOBLUE | 3895 | 2013-01-30 | 0
TX CHILDRENS | BE00038786 | 23562 | PHOTOTHERAPY UNIT, NEONATAL | NATUS MEDICAL INCORPORATED | NEOBLUE | 3895 | 2013-01-30 | 0
TX CHILDRENS | BE00038789 | 23537 | PHOTOTHERAPY UNIT, NEONATAL | NATUS MEDICAL INCORPORATED | NEOBLUE | 3895 | 2013-01-30 | 0
TX CHILDRENS | BE00038804 | 23576 | PHOTOTHERAPY UNIT, NEONATAL | NATUS MEDICAL INCORPORATED | NEOBLUE | 3895 | 2013-01-30 | 0
TX CHILDRENS | BE00101025 | 1720AA018 | TONOMETER | ICARE FINLAND OY | TA01i | 3895 | 2023-05-10 | 0
TX CHILDRENS | BE00038801 | 23575 | PHOTOTHERAPY UNIT, NEONATAL | NATUS MEDICAL INCORPORATED | NEOBLUE | 3895 | 2013-01-30 | 0
TX CHILDRENS | BE00038763 | 23548 | PHOTOTHERAPY UNIT, NEONATAL | NATUS MEDICAL INCORPORATED | NEOBLUE | 3895 | 2013-01-30 | 0
TX CHILDRENS | BE00038767 | 23540 | PHOTOTHERAPY UNIT, NEONATAL | NATUS MEDICAL INCORPORATED | NEOBLUE | 3895 | 2013-01-30 | 0
TX CHILDRENS | BE00038803 | 23527 | PHOTOTHERAPY UNIT, NEONATAL | NATUS MEDICAL INCORPORATED | NEOBLUE | 3895 | 2013-01-30 | 0
TX CHILDRENS | BE00089213 | 1604AA228 | TONOMETER | ICARE FINLAND OY | TA01i | 3895 | 2017-12-14 | 0
TX CHILDRENS | BE00038795 | 23532 | PHOTOTHERAPY UNIT, NEONATAL | NATUS MEDICAL INCORPORATED | NEOBLUE | 3895 | 2013-01-30 | 0
TX CHILDRENS | BE00087006 | 80951-17 | NASALANCE ANALYZER | PENTAX PRECISION INSTRUMENT CORP | 6450 | 3895 | 2020-02-04 | 0
TX CHILDRENS | BE00129574 | AV24480082B | VEIN VIEWER | ACCUVEIN INC | AV500 | 3895 | 2026-01-06 | 0
TX CHILDRENS | BE00038770 | 23557 | PHOTOTHERAPY UNIT, NEONATAL | NATUS MEDICAL INCORPORATED | NEOBLUE | 3895 | 2013-01-30 | 0
TX CHILDRENS | BE00038774 | 23553 | PHOTOTHERAPY UNIT, NEONATAL | NATUS MEDICAL INCORPORATED | NEOBLUE | 3895 | 2013-01-30 | 0
TX CHILDRENS | BE00038778 | 23552 | PHOTOTHERAPY UNIT, NEONATAL | NATUS MEDICAL INCORPORATED | NEOBLUE | 3895 | 2013-01-30 | 0
TX CHILDRENS | BE00129576 | AV24480089B | VEIN VIEWER | ACCUVEIN INC | AV500 | 3895 | 2026-01-06 | 0
TX CHILDRENS | BE00038775 | 23549 | PHOTOTHERAPY UNIT, NEONATAL | NATUS MEDICAL INCORPORATED | NEOBLUE | 3895 | 2013-01-30 | 0
TX CHILDRENS | BE00038798 | 23577 | PHOTOTHERAPY UNIT, NEONATAL | NATUS MEDICAL INCORPORATED | NEOBLUE | 3895 | 2013-01-30 | 0
TX CHILDRENS | BE00038772 | 23546 | PHOTOTHERAPY UNIT, NEONATAL | NATUS MEDICAL INCORPORATED | NEOBLUE | 3895 | 2013-01-30 | 0
TX CHILDRENS | BE00038796 | 23530 | PHOTOTHERAPY UNIT, NEONATAL | NATUS MEDICAL INCORPORATED | NEOBLUE | 3895 | 2013-01-30 | 0
TX CHILDRENS | BE00038792 | 23531 | PHOTOTHERAPY UNIT, NEONATAL | NATUS MEDICAL INCORPORATED | NEOBLUE | 3895 | 2013-01-30 | 0
TX CHILDRENS | BE00038768 | 23545 | PHOTOTHERAPY UNIT, NEONATAL | NATUS MEDICAL INCORPORATED | NEOBLUE | 3895 | 2013-01-30 | 0
TX CHILDRENS | BE00038784 | 23563 | PHOTOTHERAPY UNIT, NEONATAL | NATUS MEDICAL INCORPORATED | NEOBLUE | 3895 | 2013-01-30 | 0
TX CHILDRENS | BE00038781 | 23558 | PHOTOTHERAPY UNIT, NEONATAL | NATUS MEDICAL INCORPORATED | NEOBLUE | 3895 | 2013-01-30 | 0
TX CHILDRENS | BE00038779 | 23579 | PHOTOTHERAPY UNIT, NEONATAL | NATUS MEDICAL INCORPORATED | NEOBLUE | 3895 | 2013-01-30 | 0
TX CHILDRENS | KN230033 | 9056302010 | VACUUM PUMP | NILFISK ADVANCE AMERICA | SS MERCURY | 3895 | 2006-12-23 | 0
TX CHILDRENS | BE00038788 | 23561 | PHOTOTHERAPY UNIT, NEONATAL | NATUS MEDICAL INCORPORATED | NEOBLUE | 3895 | 2013-01-30 | 0
TX CHILDRENS | BE00038766 | 23550 | PHOTOTHERAPY UNIT, NEONATAL | NATUS MEDICAL INCORPORATED | NEOBLUE | 3895 | 2013-01-30 | 0
TX CHILDRENS | BE00111102 | GBB1901636 | PULSE OXIMETER | COVIDIEN LP | PM1000N | 3894.73 | 2025-01-13 | 0
TX CHILDRENS | BE00111097 | GBB1901428 | PULSE OXIMETER | COVIDIEN LP | PM1000N | 3894.73 | 2025-01-13 | 0
TX CHILDRENS | BE00111099 | GBB1901583 | PULSE OXIMETER | COVIDIEN LP | PM1000N | 3894.73 | 2025-01-13 | 0
TX CHILDRENS | BE00111101 | GBB1901587 | PULSE OXIMETER | COVIDIEN LP | PM1000N | 3894.73 | 2025-01-13 | 0
TX CHILDRENS | BE00111100 | GBB1901527 | PULSE OXIMETER | COVIDIEN LP | PM1000N | 3894.73 | 2025-01-13 | 0
TX CHILDRENS | BE00111098 | GBB1901575 | PULSE OXIMETER | COVIDIEN LP | PM1000N | 3894.73 | 2025-01-13 | 0
TX CHILDRENS | BE00060118 | V1371256 | TABLE, EXAM | RITTER MIDWEST DIV SYBRON CORP | 223-016 | 3894.44 | 2014-06-02 | 0
TX CHILDRENS | BE00060121 | V1424004 | TABLE, EXAM | RITTER MIDWEST DIV SYBRON CORP | 223-016 | 3894.44 | 2014-06-02 | 0
TX CHILDRENS | BE00123117 | 23NKF12466 | TUBE SEALER | FRESENIUS USA INC. | 9027001 | 3894 | 2025-04-01 | 0
TX CHILDRENS | BE00123115 | 23NKF12467 | TUBE SEALER | FRESENIUS USA INC. | 9027001 | 3894 | 2025-04-01 | 0
TX CHILDRENS | BE00128568 | 9412850 | PATIENT LIFT | Hill-Rom Company Inc | VIKING M | 3891.04 | 2025-06-24 | 0
TX CHILDRENS | BE00127323 | HM231472 | LARYNGOSCOPE | VERATHON MEDICAL | GO 2 | 3890 | 2025-01-04 | 0
TX CHILDRENS | BE00114559 | PB08201300 | CAPNOGRAPH | ORIDION CAPNOGRAPHY INC. | CAPNOSTREAM 20P | 3888.89 | 2025-11-15 | 0
TX CHILDRENS | BE00114418 | PA28198887 | CAPNOGRAPH | ORIDION CAPNOGRAPHY INC. | CAPNOSTREAM 20P | 3888.89 | 2025-11-15 | 0
TX CHILDRENS | BE00116938 | PB12216005 | CAPNOGRAPH | ORIDION CAPNOGRAPHY INC. | CAPNOSTREAM 20P | 3888.89 | 2023-04-07 | 0
TX CHILDRENS | BE00116950 | PB12216017 | CAPNOGRAPH | ORIDION CAPNOGRAPHY INC. | CAPNOSTREAM 20P | 3888.89 | 2023-04-07 | 0
TX CHILDRENS | BE00114430 | PA28198904 | CAPNOGRAPH | ORIDION CAPNOGRAPHY INC. | CAPNOSTREAM 20P | 3888.89 | 2025-11-15 | 0
TX CHILDRENS | BE00116946 | PB12216013 | CAPNOGRAPH | ORIDION CAPNOGRAPHY INC. | CAPNOSTREAM 20P | 3888.89 | 2023-04-07 | 0
TX CHILDRENS | BE00114409 | PA28198870 | CAPNOGRAPH | ORIDION CAPNOGRAPHY INC. | CAPNOSTREAM 20P | 3888.89 | 2025-11-15 | 0
TX CHILDRENS | BE00114560 | PB09201301 | CAPNOGRAPH | ORIDION CAPNOGRAPHY INC. | CAPNOSTREAM 20P | 3888.89 | 2025-11-15 | 0
TX CHILDRENS | BE00114425 | PA28198888 | CAPNOGRAPH | ORIDION CAPNOGRAPHY INC. | CAPNOSTREAM 20P | 3888.89 | 2025-11-15 | 0
TX CHILDRENS | BE00116947 | PB12216014 | CAPNOGRAPH | ORIDION CAPNOGRAPHY INC. | CAPNOSTREAM 20P | 3888.89 | 2023-04-07 | 0
TX CHILDRENS | BE00114411 | PA28198891 | CAPNOGRAPH | ORIDION CAPNOGRAPHY INC. | CAPNOSTREAM 20P | 3888.89 | 2025-11-15 | 0
TX CHILDRENS | BE00114422 | PA28198878 | CAPNOGRAPH | ORIDION CAPNOGRAPHY INC. | CAPNOSTREAM 20P | 3888.89 | 2025-11-15 | 0
TX CHILDRENS | BE00114405 | PA41186235 | CAPNOGRAPH | ORIDION CAPNOGRAPHY INC. | CAPNOSTREAM 20P | 3888.89 | 2025-11-15 | 0
TX CHILDRENS | BE00114407 | PA41186222 | CAPNOGRAPH | ORIDION CAPNOGRAPHY INC. | CAPNOSTREAM 20P | 3888.89 | 2025-11-15 | 0
TX CHILDRENS | BE00114434 | PA28198890 | CAPNOGRAPH | ORIDION CAPNOGRAPHY INC. | CAPNOSTREAM 20P | 3888.89 | 2025-11-15 | 0
TX CHILDRENS | BE00116944 | PB12216011 | CAPNOGRAPH | ORIDION CAPNOGRAPHY INC. | CAPNOSTREAM 20P | 3888.89 | 2023-04-07 | 0
TX CHILDRENS | BE00114413 | PA28198893 | CAPNOGRAPH | ORIDION CAPNOGRAPHY INC. | CAPNOSTREAM 20P | 3888.89 | 2025-11-15 | 0
TX CHILDRENS | BE00114415 | PA28198894 | CAPNOGRAPH | ORIDION CAPNOGRAPHY INC. | CAPNOSTREAM 20P | 3888.89 | 2025-11-15 | 0
TX CHILDRENS | BE00114428 | PA28198915 | CAPNOGRAPH | ORIDION CAPNOGRAPHY INC. | CAPNOSTREAM 20P | 3888.89 | 2025-11-15 | 0
TX CHILDRENS | BE00114406 | PA41186230 | CAPNOGRAPH | ORIDION CAPNOGRAPHY INC. | CAPNOSTREAM 20P | 3888.89 | 2025-11-15 | 0
TX CHILDRENS | BE00114404 | PA28198872 | CAPNOGRAPH | ORIDION CAPNOGRAPHY INC. | CAPNOSTREAM 20P | 3888.89 | 2025-11-15 | 0
TX CHILDRENS | BE00116942 | PB12216009 | CAPNOGRAPH | ORIDION CAPNOGRAPHY INC. | CAPNOSTREAM 20P | 3888.89 | 2023-04-07 | 0
TX CHILDRENS | BE00116943 | PB12216010 | CAPNOGRAPH | ORIDION CAPNOGRAPHY INC. | CAPNOSTREAM 20P | 3888.89 | 2023-04-07 | 0
TX CHILDRENS | BE00114412 | PA28198913 | CAPNOGRAPH | ORIDION CAPNOGRAPHY INC. | CAPNOSTREAM 20P | 3888.89 | 2025-11-15 | 0
TX CHILDRENS | BE00116952 | PB12216019 | CAPNOGRAPH | ORIDION CAPNOGRAPHY INC. | CAPNOSTREAM 20P | 3888.89 | 2023-04-07 | 0
TX CHILDRENS | BE00114414 | PA28198874 | CAPNOGRAPH | ORIDION CAPNOGRAPHY INC. | CAPNOSTREAM 20P | 3888.89 | 2025-11-15 | 0
TX CHILDRENS | BE00116945 | PB12216012 | CAPNOGRAPH | ORIDION CAPNOGRAPHY INC. | CAPNOSTREAM 20P | 3888.89 | 2023-04-07 | 0
TX CHILDRENS | BE00114419 | PA28198859 | CAPNOGRAPH | ORIDION CAPNOGRAPHY INC. | CAPNOSTREAM 20P | 3888.89 | 2025-11-15 | 0
TX CHILDRENS | BE00114401 | PA28198862 | CAPNOGRAPH | ORIDION CAPNOGRAPHY INC. | CAPNOSTREAM 20P | 3888.89 | 2025-11-15 | 0
TX CHILDRENS | BE00114435 | PA28198881 | CAPNOGRAPH | ORIDION CAPNOGRAPHY INC. | CAPNOSTREAM 20P | 3888.89 | 2025-11-15 | 0
TX CHILDRENS | BE00116937 | PB12216004 | CAPNOGRAPH | ORIDION CAPNOGRAPHY INC. | CAPNOSTREAM 20P | 3888.89 | 2023-04-07 | 0
TX CHILDRENS | BE00116956 | PB12216023 | CAPNOGRAPH | ORIDION CAPNOGRAPHY INC. | CAPNOSTREAM 20P | 3888.89 | 2023-04-07 | 0
TX CHILDRENS | BE00116955 | PB12216022 | CAPNOGRAPH | ORIDION CAPNOGRAPHY INC. | CAPNOSTREAM 20P | 3888.89 | 2023-04-07 | 0
TX CHILDRENS | BE00114416 | PA28198884 | CAPNOGRAPH | ORIDION CAPNOGRAPHY INC. | CAPNOSTREAM 20P | 3888.89 | 2025-11-15 | 0
TX CHILDRENS | BE00116941 | PB12216008 | CAPNOGRAPH | ORIDION CAPNOGRAPHY INC. | CAPNOSTREAM 20P | 3888.89 | 2023-04-07 | 0
TX CHILDRENS | BE00114403 | PA41186238 | CAPNOGRAPH | ORIDION CAPNOGRAPHY INC. | CAPNOSTREAM 20P | 3888.89 | 2025-11-15 | 0
TX CHILDRENS | BE00116939 | PB12216006 | CAPNOGRAPH | ORIDION CAPNOGRAPHY INC. | CAPNOSTREAM 20P | 3888.89 | 2023-04-07 | 0
TX CHILDRENS | BE00114431 | PA28198903 | CAPNOGRAPH | ORIDION CAPNOGRAPHY INC. | CAPNOSTREAM 20P | 3888.89 | 2025-11-15 | 0
TX CHILDRENS | BE00114408 | PA28198860 | CAPNOGRAPH | ORIDION CAPNOGRAPHY INC. | CAPNOSTREAM 20P | 3888.89 | 2025-11-15 | 0
TX CHILDRENS | BE00116949 | PB12216016 | CAPNOGRAPH | ORIDION CAPNOGRAPHY INC. | CAPNOSTREAM 20P | 3888.89 | 2023-04-07 | 0
TX CHILDRENS | BE00114410 | PA28198905 | CAPNOGRAPH | ORIDION CAPNOGRAPHY INC. | CAPNOSTREAM 20P | 3888.89 | 2025-11-15 | 0
TX CHILDRENS | BE00114426 | PA28198871 | CAPNOGRAPH | ORIDION CAPNOGRAPHY INC. | CAPNOSTREAM 20P | 3888.89 | 2025-11-15 | 0
TX CHILDRENS | BE00114436 | PA28198863 | CAPNOGRAPH | ORIDION CAPNOGRAPHY INC. | CAPNOSTREAM 20P | 3888.89 | 2025-11-15 | 0
TX CHILDRENS | BE00114402 | PA28198864 | CAPNOGRAPH | ORIDION CAPNOGRAPHY INC. | CAPNOSTREAM 20P | 3888.89 | 2025-11-15 | 0
TX CHILDRENS | BE00114432 | PA41186239 | CAPNOGRAPH | ORIDION CAPNOGRAPHY INC. | CAPNOSTREAM 20P | 3888.89 | 2025-11-15 | 0
TX CHILDRENS | BE00116951 | PB12216018 | CAPNOGRAPH | ORIDION CAPNOGRAPHY INC. | CAPNOSTREAM 20P | 3888.89 | 2023-04-07 | 0
TX CHILDRENS | BE00114398 | PA18198882 | CAPNOGRAPH | ORIDION CAPNOGRAPHY INC. | CAPNOSTREAM 20P | 3888.89 | 2025-11-15 | 0
TX CHILDRENS | BE00114423 | PA28198911 | CAPNOGRAPH | ORIDION CAPNOGRAPHY INC. | CAPNOSTREAM 20P | 3888.89 | 2025-11-15 | 0
TX CHILDRENS | BE00114420 | PA41186240 | CAPNOGRAPH | ORIDION CAPNOGRAPHY INC. | CAPNOSTREAM 20P | 3888.89 | 2025-11-15 | 0
TX CHILDRENS | BE00116940 | PB12216007 | CAPNOGRAPH | ORIDION CAPNOGRAPHY INC. | CAPNOSTREAM 20P | 3888.89 | 2023-04-07 | 0
TX CHILDRENS | BE00114399 | PA28198907 | CAPNOGRAPH | ORIDION CAPNOGRAPHY INC. | CAPNOSTREAM 20P | 3888.89 | 2025-11-15 | 0
TX CHILDRENS | BE00116954 | PB12216021 | CAPNOGRAPH | ORIDION CAPNOGRAPHY INC. | CAPNOSTREAM 20P | 3888.89 | 2023-04-07 | 0
TX CHILDRENS | BE00116948 | PB12216015 | CAPNOGRAPH | ORIDION CAPNOGRAPHY INC. | CAPNOSTREAM 20P | 3888.89 | 2023-04-07 | 0
TX CHILDRENS | BE00116953 | PB12216020 | CAPNOGRAPH | ORIDION CAPNOGRAPHY INC. | CAPNOSTREAM 20P | 3888.89 | 2023-04-07 | 0
TX CHILDRENS | BE00114429 | PA28198873 | CAPNOGRAPH | ORIDION CAPNOGRAPHY INC. | CAPNOSTREAM 20P | 3888.89 | 2025-11-15 | 0
TX CHILDRENS | BE00114397 | PA28198856 | CAPNOGRAPH | ORIDION CAPNOGRAPHY INC. | CAPNOSTREAM 20P | 3888.89 | 2025-11-15 | 0
TX CHILDRENS | BE00114417 | PA28198917 | CAPNOGRAPH | ORIDION CAPNOGRAPHY INC. | CAPNOSTREAM 20P | 3888.89 | 2025-11-15 | 0
TX CHILDRENS | BE00114433 | PA28198897 | CAPNOGRAPH | ORIDION CAPNOGRAPHY INC. | CAPNOSTREAM 20P | 3888.89 | 2025-11-15 | 0
TX CHILDRENS | BE00114424 | PA28198885 | CAPNOGRAPH | ORIDION CAPNOGRAPHY INC. | CAPNOSTREAM 20P | 3888.89 | 2025-11-15 | 0
TX CHILDRENS | BE00114427 | PA28198868 | CAPNOGRAPH | ORIDION CAPNOGRAPHY INC. | CAPNOSTREAM 20P | 3888.89 | 2025-11-15 | 0
TX CHILDRENS | BE00114421 | PA28198892 | CAPNOGRAPH | ORIDION CAPNOGRAPHY INC. | CAPNOSTREAM 20P | 3888.89 | 2025-11-15 | 0
TX CHILDRENS | BE00034520 | 10-4M0225H | TREADMILL AND ACCESSORIES | MOBILITY RESEARCH INC | GAITKEEPER 1800 | 3887.5 | 2012-12-15 | 0
TX CHILDRENS | BE00131605 | S096039 | HEMATOLOGY ANALYZER | SIEMENS MEDICAL SOLUTIONS USA INC | DCA VANTAGE | 3877.5 | 2026-08-03 | 0
TX CHILDRENS | BE00126599 | 236472 | COMPUTER, TABLET / I-PAD | STRYKER CORP | 0794-001-010 | 3876.08 | 2025-09-10 | 0
TX CHILDRENS | BE00126596 | 236420 | COMPUTER, TABLET / I-PAD | STRYKER CORP | 0794-001-010 | 3876.08 | 2025-09-10 | 0
TX CHILDRENS | BE00126594 | 236430 | COMPUTER, TABLET / I-PAD | STRYKER CORP | 0794-001-010 | 3876.08 | 2025-09-10 | 0
TX CHILDRENS | BE00014558 | 1119CA020 | TONOMETER | ICARE FINLAND OY | TA01i | 3875 | 2012-08-03 | 0
TX CHILDRENS | BE00035880 | 0932AA145 | TONOMETER | ICARE FINLAND OY | TA01i | 3875 | 2014-11-18 | 0
TX CHILDRENS | BE00033242 | 1119CA018 | TONOMETER | ICARE FINLAND OY | TA01i | 3875 | 2016-04-06 | 0
TX CHILDRENS | KN229225 | V221158 | AUTOCLAVE | RITTER MIDWEST DIV SYBRON CORP | M-11 | 3863.1 | 2008-01-12 | 0
TX CHILDRENS | BE00109923 | PS1409 | DISPLAY, FLAT PANEL, TOUCH | CANVYS - VISUAL TECH SOLUTIONS | 200907 21 | 3860 | 2024-02-27 | 0
TX CHILDRENS | BE00108752 | PS1490 | DISPLAY, FLAT PANEL, TOUCH | CANVYS - VISUAL TECH SOLUTIONS | 200907 21 | 3860 | 2019-05-02 | 0
TX CHILDRENS | BE00108768 | PS1297 | DISPLAY, FLAT PANEL, TOUCH | CANVYS - VISUAL TECH SOLUTIONS | 200907 21 | 3860 | 2019-05-02 | 0
TX CHILDRENS | BE00108784 | PS1276 | DISPLAY, FLAT PANEL, TOUCH | CANVYS - VISUAL TECH SOLUTIONS | 200907 21 | 3860 | 2019-05-02 | 0
TX CHILDRENS | BE00108800 | PS1273 | DISPLAY, FLAT PANEL, TOUCH | CANVYS - VISUAL TECH SOLUTIONS | 200907 21 | 3860 | 2019-05-02 | 0
TX CHILDRENS | BE00103455 | 16363 | SMOKE EVACUATOR | MEGADYNE MEDICAL | 350-D | 3850.9 | 2019-04-15 | 0
TX CHILDRENS | BE00127040 | WLC-10777 | URINE FLOW OR VOLUME MEAS.SYS. | THE PROMETHEUS GROUP | WIFLOW | 3850 | 2025-10-22 | 0
TX CHILDRENS | BE00122070 | 2128192 | PLATLET ROTATOR | HELMER LABS INC | PF96i | 3847.12 | 2024-08-28 | 0
TX CHILDRENS | BE00122071 | 2128193 | PLATLET ROTATOR | HELMER LABS INC | PF96i | 3847.12 | 2024-08-28 | 0
TX CHILDRENS | BE00104106 | V2180088 | AUTOCLAVE | RITTER MIDWEST DIV SYBRON CORP | M11-042 | 3845.68 | 2021-03-15 | 0
TX CHILDRENS | BE00104107 | V2183181 | AUTOCLAVE | RITTER MIDWEST DIV SYBRON CORP | M11-042 | 3845.68 | 2021-03-15 | 0
TX CHILDRENS | BE00102277 | 720019101508 | CENTRIFUGE | THERMO FISHER SCIENTIFIC ASHEVILLE LLC | SORVALL ST 8 | 3845.29 | 2021-01-07 | 0
TX CHILDRENS | BE00102276 | 720019101507 | CENTRIFUGE | THERMO FISHER SCIENTIFIC ASHEVILLE LLC | SORVALL ST 8 | 3845.29 | 2021-01-07 | 0
TX CHILDRENS | BE00112279 | E17619-0014 | SCALE, SLING / BED | (CARDINAL) DETECTO SCALE CO | IBFL500 | 3843.73 | 2020-10-09 | 0
TX CHILDRENS | KN204601 | 401100095 | CENTRIFUGE, REFRIGERATED | JOUAN INC. | BR4i | 3840 | 2003-01-07 | 0
TX CHILDRENS | KN215277 | 401090129 | CENTRIFUGE, REFRIGERATED | JOUAN INC. | BR4i | 3840 | 2002-10-09 | 0
TX CHILDRENS | BE00066007 | 34107610 | BALANCE | SARTORIUS CORP | MSE6202P-100-D0 | 3835.73 | 2017-06-06 | 0
TX CHILDRENS | BE00108660 | 7NKF4959 | TUBE SEALER | FRESENIUS USA INC. | 9027001 | 3834.08 | 2019-07-31 | 0
TX CHILDRENS | BE00100218 | 6NKF4690 | TUBE SEALER | FRESENIUS USA INC. | 9027001 | 3834.08 | 2018-03-29 | 0
TX CHILDRENS | BE00108661 | 7NKF4937 | TUBE SEALER | FRESENIUS USA INC. | 9027001 | 3834.08 | 2019-07-31 | 0
TX CHILDRENS | BE00102142 | 11-0073 | TEST EQUIPMENT,NON-PATIENT | JOHNSON & JOHNSON HEALTHCARE SYSTEMS | LFPS2 | 3826.01 | 2019-08-14 | 0
TX CHILDRENS | KN211625 | 117498 | TV / VCR COMBO | SONY CORPORATION-SVCE CENTER | DSR-45 | 3825 | 2006-05-09 | 0
TX CHILDRENS | KN216292 | 520816 | SLITLAMP BIOMICROSCOPE | KOWA OPTIMED INC. | SL-15 | 3825 | 2005-06-15 | 0
TX CHILDRENS | KN211624 | 117540 | TV / VCR COMBO | SONY CORPORATION-SVCE CENTER | DSR-45 | 3825 | 2006-05-09 | 0
TX CHILDRENS | BE00107846 | (21)HFAW61238 | PHOTOTHERAPY UNIT, NEONATAL | DATEX-OHMEDA INC | BILISOFT LED | 3824.81 | 2019-03-27 | 0
TX CHILDRENS | BE00100108 | (21)HFAW60038 | PHOTOTHERAPY UNIT, NEONATAL | DATEX-OHMEDA INC | BILISOFT LED | 3824.81 | 2018-03-29 | 0
TX CHILDRENS | BE00086513 | (21)HFAW60498 | PHOTOTHERAPY UNIT, NEONATAL | DATEX-OHMEDA INC | BILISOFT LED | 3824.81 | 2018-10-01 | 0
TX CHILDRENS | BE00100106 | (21)HFAW60047 | PHOTOTHERAPY UNIT, NEONATAL | DATEX-OHMEDA INC | BILISOFT LED | 3824.81 | 2018-03-29 | 0
TX CHILDRENS | BE00086511 | (21)HFAW60491 | PHOTOTHERAPY UNIT, NEONATAL | DATEX-OHMEDA INC | BILISOFT LED | 3824.81 | 2018-10-01 | 0
TX CHILDRENS | BE00100105 | (21)HFAW60041 | PHOTOTHERAPY UNIT, NEONATAL | DATEX-OHMEDA INC | BILISOFT LED | 3824.81 | 2018-03-29 | 0
TX CHILDRENS | BE00100107 | (21)HFAW60043 | PHOTOTHERAPY UNIT, NEONATAL | DATEX-OHMEDA INC | BILISOFT LED | 3824.81 | 2018-03-29 | 0
TX CHILDRENS | KN228130 | 08-00839-R0-01 | COMPUTER CART | RUBBERMAID | A559M38-00 | 3824 | 2009-07-11 | 0
TX CHILDRENS | KN228129 | 08-00837-R0-01 | COMPUTER CART | RUBBERMAID | A559M38-00 | 3824 | 2009-07-11 | 0
TX CHILDRENS | KN228133 | 08-00838-R0-01 | COMPUTER CART | RUBBERMAID | A559M38-00 | 3824 | 2009-07-11 | 0
TX CHILDRENS | KN228132 | 08-00843-R0-01 | COMPUTER CART | RUBBERMAID | A559M38-00 | 3824 | 2009-07-11 | 0
TX CHILDRENS | KN228131 | 08-00847-R0-01 | COMPUTER CART | RUBBERMAID | A559M38-00 | 3824 | 2009-07-11 | 0
TX CHILDRENS | KN228127 | 08-1191-R0-01 | COMPUTER CART | RUBBERMAID | A559M38-00 | 3824 | 2009-07-11 | 0
TX CHILDRENS | KN228126 | 08-1190-R0-01 | COMPUTER CART | RUBBERMAID | A559M38-00 | 3824 | 2009-07-11 | 0
TX CHILDRENS | BE00089310 | SL0093201512 | MICROSCOPE ACCESSORIES | OLYMPUS AMERICA INC | U-HGLGPS | 3822.77 | 2018-05-10 | 0
TX CHILDRENS | BE00113487 | T71848001 | CIRCULATOR | GRANT INSTRUMENTS INC | TC120L | 3819 | 2020-06-05 | 0
TX CHILDRENS | BE00111360 | T71847001 | CIRCULATOR | GRANT INSTRUMENTS INC | TC120L | 3819 | 2020-06-05 | 0
TX CHILDRENS | KN223539 | RCK05420531GA | CO2 CARTRIDGE / MODULE | GE Medical Systems Information Tech Inc | EtCO2 M/S | 3812.5 | 2006-11-18 | 0
TX CHILDRENS | KN223538 | RCK05420530GA | CO2 CARTRIDGE / MODULE | GE Medical Systems Information Tech Inc | EtCO2 M/S | 3812.5 | 2006-11-18 | 0
TX CHILDRENS | KN223536 | RCK05410520GA | CO2 CARTRIDGE / MODULE | GE Medical Systems Information Tech Inc | EtCO2 M/S | 3812.5 | 2006-11-18 | 0
TX CHILDRENS | KN223534 | RCK05410517GA | CO2 CARTRIDGE / MODULE | GE Medical Systems Information Tech Inc | EtCO2 M/S | 3812.5 | 2006-11-18 | 0
TX CHILDRENS | KN225904 | RCK09133345GA | CO2 CARTRIDGE / MODULE | GE Medical Systems Information Tech Inc | EtCO2 M/S | 3812.5 | 2010-05-17 | 0
TX CHILDRENS | KN225903 | RCK09133344GA | CO2 CARTRIDGE / MODULE | GE Medical Systems Information Tech Inc | EtCO2 M/S | 3812.5 | 2010-05-17 | 0
TX CHILDRENS | KN223541 | RCK05420537GA | CO2 CARTRIDGE / MODULE | GE Medical Systems Information Tech Inc | EtCO2 M/S | 3812.5 | 2006-11-18 | 0
TX CHILDRENS | KN223540 | RCK05420532GA | CO2 CARTRIDGE / MODULE | GE Medical Systems Information Tech Inc | EtCO2 M/S | 3812.5 | 2006-11-18 | 0
TX CHILDRENS | KN223535 | RCK05410519GA | CO2 CARTRIDGE / MODULE | GE Medical Systems Information Tech Inc | EtCO2 M/S | 3812.5 | 2006-11-18 | 0
TX CHILDRENS | KN223537 | RCK05420529GA | CO2 CARTRIDGE / MODULE | GE Medical Systems Information Tech Inc | EtCO2 M/S | 3812.5 | 2006-11-18 | 0
TX CHILDRENS | KN225901 | RCK09133339GA | CO2 CARTRIDGE / MODULE | GE Medical Systems Information Tech Inc | EtCO2 M/S | 3812.5 | 2010-05-17 | 0
TX CHILDRENS | KN225902 | RCK09133342GA | CO2 CARTRIDGE / MODULE | GE Medical Systems Information Tech Inc | EtCO2 M/S | 3812.5 | 2010-05-17 | 0
TX CHILDRENS | BE00010095 | 2573051 | TEST EQUIPMENT,NON-PATIENT | Fluke Electronics Corporation | EAS 620 | 3809 | 2015-05-26 | 0
TX CHILDRENS | BE00088367 | (21)QAAW60011 | PHOTOTHERAPY UNIT, NEONATAL | DATEX-OHMEDA INC | SPOT PT LITE | 3800 | 2018-04-02 | 0
TX CHILDRENS | BE00110017 | (21)QAAY60029 | PHOTOTHERAPY UNIT, NEONATAL | DATEX-OHMEDA INC | SPOT PT LITE | 3800 | 2020-02-20 | 0
TX CHILDRENS | BE00088375 | (21)QAAV62198 | PHOTOTHERAPY UNIT, NEONATAL | DATEX-OHMEDA INC | SPOT PT LITE | 3800 | 2018-04-02 | 0
TX CHILDRENS | BE00109848 | (21)QAAY60028 | PHOTOTHERAPY UNIT, NEONATAL | DATEX-OHMEDA INC | SPOT PT LITE | 3800 | 2020-02-20 | 0
TX CHILDRENS | BE00088373 | (21)QAAW60048 | PHOTOTHERAPY UNIT, NEONATAL | DATEX-OHMEDA INC | SPOT PT LITE | 3800 | 2018-04-02 | 0
TX CHILDRENS | BE00088372 | (21)QAAW60010 | PHOTOTHERAPY UNIT, NEONATAL | DATEX-OHMEDA INC | SPOT PT LITE | 3800 | 2018-04-02 | 0
TX CHILDRENS | BE00100206 | (21)QAAW60220 | PHOTOTHERAPY UNIT, NEONATAL | DATEX-OHMEDA INC | SPOT PT LITE | 3800 | 2018-04-02 | 0
TX CHILDRENS | BE00109845 | (21)QAAY60024 | PHOTOTHERAPY UNIT, NEONATAL | DATEX-OHMEDA INC | SPOT PT LITE | 3800 | 2020-02-20 | 0
TX CHILDRENS | BE00100205 | (21)QAAW60218 | PHOTOTHERAPY UNIT, NEONATAL | DATEX-OHMEDA INC | SPOT PT LITE | 3800 | 2018-04-02 | 0
TX CHILDRENS | BE00088369 | (21)QAAW60051 | PHOTOTHERAPY UNIT, NEONATAL | DATEX-OHMEDA INC | SPOT PT LITE | 3800 | 2018-04-02 | 0
TX CHILDRENS | BE00088376 | (21)QAAW60126 | PHOTOTHERAPY UNIT, NEONATAL | DATEX-OHMEDA INC | SPOT PT LITE | 3800 | 2018-04-02 | 0
TX CHILDRENS | BE00100204 | (21)QAAW60214 | PHOTOTHERAPY UNIT, NEONATAL | DATEX-OHMEDA INC | SPOT PT LITE | 3800 | 2018-04-02 | 0
TX CHILDRENS | BE00110018 | (21)QAAY60025 | PHOTOTHERAPY UNIT, NEONATAL | DATEX-OHMEDA INC | SPOT PT LITE | 3800 | 2020-02-20 | 0
TX CHILDRENS | BE00088371 | (21)QAAW60050 | PHOTOTHERAPY UNIT, NEONATAL | DATEX-OHMEDA INC | SPOT PT LITE | 3800 | 2018-04-02 | 0
TX CHILDRENS | BE00088374 | (21)QAAW60054 | PHOTOTHERAPY UNIT, NEONATAL | DATEX-OHMEDA INC | SPOT PT LITE | 3800 | 2018-04-02 | 0
TX CHILDRENS | BE00109846 | (21)QAAY60027 | PHOTOTHERAPY UNIT, NEONATAL | DATEX-OHMEDA INC | SPOT PT LITE | 3800 | 2020-02-20 | 0
TX CHILDRENS | BE00088365 | (21)QAAW60047 | PHOTOTHERAPY UNIT, NEONATAL | DATEX-OHMEDA INC | SPOT PT LITE | 3800 | 2018-04-02 | 0
TX CHILDRENS | BE00088368 | (21)QAAW60055 | PHOTOTHERAPY UNIT, NEONATAL | DATEX-OHMEDA INC | SPOT PT LITE | 3800 | 2018-04-02 | 0
TX CHILDRENS | KN611686 | 10526306 | PROCESSOR, FILM | KONICA MEDICAL CORP | SRX-101 | 3800 | 2003-12-17 | 0
TX CHILDRENS | BE00088370 | (21)QAAW60044 | PHOTOTHERAPY UNIT, NEONATAL | DATEX-OHMEDA INC | SPOT PT LITE | 3800 | 2018-04-02 | 0
TX CHILDRENS | BE00110020 | (21)QAAY60013 | PHOTOTHERAPY UNIT, NEONATAL | DATEX-OHMEDA INC | SPOT PT LITE | 3800 | 2020-02-20 | 0
TX CHILDRENS | BE00100203 | (21)QAAW60213 | PHOTOTHERAPY UNIT, NEONATAL | DATEX-OHMEDA INC | SPOT PT LITE | 3800 | 2018-04-02 | 0
TX CHILDRENS | BE00110019 | (21)QAAY60012 | PHOTOTHERAPY UNIT, NEONATAL | DATEX-OHMEDA INC | SPOT PT LITE | 3800 | 2020-02-20 | 0
TX CHILDRENS | BE00088366 | (21)QAAW60009 | PHOTOTHERAPY UNIT, NEONATAL | DATEX-OHMEDA INC | SPOT PT LITE | 3800 | 2018-04-02 | 0
TX CHILDRENS | BE00109847 | (21)QAAY60011 | PHOTOTHERAPY UNIT, NEONATAL | DATEX-OHMEDA INC | SPOT PT LITE | 3800 | 2020-02-20 | 0
TX CHILDRENS | BE00035761 | V1305756 | TABLE, EXAM | CARDINAL HEALTH 200 LLC | 222-016 | 3799.26 | 2014-09-19 | 0
TX CHILDRENS | BE00035745 | V1305002 | TABLE, EXAM | CARDINAL HEALTH 200 LLC | 222-016 | 3799.26 | 2014-09-19 | 0
TX CHILDRENS | BE00035758 | V1304991 | TABLE, EXAM | CARDINAL HEALTH 200 LLC | 222-016 | 3799.26 | 2014-09-19 | 0
TX CHILDRENS | BE00064716 | 44190-0715 | TONOMETER | REICHERT INC | TONO-PEN AVIA | 3799 | 2016-08-02 | 0
TX CHILDRENS | KN217004 | DO503100686 | SIMULATOR | DNI NEVADA | OXITEST PLUS 7 | 3795 | 2004-10-23 | 0
TX CHILDRENS | BE00063305 | 1418AA151 | TONOMETER | ICARE FINLAND OY | TA01i | 3795 | 2015-10-11 | 0
TX CHILDRENS | BE00065669 | M104043 | SYRINGE INFUSION PUMP | MEDEX (MEDFUSION) | 3500 | 3790.63 | 2016-10-08 | 0
TX CHILDRENS | BE00065662 | M104055 | SYRINGE INFUSION PUMP | MEDEX (MEDFUSION) | 3500 | 3790.63 | 2016-10-08 | 0
TX CHILDRENS | BE00065657 | M104047 | SYRINGE INFUSION PUMP | MEDEX (MEDFUSION) | 3500 | 3790.63 | 2016-10-08 | 0
TX CHILDRENS | BE00065679 | M104053 | SYRINGE INFUSION PUMP | MEDEX (MEDFUSION) | 3500 | 3790.63 | 2016-10-08 | 0
TX CHILDRENS | BE00065656 | M104046 | SYRINGE INFUSION PUMP | MEDEX (MEDFUSION) | 3500 | 3790.63 | 2016-10-08 | 0
TX CHILDRENS | BE00065667 | M104042 | SYRINGE INFUSION PUMP | MEDEX (MEDFUSION) | 3500 | 3790.63 | 2016-10-08 | 0
TX CHILDRENS | BE00065673 | M104058 | SYRINGE INFUSION PUMP | MEDEX (MEDFUSION) | 3500 | 3790.63 | 2016-10-08 | 0
TX CHILDRENS | BE00065672 | M104062 | SYRINGE INFUSION PUMP | MEDEX (MEDFUSION) | 3500 | 3790.63 | 2016-10-08 | 0
TX CHILDRENS | BE00065674 | M104059 | SYRINGE INFUSION PUMP | MEDEX (MEDFUSION) | 3500 | 3790.63 | 2016-10-08 | 0
TX CHILDRENS | BE00065668 | M104039 | SYRINGE INFUSION PUMP | MEDEX (MEDFUSION) | 3500 | 3790.63 | 2016-10-08 | 0
TX CHILDRENS | BE00065655 | M104045 | SYRINGE INFUSION PUMP | MEDEX (MEDFUSION) | 3500 | 3790.63 | 2016-10-08 | 0
TX CHILDRENS | BE00065676 | M104052 | SYRINGE INFUSION PUMP | MEDEX (MEDFUSION) | 3500 | 3790.63 | 2016-10-08 | 0
TX CHILDRENS | BE00065660 | M104050 | SYRINGE INFUSION PUMP | MEDEX (MEDFUSION) | 3500 | 3790.63 | 2016-10-08 | 0
TX CHILDRENS | BE00065670 | M104044 | SYRINGE INFUSION PUMP | MEDEX (MEDFUSION) | 3500 | 3790.63 | 2016-10-08 | 0
TX CHILDRENS | BE00065666 | M104040 | SYRINGE INFUSION PUMP | MEDEX (MEDFUSION) | 3500 | 3790.63 | 2016-10-08 | 0
TX CHILDRENS | BE00065678 | M104061 | SYRINGE INFUSION PUMP | MEDEX (MEDFUSION) | 3500 | 3790.63 | 2016-10-08 | 0
TX CHILDRENS | BE00065658 | M104048 | SYRINGE INFUSION PUMP | MEDEX (MEDFUSION) | 3500 | 3790.63 | 2016-10-08 | 0
TX CHILDRENS | BE00065671 | M104057 | SYRINGE INFUSION PUMP | MEDEX (MEDFUSION) | 3500 | 3790.63 | 2016-10-08 | 0
TX CHILDRENS | BE00065675 | M104051 | SYRINGE INFUSION PUMP | MEDEX (MEDFUSION) | 3500 | 3790.63 | 2016-10-08 | 0
TX CHILDRENS | BE00065665 | M104038 | SYRINGE INFUSION PUMP | MEDEX (MEDFUSION) | 3500 | 3790.63 | 2016-10-08 | 0
TX CHILDRENS | BE00065663 | M104056 | SYRINGE INFUSION PUMP | MEDEX (MEDFUSION) | 3500 | 3790.63 | 2016-10-08 | 0
TX CHILDRENS | BE00065659 | M104049 | SYRINGE INFUSION PUMP | MEDEX (MEDFUSION) | 3500 | 3790.63 | 2016-10-08 | 0
TX CHILDRENS | KN198464 | 650456 | MICROSCOPE | NIKON INSTRUMENT INC | ECLIPSE E400 | 3789.22 | 1998-06-12 | 0
TX CHILDRENS | BE00101442 | 10000000108046 | SCALE, PATIENT WHEELCHAIR | Seca Corp. | 676 | 3788.94 | 2019-10-16 | 0
TX CHILDRENS | BE00101149 | 10000000174490 | SCALE, PATIENT WHEELCHAIR | Seca Corp. | 676 | 3788.94 | 2020-05-12 | 0
TX CHILDRENS | BE00059667 | V1385544 | TABLE, EXAM | CARDINAL HEALTH 200 LLC | 222-016 | 3788.64 | 2014-07-31 | 0
TX CHILDRENS | BE00059665 | V1385538 | TABLE, EXAM | CARDINAL HEALTH 200 LLC | 222-016 | 3788.64 | 2014-07-31 | 0
TX CHILDRENS | BE00059670 | V1384963 | TABLE, EXAM | CARDINAL HEALTH 200 LLC | 222-016 | 3788.64 | 2014-07-31 | 0
TX CHILDRENS | BE00059662 | V1384946 | TABLE, EXAM | CARDINAL HEALTH 200 LLC | 222-016 | 3788.64 | 2014-07-31 | 0
TX CHILDRENS | BE00089120 | 0000875-03 | CENTRIFUGE | HETTICH AG | EBA 280 | 3784.62 | 2017-12-26 | 0
TX CHILDRENS | BE00089119 | 0000876-03 | CENTRIFUGE | HETTICH AG | EBA 280 | 3784.62 | 2017-12-26 | 0
TX CHILDRENS | BE00087007 | 80559-04 | NASALANCE ANALYZER | PENTAX PRECISION INSTRUMENT CORP | 6450 | 3780 | 2020-02-04 | 0
TX CHILDRENS | BE00115013 | ASNF-0379 | ANESTHETIC VAPORIZER | DRAEGER MEDICAL INC | SEVO 2000 | 3779.27 | 2021-07-29 | 0
TX CHILDRENS | BE00115006 | ASNF-0014 | ANESTHETIC VAPORIZER | DRAEGER MEDICAL INC | ISO 2000 | 3779.27 | 2021-07-29 | 0
TX CHILDRENS | BE00114985 | ASNF-0373 | ANESTHETIC VAPORIZER | DRAEGER MEDICAL INC | SEVO 2000 | 3779.27 | 2021-07-29 | 0
TX CHILDRENS | BE00114993 | ASNF-0371 | ANESTHETIC VAPORIZER | DRAEGER MEDICAL INC | SEVO 2000 | 3779.27 | 2021-07-29 | 0
TX CHILDRENS | BE00114997 | ASNF-0375 | ANESTHETIC VAPORIZER | DRAEGER MEDICAL INC | SEVO 2000 | 3779.27 | 2021-07-29 | 0
TX CHILDRENS | BE00115010 | ASNF-0011 | ANESTHETIC VAPORIZER | DRAEGER MEDICAL INC | ISO 2000 | 3779.27 | 2021-07-29 | 0
TX CHILDRENS | BE00115014 | ASNF-0019 | ANESTHETIC VAPORIZER | DRAEGER MEDICAL INC | ISO 2000 | 3779.27 | 2021-07-29 | 0
TX CHILDRENS | BE00115009 | ASNF-0377 | ANESTHETIC VAPORIZER | DRAEGER MEDICAL INC | SEVO 2000 | 3779.27 | 2021-07-29 | 0
TX CHILDRENS | BE00114998 | ASNF-0013 | ANESTHETIC VAPORIZER | DRAEGER MEDICAL INC | ISO 2000 | 3779.27 | 2021-07-29 | 0
TX CHILDRENS | BE00114982 | ASNF-0015 | ANESTHETIC VAPORIZER | DRAEGER MEDICAL INC | ISO 2000 | 3779.27 | 2021-07-29 | 0
TX CHILDRENS | BE00115005 | ASNF-0376 | ANESTHETIC VAPORIZER | DRAEGER MEDICAL INC | SEVO 2000 | 3779.27 | 2021-07-29 | 0
TX CHILDRENS | BE00114989 | ASNF-0018 | ANESTHETIC VAPORIZER | DRAEGER MEDICAL INC | ISO 2000 | 3779.27 | 2021-07-29 | 0
TX CHILDRENS | BE00115002 | ASNF-0012 | ANESTHETIC VAPORIZER | DRAEGER MEDICAL INC | ISO 2000 | 3779.27 | 2021-07-29 | 0
TX CHILDRENS | BE00115001 | ASNF-0374 | ANESTHETIC VAPORIZER | DRAEGER MEDICAL INC | SEVO 2000 | 3779.27 | 2021-07-29 | 0
TX CHILDRENS | BE00114988 | ASNF-0372 | ANESTHETIC VAPORIZER | DRAEGER MEDICAL INC | SEVO 2000 | 3779.27 | 2021-07-29 | 0
TX CHILDRENS | BE00115943 | ASND-1300 | ANESTHETIC VAPORIZER | DRAEGER MEDICAL INC | ISO 2000 | 3779.27 | 2021-07-05 | 0
TX CHILDRENS | BE00114986 | ASNF-0017 | ANESTHETIC VAPORIZER | DRAEGER MEDICAL INC | ISO 2000 | 3779.27 | 2021-07-29 | 0
TX CHILDRENS | BE00114981 | ASNF-0378 | ANESTHETIC VAPORIZER | DRAEGER MEDICAL INC | SEVO 2000 | 3779.27 | 2021-07-29 | 0
TX CHILDRENS | BE00114994 | ASNF-0016 | ANESTHETIC VAPORIZER | DRAEGER MEDICAL INC | ISO 2000 | 3779.27 | 2021-07-29 | 0
TX CHILDRENS | BE00115017 | ASML-0660 | ANESTHETIC VAPORIZER | DRAEGER MEDICAL INC | SEVO 2000 | 3779.27 | 2021-07-05 | 0
TX CHILDRENS | BE00100226 | 97539987 | CAPNOGRAPH | NELLCOR PURITAN BENNETT LLC | N-85 | 3774.5 | 2022-03-29 | 0
TX CHILDRENS | BE00100225 | 97540245 | CAPNOGRAPH | NELLCOR PURITAN BENNETT LLC | N-85 | 3774.5 | 2022-03-29 | 0
TX CHILDRENS | BE00060289 | M4252 | SYRINGE INFUSION PUMP | MEDEX (MEDFUSION) | 3500 | 3773 | 2015-06-16 | 0
TX CHILDRENS | BE00060288 | M4251 | SYRINGE INFUSION PUMP | MEDEX (MEDFUSION) | 3500 | 3773 | 2015-06-16 | 0
TX CHILDRENS | BE00100003 | 2037488 | PLATLET ROTATOR | HELMER LABS INC | PF96i | 3771.69 | 2018-06-27 | 0
TX CHILDRENS | BE00100004 | 2037489 | PLATLET ROTATOR | HELMER LABS INC | PF96i | 3771.69 | 2018-06-27 | 0
TX CHILDRENS | BE00122084 | S088562 | HEMATOLOGY ANALYZER | SIEMENS MEDICAL SOLUTIONS USA INC | DCA VANTAGE | 3771.38 | 2024-12-27 | 0
TX CHILDRENS | BE00122083 | S088549 | HEMATOLOGY ANALYZER | SIEMENS MEDICAL SOLUTIONS USA INC | DCA VANTAGE | 3771.38 | 2024-12-27 | 0
TX CHILDRENS | BE00118304 | S086697 | HEMATOLOGY ANALYZER | SIEMENS MEDICAL SOLUTIONS USA INC | DCA VANTAGE | 3771.38 | 2023-01-05 | 0
TX CHILDRENS | BE00066473 | 600893 | CHAIR, DENTAL | PELTON AND CRANE CO. | SP17 | 3767 | 2017-01-06 | 0
TX CHILDRENS | BE00114182 | 5045710 | SIMULATOR | Fluke Electronics Corporation | SPOT LIGHT | 3767 | 2021-10-04 | 0
TX CHILDRENS | BE00100494 | ASJM-1625 | ANESTHETIC VAPORIZER | DRAEGER MEDICAL INC | SEVO 2000 | 3766.19 | 2018-03-13 | 0
TX CHILDRENS | BE00100497 | ASJM-1628 | ANESTHETIC VAPORIZER | DRAEGER MEDICAL INC | SEVO 2000 | 3766.19 | 2018-03-13 | 0
TX CHILDRENS | BE00100488 | ASJM-1623 | ANESTHETIC VAPORIZER | DRAEGER MEDICAL INC | SEVO 2000 | 3766.19 | 2018-03-13 | 0
TX CHILDRENS | BE00100508 | ASJN-0144 | ANESTHETIC VAPORIZER | DRAEGER MEDICAL INC | SEVO 2000 | 3766.19 | 2018-03-13 | 0
TX CHILDRENS | BE00100503 | ASJN-0145 | ANESTHETIC VAPORIZER | DRAEGER MEDICAL INC | SEVO 2000 | 3766.19 | 2018-03-13 | 0
TX CHILDRENS | BE00100484 | ASJM-1624 | ANESTHETIC VAPORIZER | DRAEGER MEDICAL INC | SEVO 2000 | 3766.19 | 2018-03-13 | 0
TX CHILDRENS | BE00100489 | ASJM-1626 | ANESTHETIC VAPORIZER | DRAEGER MEDICAL INC | SEVO 2000 | 3766.19 | 2018-03-13 | 0
TX CHILDRENS | BE00101519 | ASJM-1627 | ANESTHETIC VAPORIZER | DRAEGER MEDICAL INC | SEVO 2000 | 3766.19 | 2018-03-13 | 0
TX CHILDRENS | BE00100505 | ASJN-0143 | ANESTHETIC VAPORIZER | DRAEGER MEDICAL INC | SEVO 2000 | 3766.19 | 2018-03-13 | 0
TX CHILDRENS | BE00101522 | ASJM-1622 | ANESTHETIC VAPORIZER | DRAEGER MEDICAL INC | SEVO 2000 | 3766.19 | 2018-03-13 | 0
TX CHILDRENS | BE00100500 | ASJM-1629 | ANESTHETIC VAPORIZER | DRAEGER MEDICAL INC | SEVO 2000 | 3766.19 | 2018-03-13 | 0
TX CHILDRENS | BE00100502 | ASJN-0142 | ANESTHETIC VAPORIZER | DRAEGER MEDICAL INC | SEVO 2000 | 3766.19 | 2018-03-13 | 0
TX CHILDRENS | BE00012595 | 11033610109413 | LIGHT, EXAM, AC-POWERED | STERIS Corporation | HARMONY LA 300 | 3760 | 2011-01-27 | 0
TX CHILDRENS | BE00012330 | 11030410106153 | LIGHT, EXAM, AC-POWERED | STERIS Corporation | HARMONY LA 300 | 3760 | 2011-01-27 | 0
TX CHILDRENS | BE00013883 | 1103710106216 | LIGHT, EXAM, AC-POWERED | STERIS Corporation | HARMONY LA 300 | 3760 | 2011-04-08 | 0
TX CHILDRENS | BE00012556 | 11033610109416 | LIGHT, EXAM, AC-POWERED | STERIS Corporation | HARMONY LA 300 | 3760 | 2011-01-27 | 0
TX CHILDRENS | BE00012593 | 11033410109795 | LIGHT, EXAM, AC-POWERED | STERIS Corporation | HARMONY LA 300 | 3760 | 2011-01-27 | 0
TX CHILDRENS | BE00012594 | 11033610109415 | LIGHT, EXAM, AC-POWERED | STERIS Corporation | HARMONY LA 300 | 3760 | 2011-01-27 | 0
TX CHILDRENS | BE00012555 | 11033910109796 | LIGHT, EXAM, AC-POWERED | STERIS Corporation | HARMONY LA 300 | 3760 | 2011-01-27 | 0
TX CHILDRENS | BE00012554 | 11033910109792 | LIGHT, EXAM, AC-POWERED | STERIS Corporation | HARMONY LA 300 | 3760 | 2011-01-27 | 0
TX CHILDRENS | BE00113018 | 5702 IL709603 | CENTRIFUGE | Eppendorf North America Inc | 5702 | 3758.28 | 2020-12-05 | 0
TX CHILDRENS | BE00113017 | 5702 IL749602 | CENTRIFUGE | Eppendorf North America Inc | 5702 | 3758.28 | 2020-12-05 | 0
TX CHILDRENS | BE00119717 | SH623070353SA | NONINVASIVE BP MANAGEMENT SYST | GE - DINAMAP (CRITIKON) | V100 | 3753.82 | 2024-04-09 | 0
TX CHILDRENS | BE00119718 | SH623070359SA | NONINVASIVE BP MANAGEMENT SYST | GE - DINAMAP (CRITIKON) | V100 | 3753.82 | 2024-04-09 | 0
TX CHILDRENS | BE00119716 | SH623070345SA | NONINVASIVE BP MANAGEMENT SYST | GE - DINAMAP (CRITIKON) | V100 | 3753.82 | 2024-04-09 | 0
TX CHILDRENS | KN199078 | 27318-4114 | INCUBATOR CO2 | FORMA SCIENTIFIC | 3110 | 3750 | 2003-10-16 | 0
TX CHILDRENS | BE00035854 | 60632 | DENTAL OPERATIVE UNIT | GREAT LAKES ORTHODONTICS LTD | BIOSTAR VI | 3750 | 2015-05-27 | 0
TX CHILDRENS | KN199077 | 27318-4115 | INCUBATOR CO2 | FORMA SCIENTIFIC | 3110 | 3750 | 2003-10-16 | 0
TX CHILDRENS | BE00114650 | (21)107238200902 | SCALE, PATIENT WHEELCHAIR | SCALETRONIX, INC. (subsidiary of WELCH-ALLYN) | 6202 | 3750 | 2022-01-13 | 0
TX CHILDRENS | KN199151 | 27317-4111 | INCUBATOR CO2 | FORMA SCIENTIFIC | 3110 | 3750 | 1998-09-21 | 0
TX CHILDRENS | BE00126554 | 32203901621 | SLITLAMP BIOMICROSCOPE | KOWA OPTIMED INC. | SL-19 | 3750 | 2025-04-07 | 0
TX CHILDRENS | KN201092 | 27416-4641 | INCUBATOR CO2 | FORMA SCIENTIFIC | 3110 | 3750 | 1998-12-23 | 0
TX CHILDRENS | KN201093 | 27416-4638 | INCUBATOR CO2 | FORMA SCIENTIFIC | 3110 | 3750 | 1998-12-23 | 0
TX CHILDRENS | BE00034992 | 621BR 05983 | DNA THERMAL CYCLER | BIO RAD LABORATORIES INC | T100 | 3750 | 2013-04-22 | 0
TX CHILDRENS | KN199152 | 27317-4109 | INCUBATOR CO2 | FORMA SCIENTIFIC | 3110 | 3750 | 1998-09-21 | 0
TX CHILDRENS | BE00088862 | 417216045 | LIGHT, EXAM, AC-POWERED | STERIS Corporation | HARMONY LA 300 | 3745.71 | 2017-10-03 | 0
TX CHILDRENS | BE00065337 | 420215007 | LIGHT, EXAM, AC-POWERED | STERIS Corporation | HARMONY LA 300 | 3745.71 | 2016-11-01 | 0
TX CHILDRENS | BE00088861 | 417216043 | LIGHT, EXAM, AC-POWERED | STERIS Corporation | HARMONY LA 300 | 3745.71 | 2017-10-03 | 0
TX CHILDRENS | BE00088863 | 417216047 | LIGHT, EXAM, AC-POWERED | STERIS Corporation | HARMONY LA 300 | 3745.71 | 2017-10-03 | 0
TX CHILDRENS | BE00088865 | 417916017 | LIGHT, EXAM, AC-POWERED | STERIS Corporation | HARMONY LA 300 | 3745.71 | 2017-10-03 | 0
TX CHILDRENS | BE00088864 | 417216051 | LIGHT, EXAM, AC-POWERED | STERIS Corporation | HARMONY LA 300 | 3745.71 | 2017-10-03 | 0
TX CHILDRENS | KN199888 | 27936-6000 | INCUBATOR CO2 | FORMA SCIENTIFIC | 3110 | 3740 | 1999-07-31 | 0
TX CHILDRENS | KN199884 | 27936-5982 | INCUBATOR CO2 | FORMA SCIENTIFIC | 3110 | 3740 | 1999-07-31 | 0
TX CHILDRENS | KN222930 | 45664-10507 | INCUBATOR CO2 | FORMA SCIENTIFIC | 3110 | 3740 | 2005-02-16 | 0
TX CHILDRENS | KN211117 | NONE | OTO-OPHTHALMOSCOPE | WELCH ALLYN INC | 76710 | 3740 | 2003-01-14 | 0
TX CHILDRENS | KN200249 | 28617-8290 | INCUBATOR CO2 | FORMA SCIENTIFIC | 3110 | 3740 | 1999-04-23 | 0
TX CHILDRENS | KN222929 | 45664-10521 | INCUBATOR CO2 | FORMA SCIENTIFIC | 3110 | 3740 | 2005-02-16 | 0
TX CHILDRENS | KN200223 | 27815-5675 | INCUBATOR CO2 | FORMA SCIENTIFIC | 3110 | 3740 | 1999-04-23 | 0
TX CHILDRENS | KN211115 | NONE | OTO-OPHTHALMOSCOPE | WELCH ALLYN INC | 76710 | 3740 | 2003-01-14 | 0
TX CHILDRENS | KN200224 | 28705-8583 | INCUBATOR CO2 | FORMA SCIENTIFIC | 3110 | 3740 | 1999-04-23 | 0
TX CHILDRENS | KN199889 | 27936-6002 | INCUBATOR CO2 | FORMA SCIENTIFIC | 3110 | 3740 | 1999-07-31 | 0
TX CHILDRENS | KN200253 | 28615-8162 | INCUBATOR CO2 | FORMA SCIENTIFIC | 3110 | 3740 | 1999-04-23 | 0
TX CHILDRENS | KN200254 | 28516-8161 | INCUBATOR CO2 | FORMA SCIENTIFIC | 3110 | 3740 | 1999-04-23 | 0
TX CHILDRENS | KN200248 | 28617-8289 | INCUBATOR CO2 | FORMA SCIENTIFIC | 3110 | 3740 | 1999-04-23 | 0
TX CHILDRENS | KN200222 | 27936-6004 | INCUBATOR CO2 | FORMA SCIENTIFIC | 3110 | 3740 | 1999-04-23 | 0
TX CHILDRENS | KN7002401 | 302647-23897 | INCUBATOR CO2 | FORMA SCIENTIFIC | 3110 | 3740 | 2005-05-10 | 0
TX CHILDRENS | HTMUS-33913WP0 | 335913WP0 | PROBE, CURVED LINEAR - LINEAR | GE Precision Healthcare LLC | L8-18i-RS | 3737.5 | 2025-05-02 | 0
TX CHILDRENS | BE00111358 | 9XTWPV2 | IMAGE GUIDED SURGICAL COMPUTER | CLEARPOINT NEURO (formerly MRI INTERVENTIONS) | CLEARPOINT SYSTEM | 3735 | 2020-03-23 | 0
TX CHILDRENS | BE00108675 | 17/28185 | LIGHT, EXAM, AC-POWERED | STRYKER CORP | MACH LED 130F | 3732.96 | 2019-09-30 | 0
TX CHILDRENS | KN219945 | 2002-2615 | SCALE, SLING / BED | SCALETRONIX, INC. (subsidiary of WELCH-ALLYN) | 2002 | 3730.25 | 2006-07-27 | 0
TX CHILDRENS | BE00065284 | 2002-3953 | SCALE, SLING / BED | SCALETRONIX, INC. (subsidiary of WELCH-ALLYN) | 2002 | 3730.25 | 2016-10-12 | 0
TX CHILDRENS | KN219944 | 2002-2614 | SCALE, SLING / BED | SCALETRONIX, INC. (subsidiary of WELCH-ALLYN) | 2002 | 3730.25 | 2006-07-27 | 0
TX CHILDRENS | KN215176 | 104681 | TEST EQUIPMENT,NON-PATIENT | HOLTAIN LTD | HI-4433HSE | 3725 | 2002-07-27 | 0
TX CHILDRENS | BE00127541 | L22176154292 | HPLC DEGASSER | SHIMADZU SCIENTIFIC INSTRUMENT | DGU-405 | 3724.8 | 2024-09-20 | 41071.74
TX CHILDRENS | BE00104476 | V2042510 | CHAIR, EXAM | RITTER MIDWEST DIV SYBRON CORP | 224-001 | 3721.67 | 2020-02-27 | 0
TX CHILDRENS | BE00108214 | GBB1702226 | PULSE OXIMETER | COVIDIEN LP | PM1000N | 3720 | 2023-03-28 | 0
TX CHILDRENS | BE00108209 | GBB1701901 | PULSE OXIMETER | COVIDIEN LP | PM1000N | 3720 | 2023-03-28 | 0
TX CHILDRENS | BE00108207 | GBB1702044 | PULSE OXIMETER | COVIDIEN LP | PM1000N | 3720 | 2023-03-28 | 0
TX CHILDRENS | BE00108205 | GBB1702034 | PULSE OXIMETER | COVIDIEN LP | PM1000N | 3720 | 2023-03-28 | 0
TX CHILDRENS | BE00108211 | GBB1702020 | PULSE OXIMETER | COVIDIEN LP | PM1000N | 3720 | 2023-03-28 | 0
TX CHILDRENS | BE00108215 | GBB1702038 | PULSE OXIMETER | COVIDIEN LP | PM1000N | 3720 | 2023-03-28 | 0
TX CHILDRENS | BE00108218 | GBB1702035 | PULSE OXIMETER | COVIDIEN LP | PM1000N | 3720 | 2023-03-28 | 0
TX CHILDRENS | BE00108204 | GBB1702028 | PULSE OXIMETER | COVIDIEN LP | PM1000N | 3720 | 2023-03-28 | 0
TX CHILDRENS | BE00108217 | GBB1702036 | PULSE OXIMETER | COVIDIEN LP | PM1000N | 3720 | 2023-03-28 | 0
TX CHILDRENS | BE00108210 | GBB1701952 | PULSE OXIMETER | COVIDIEN LP | PM1000N | 3720 | 2023-03-28 | 0
TX CHILDRENS | BE00108208 | GBB1702041 | PULSE OXIMETER | COVIDIEN LP | PM1000N | 3720 | 2023-03-28 | 0
TX CHILDRENS | BE00108206 | GBB1701940 | PULSE OXIMETER | COVIDIEN LP | PM1000N | 3720 | 2023-03-28 | 0
TX CHILDRENS | BE00108216 | GBB1702021 | PULSE OXIMETER | COVIDIEN LP | PM1000N | 3720 | 2023-03-28 | 0
TX CHILDRENS | BE00108213 | GBB1702013 | PULSE OXIMETER | COVIDIEN LP | PM1000N | 3720 | 2023-03-28 | 0
TX CHILDRENS | BE00108212 | GBB1702024 | PULSE OXIMETER | COVIDIEN LP | PM1000N | 3720 | 2023-03-28 | 0
TX CHILDRENS | BE00108203 | GBB1702046 | PULSE OXIMETER | COVIDIEN LP | PM1000N | 3720 | 2023-03-28 | 0
TX CHILDRENS | BE00113581 | 0578/2010 | WATER BATH | KLS-MARTIN LP | 52-400-98-04 | 3717 | 2021-04-26 | 0
TX CHILDRENS | BE00104151 | V2030103 | CHAIR, EXAM | RITTER MIDWEST DIV SYBRON CORP | 224-001 | 3715.63 | 2019-10-17 | 0
TX CHILDRENS | BE00118250 | GS0089135 | TYMPANOMETER | LUCAS GRASON STADLER (GSI) | ALLEGRO | 3715 | 2023-05-09 | 0
TX CHILDRENS | BE00116620 | GS0080636 | TYMPANOMETER | LUCAS GRASON STADLER (GSI) | ALLEGRO | 3715 | 2022-04-20 | 0
TX CHILDRENS | BE00062685 | M5084 | SYRINGE INFUSION PUMP | MEDEX (MEDFUSION) | 3500 | 3705 | 2015-09-24 | 0
TX CHILDRENS | BE00062688 | M5076 | SYRINGE INFUSION PUMP | MEDEX (MEDFUSION) | 3500 | 3705 | 2015-09-24 | 0
TX CHILDRENS | BE00062344 | M5085 | SYRINGE INFUSION PUMP | MEDEX (MEDFUSION) | 3500 | 3705 | 2015-09-24 | 0
TX CHILDRENS | BE00062318 | M5082 | SYRINGE INFUSION PUMP | MEDEX (MEDFUSION) | 3500 | 3705 | 2015-09-24 | 0
TX CHILDRENS | BE00115376 | 19080165 | INCUBATOR | PHC Corporation of North America | MIR-154-PA | 3702.13 | 2021-06-03 | 0
TX CHILDRENS | BE00088469 | 69115287NA | DISPLAY, VIDEO | NEC CO. | MULTISYNC P553 | 3700 | 2018-03-13 | 0
TX CHILDRENS | BE00034401 | A931643 | ASPIRATOR | Cook Medical LLC | K-MAR-5200 | 3700 | 2015-04-28 | 0
TX CHILDRENS | BE00088463 | 69115291NA | DISPLAY, VIDEO | NEC CO. | MULTISYNC P553 | 3700 | 2018-03-13 | 0
TX CHILDRENS | BE00088472 | 69115288NA | DISPLAY, VIDEO | NEC CO. | MULTISYNC P553 | 3700 | 2018-03-13 | 0
TX CHILDRENS | BE00119739 | 101137J | DISTRACTION DEVICE | TFH USA LTD | VECTA DELUXE | 3699 | 2024-04-20 | 0
TX CHILDRENS | BE00119740 | 101138J | DISTRACTION DEVICE | TFH USA LTD | VECTA DELUXE | 3699 | 2024-04-20 | 0
TX CHILDRENS | BE00119521 | 101149J | DISTRACTION DEVICE | TFH USA LTD | VECTA JR | 3699 | 2024-10-18 | 0
TX CHILDRENS | BE00118815 | 5702 LL857498 | CENTRIFUGE | Eppendorf North America Inc | 5702 | 3695.05 | 2024-01-31 | 0
TX CHILDRENS | BE00118187 | 2203-00340 | HYBRIDIZER | BOEKEL INDUSTRIES | 230402ILL | 3693.96 | 2023-10-12 | 0
TX CHILDRENS | BE00124124 | (21)U107211240964 | SCALE, PATIENT STAND-ON | SCALETRONIX, INC. (subsidiary of WELCH-ALLYN) | 5002 | 3693.17 | 2025-03-28 | 0
TX CHILDRENS | BE00061835 | 11103710100220 | LIGHT, EXAM, AC-POWERED | STERIS Corporation | HARMONY LA 300 | 3691.28 | 2012-02-09 | 0
TX CHILDRENS | BE00057801 | 11092510100309 | LIGHT, EXAM, AC-POWERED | STERIS Corporation | HARMONY LA 300 | 3691.28 | 2012-02-09 | 0
TX CHILDRENS | BE00057800 | 11092510100312 | LIGHT, EXAM, AC-POWERED | STERIS Corporation | HARMONY LA 300 | 3691.28 | 2012-02-09 | 0
TX CHILDRENS | BE00109901 | 7X056015NA | DISPLAY, VIDEO | NEC CO. | MULTISYNC V423 | 3690 | 2020-12-14 | 0
TX CHILDRENS | BE00082822 | 5Y009904NA | DISPLAY, VIDEO | NEC CO. | MULTISYNC P553 | 3690 | 2017-04-20 | 0
TX CHILDRENS | BE00109919 | 7X057358NA | DISPLAY, VIDEO | NEC CO. | MULTISYNC V423 | 3690 | 2020-12-14 | 0
TX CHILDRENS | BE00109935 | 76053228NA | DISPLAY, VIDEO | NEC CO. | MULTISYNC V423 | 3690 | 2020-12-14 | 0
TX CHILDRENS | BE00109918 | 7X955987NA | DISPLAY, VIDEO | NEC CO. | MULTISYNC V423 | 3690 | 2020-12-14 | 0
TX CHILDRENS | BE00089024 | 60316 | EXERCISE EQUIP, NON-POWERED | QUANTUM FITNESS CORP. | MUSCLE TRAINER | 3686.17 | 2017-10-03 | 0
TX CHILDRENS | BE00064183 | M7000 | SYRINGE INFUSION PUMP | MEDEX (MEDFUSION) | 3500 | 3684.5 | 2016-05-17 | 0
TX CHILDRENS | BE00064161 | M6990 | SYRINGE INFUSION PUMP | MEDEX (MEDFUSION) | 3500 | 3684.5 | 2016-05-17 | 0
TX CHILDRENS | BE00064153 | M7124 | SYRINGE INFUSION PUMP | MEDEX (MEDFUSION) | 3500 | 3684.5 | 2016-05-17 | 0
TX CHILDRENS | BE00064158 | M6994 | SYRINGE INFUSION PUMP | MEDEX (MEDFUSION) | 3500 | 3684.5 | 2016-05-17 | 0
TX CHILDRENS | BE00064180 | M7001 | SYRINGE INFUSION PUMP | MEDEX (MEDFUSION) | 3500 | 3684.5 | 2016-05-17 | 0
TX CHILDRENS | BE00064146 | M7114 | SYRINGE INFUSION PUMP | MEDEX (MEDFUSION) | 3500 | 3684.5 | 2016-05-17 | 0
TX CHILDRENS | BE00064145 | M7119 | SYRINGE INFUSION PUMP | MEDEX (MEDFUSION) | 3500 | 3684.5 | 2016-05-17 | 0
TX CHILDRENS | BE00064173 | M6998 | SYRINGE INFUSION PUMP | MEDEX (MEDFUSION) | 3500 | 3684.5 | 2016-05-17 | 0
TX CHILDRENS | BE00064184 | M6991 | SYRINGE INFUSION PUMP | MEDEX (MEDFUSION) | 3500 | 3684.5 | 2016-05-17 | 0
TX CHILDRENS | BE00064152 | M6989 | SYRINGE INFUSION PUMP | MEDEX (MEDFUSION) | 3500 | 3684.5 | 2016-05-17 | 0
TX CHILDRENS | BE00064159 | M6971 | SYRINGE INFUSION PUMP | MEDEX (MEDFUSION) | 3500 | 3684.5 | 2016-05-17 | 0
TX CHILDRENS | BE00064192 | M6982 | SYRINGE INFUSION PUMP | MEDEX (MEDFUSION) | 3500 | 3684.5 | 2016-05-17 | 0
TX CHILDRENS | BE00064168 | M7126 | SYRINGE INFUSION PUMP | MEDEX (MEDFUSION) | 3500 | 3684.5 | 2016-05-17 | 0
TX CHILDRENS | BE00064188 | M6997 | SYRINGE INFUSION PUMP | MEDEX (MEDFUSION) | 3500 | 3684.5 | 2016-05-17 | 0
TX CHILDRENS | BE00064174 | M6972 | SYRINGE INFUSION PUMP | MEDEX (MEDFUSION) | 3500 | 3684.5 | 2016-05-17 | 0
TX CHILDRENS | BE00064181 | M6996 | SYRINGE INFUSION PUMP | MEDEX (MEDFUSION) | 3500 | 3684.5 | 2016-05-17 | 0
TX CHILDRENS | BE00064160 | M6985 | SYRINGE INFUSION PUMP | MEDEX (MEDFUSION) | 3500 | 3684.5 | 2016-05-17 | 0
TX CHILDRENS | BE00064166 | M7125 | SYRINGE INFUSION PUMP | MEDEX (MEDFUSION) | 3500 | 3684.5 | 2016-05-17 | 0
TX CHILDRENS | BE00064170 | M6980 | SYRINGE INFUSION PUMP | MEDEX (MEDFUSION) | 3500 | 3684.5 | 2016-05-17 | 0
TX CHILDRENS | BE00064164 | M7128 | SYRINGE INFUSION PUMP | MEDEX (MEDFUSION) | 3500 | 3684.5 | 2016-05-17 | 0
TX CHILDRENS | BE00064156 | M6983 | SYRINGE INFUSION PUMP | MEDEX (MEDFUSION) | 3500 | 3684.5 | 2016-05-17 | 0
TX CHILDRENS | BE00064179 | M7122 | SYRINGE INFUSION PUMP | MEDEX (MEDFUSION) | 3500 | 3684.5 | 2016-05-17 | 0
TX CHILDRENS | BE00064177 | M6995 | SYRINGE INFUSION PUMP | MEDEX (MEDFUSION) | 3500 | 3684.5 | 2016-05-17 | 0
TX CHILDRENS | BE00064182 | M7002 | SYRINGE INFUSION PUMP | MEDEX (MEDFUSION) | 3500 | 3684.5 | 2016-05-17 | 0
TX CHILDRENS | KN227508 | KD0625246 | LIGHT SOURCE | KARL STORZ ENDOSCOPY-AMERICA INC | 20132120-1 | 3683.49 | 2008-05-04 | 0
TX CHILDRENS | BE00100536 | KD0625106 | LIGHT SOURCE | KARL STORZ ENDOSCOPY-AMERICA INC | 20132120-1 | 3683.49 | 2017-05-03 | 0
TX CHILDRENS | BE00104015 | 02278489 | LIGHT, EXAM, AC-POWERED | BERCHTOLD CORP | F 300 | 3683.24 | 2019-09-30 | 0
TX CHILDRENS | BE00104013 | 02278324 | LIGHT, EXAM, AC-POWERED | BERCHTOLD CORP | F 300 | 3683.24 | 2019-09-30 | 0
TX CHILDRENS | BE00104014 | 02279066 | LIGHT, EXAM, AC-POWERED | BERCHTOLD CORP | F 300 | 3683.24 | 2019-09-30 | 0
TX CHILDRENS | BE00101809 | 52G0193301-41 | TEST EQUIPMENT,NON-PATIENT | BC GROUP INTERNATIONAL | FI-8000P | 3683 | 2019-06-07 | 0
TX CHILDRENS | BE00087942 | 35560 | LIGHT, EXAM, AC-POWERED | STERIS Corporation | HEXALUX | 3682.26 | 2018-01-31 | 0
TX CHILDRENS | BE00087943 | 35561 | LIGHT, EXAM, AC-POWERED | STERIS Corporation | HEXALUX | 3682.26 | 2018-01-31 | 0
TX CHILDRENS | BE00087963 | 35573 | LIGHT, EXAM, AC-POWERED | STERIS Corporation | HEXALUX | 3682.26 | 2018-01-31 | 0
TX CHILDRENS | BE00087946 | 34602 | LIGHT, EXAM, AC-POWERED | STERIS Corporation | HEXALUX | 3682.26 | 2018-01-31 | 0
TX CHILDRENS | BE00087954 | 34596 | LIGHT, EXAM, AC-POWERED | STERIS Corporation | HEXALUX | 3682.26 | 2018-01-31 | 0
TX CHILDRENS | BE00087964 | 35572 | LIGHT, EXAM, AC-POWERED | STERIS Corporation | HEXALUX | 3682.26 | 2018-01-31 | 0
TX CHILDRENS | BE00087947 | 34603 | LIGHT, EXAM, AC-POWERED | STERIS Corporation | HEXALUX | 3682.26 | 2018-01-31 | 0
TX CHILDRENS | BE00087944 | 35562 | LIGHT, EXAM, AC-POWERED | STERIS Corporation | HEXALUX | 3682.26 | 2018-01-31 | 0
TX CHILDRENS | BE00087955 | 35565 | LIGHT, EXAM, AC-POWERED | STERIS Corporation | HEXALUX | 3682.26 | 2018-01-31 | 0
TX CHILDRENS | BE00087960 | 35570 | LIGHT, EXAM, AC-POWERED | STERIS Corporation | HEXALUX | 3682.26 | 2018-01-31 | 0
TX CHILDRENS | BE00087958 | 35568 | LIGHT, EXAM, AC-POWERED | STERIS Corporation | HEXALUX | 3682.26 | 2018-01-31 | 0
TX CHILDRENS | BE00087953 | 34600 | LIGHT, EXAM, AC-POWERED | STERIS Corporation | HEXALUX | 3682.26 | 2018-01-31 | 0
TX CHILDRENS | BE00087957 | 35567 | LIGHT, EXAM, AC-POWERED | STERIS Corporation | HEXALUX | 3682.26 | 2018-01-31 | 0
TX CHILDRENS | BE00087949 | 34605 | LIGHT, EXAM, AC-POWERED | STERIS Corporation | HEXALUX | 3682.26 | 2018-01-31 | 0
TX CHILDRENS | BE00087951 | 34601 | LIGHT, EXAM, AC-POWERED | STERIS Corporation | HEXALUX | 3682.26 | 2018-01-31 | 0
TX CHILDRENS | BE00087959 | 35569 | LIGHT, EXAM, AC-POWERED | STERIS Corporation | HEXALUX | 3682.26 | 2018-01-31 | 0
TX CHILDRENS | BE00087961 | 35571 | LIGHT, EXAM, AC-POWERED | STERIS Corporation | HEXALUX | 3682.26 | 2018-01-31 | 0
TX CHILDRENS | BE00087945 | 35563 | LIGHT, EXAM, AC-POWERED | STERIS Corporation | HEXALUX | 3682.26 | 2018-01-31 | 0
TX CHILDRENS | BE00087948 | 34604 | LIGHT, EXAM, AC-POWERED | STERIS Corporation | HEXALUX | 3682.26 | 2018-01-31 | 0
TX CHILDRENS | BE00087956 | 35566 | LIGHT, EXAM, AC-POWERED | STERIS Corporation | HEXALUX | 3682.26 | 2018-01-31 | 0
TX CHILDRENS | BE00087952 | 34599 | LIGHT, EXAM, AC-POWERED | STERIS Corporation | HEXALUX | 3682.26 | 2018-01-31 | 0
TX CHILDRENS | BE00087962 | 35574 | LIGHT, EXAM, AC-POWERED | STERIS Corporation | HEXALUX | 3682.26 | 2018-01-31 | 0
TX CHILDRENS | BE00087950 | 34606 | LIGHT, EXAM, AC-POWERED | STERIS Corporation | HEXALUX | 3682.26 | 2018-01-31 | 0
TX CHILDRENS | BE00101771 | V1939036 | TABLE, EXAM | RITTER MIDWEST DIV SYBRON CORP | 222-016 | 3677.79 | 2019-02-08 | 0
TX CHILDRENS | BE00061354 | M1473 | SYRINGE INFUSION PUMP | MEDEX (MEDFUSION) | 3500 | 3677 | 2015-01-07 | 0
TX CHILDRENS | BE00061380 | M1466 | SYRINGE INFUSION PUMP | MEDEX (MEDFUSION) | 3500 | 3677 | 2015-01-07 | 0
TX CHILDRENS | BE00061356 | M1464 | SYRINGE INFUSION PUMP | MEDEX (MEDFUSION) | 3500 | 3677 | 2015-01-07 | 0
TX CHILDRENS | BE00061352 | M1472 | SYRINGE INFUSION PUMP | MEDEX (MEDFUSION) | 3500 | 3677 | 2015-01-07 | 0
TX CHILDRENS | BE00061371 | M1456 | SYRINGE INFUSION PUMP | MEDEX (MEDFUSION) | 3500 | 3677 | 2015-01-07 | 0
TX CHILDRENS | BE00061369 | M1450 | SYRINGE INFUSION PUMP | MEDEX (MEDFUSION) | 3500 | 3677 | 2015-01-07 | 0
TX CHILDRENS | BE00061349 | M1477 | SYRINGE INFUSION PUMP | MEDEX (MEDFUSION) | 3500 | 3677 | 2015-01-07 | 0
TX CHILDRENS | BE00061372 | M1455 | SYRINGE INFUSION PUMP | MEDEX (MEDFUSION) | 3500 | 3677 | 2015-01-07 | 0
TX CHILDRENS | BE00061355 | M1465 | SYRINGE INFUSION PUMP | MEDEX (MEDFUSION) | 3500 | 3677 | 2015-01-07 | 0
TX CHILDRENS | BE00061351 | M1475 | SYRINGE INFUSION PUMP | MEDEX (MEDFUSION) | 3500 | 3677 | 2015-01-07 | 0
TX CHILDRENS | BE00061364 | M1451 | SYRINGE INFUSION PUMP | MEDEX (MEDFUSION) | 3500 | 3677 | 2015-01-07 | 0
TX CHILDRENS | BE00061357 | M1463 | SYRINGE INFUSION PUMP | MEDEX (MEDFUSION) | 3500 | 3677 | 2015-01-07 | 0
TX CHILDRENS | BE00061368 | M1449 | SYRINGE INFUSION PUMP | MEDEX (MEDFUSION) | 3500 | 3677 | 2015-01-07 | 0
TX CHILDRENS | BE00061362 | M1479 | SYRINGE INFUSION PUMP | MEDEX (MEDFUSION) | 3500 | 3677 | 2015-01-07 | 0
TX CHILDRENS | BE00061370 | M1454 | SYRINGE INFUSION PUMP | MEDEX (MEDFUSION) | 3500 | 3677 | 2015-01-07 | 0
TX CHILDRENS | BE00061365 | M1452 | SYRINGE INFUSION PUMP | MEDEX (MEDFUSION) | 3500 | 3677 | 2015-01-07 | 0
TX CHILDRENS | BE00061375 | M1459 | SYRINGE INFUSION PUMP | MEDEX (MEDFUSION) | 3500 | 3677 | 2015-01-07 | 0
TX CHILDRENS | BE00061361 | M1478 | SYRINGE INFUSION PUMP | MEDEX (MEDFUSION) | 3500 | 3677 | 2015-01-07 | 0
TX CHILDRENS | BE00061379 | M1467 | SYRINGE INFUSION PUMP | MEDEX (MEDFUSION) | 3500 | 3677 | 2015-01-07 | 0
TX CHILDRENS | BE00061353 | M1474 | SYRINGE INFUSION PUMP | MEDEX (MEDFUSION) | 3500 | 3677 | 2015-01-07 | 0
TX CHILDRENS | BE00061359 | M1461 | SYRINGE INFUSION PUMP | MEDEX (MEDFUSION) | 3500 | 3677 | 2015-01-07 | 0
TX CHILDRENS | BE00061366 | M1453 | SYRINGE INFUSION PUMP | MEDEX (MEDFUSION) | 3500 | 3677 | 2015-01-07 | 0
TX CHILDRENS | BE00061374 | M1458 | SYRINGE INFUSION PUMP | MEDEX (MEDFUSION) | 3500 | 3677 | 2015-01-07 | 0
TX CHILDRENS | BE00061373 | M1457 | SYRINGE INFUSION PUMP | MEDEX (MEDFUSION) | 3500 | 3677 | 2015-01-07 | 0
TX CHILDRENS | BE00061358 | M1462 | SYRINGE INFUSION PUMP | MEDEX (MEDFUSION) | 3500 | 3677 | 2015-01-07 | 0
TX CHILDRENS | BE00061360 | M1460 | SYRINGE INFUSION PUMP | MEDEX (MEDFUSION) | 3500 | 3677 | 2015-01-07 | 0
TX CHILDRENS | BE00061376 | M1470 | SYRINGE INFUSION PUMP | MEDEX (MEDFUSION) | 3500 | 3677 | 2015-01-07 | 0
TX CHILDRENS | BE00061367 | M1448 | SYRINGE INFUSION PUMP | MEDEX (MEDFUSION) | 3500 | 3677 | 2015-01-07 | 0
TX CHILDRENS | BE00061350 | M1476 | SYRINGE INFUSION PUMP | MEDEX (MEDFUSION) | 3500 | 3677 | 2015-01-07 | 0
TX CHILDRENS | BE00113263 | 0390583 | EXERCISE EQUIP, NON-POWERED | SPORTS ART AMERICA | DF-200 | 3676.25 | 2020-02-21 | 0
TX CHILDRENS | BE00010103 | LRM110-0908036 | CENTRIFUGE, REFRIGERATED | LABNET INTERNATIONAL | PRISIM R | 3674 | 2010-10-04 | 0
TX CHILDRENS | BE00010104 | LRM110-0908033 | CENTRIFUGE, REFRIGERATED | LABNET INTERNATIONAL | PRISIM R | 3674 | 2010-10-04 | 0
TX CHILDRENS | HTMUS-316083WP5 | 316083WP5 | PROBE, CURVED LINEAR - LINEAR | GE Precision Healthcare LLC | ML6-15-D | 3672 | 2024-06-20 | 0
TX CHILDRENS | KN186058 | 0724 | SPIROMETER MONITORING | VIASYS (SENSORMEDICS) | VMM-2A | 3670 | 1991-12-31 | 0
TX CHILDRENS | BE00113267 | V2141521 | CHAIR, EXAM | RITTER MIDWEST DIV SYBRON CORP | 224-001 | 3669.72 | 2020-09-13 | 0
TX CHILDRENS | BE00113266 | V2141455 | CHAIR, EXAM | RITTER MIDWEST DIV SYBRON CORP | 224-001 | 3669.72 | 2020-09-13 | 0
TX CHILDRENS | BE00113453 | V2208135 | CHAIR, EXAM | RITTER MIDWEST DIV SYBRON CORP | 224-001 | 3669.72 | 2020-04-10 | 0
TX CHILDRENS | BE00113268 | V2141475 | CHAIR, EXAM | RITTER MIDWEST DIV SYBRON CORP | 224-001 | 3669.72 | 2020-09-13 | 0
TX CHILDRENS | BE00010954 | LBLS-463 | LIGHT SOURCE | NIKON INSTRUMENT INC | LBLS/17 | 3660.92 | 2011-04-14 | 0
TX CHILDRENS | KN223089 | RCK05090292GA | CO2 CARTRIDGE / MODULE | GE Medical Systems Information Tech Inc | EtCO2 M/S | 3660 | 2010-07-15 | 0
TX CHILDRENS | BE00060167 | A919190 | ASPIRATOR | Cook Medical LLC | K-MAR-5200 | 3660 | 2014-06-11 | 0
TX CHILDRENS | KN223088 | RCK05080272GA | CO2 CARTRIDGE / MODULE | GE Medical Systems Information Tech Inc | EtCO2 M/S | 3660 | 2010-07-15 | 0
TX CHILDRENS | BE00061331 | 26722 | PHOTOTHERAPY UNIT, NEONATAL | NATUS MEDICAL INCORPORATED | NEOBLUE | 3659 | 2014-12-25 | 0
TX CHILDRENS | BE00065702 | V1788507 | TABLE, EXAM | CARDINAL HEALTH 200 LLC | 222-016 | 3658.57 | 2018-01-17 | 0
TX CHILDRENS | BE00116906 | S083516 | HEMATOLOGY ANALYZER | SIEMENS MEDICAL SOLUTIONS USA INC | DCA VANTAGE | 3656.2 | 2023-03-07 | 0
TX CHILDRENS | BE00013834 | 5702 ZN423572 | CENTRIFUGE | Eppendorf North America Inc | 5702 | 3652.45 | 2012-03-14 | 0
TX CHILDRENS | BE00012693 | 5702 ZN323580 | CENTRIFUGE | Eppendorf North America Inc | 5702 | 3652.45 | 2012-03-14 | 0
TX CHILDRENS | BE00013839 | 5702 ZM423403 | CENTRIFUGE | Eppendorf North America Inc | 5702 | 3652.45 | 2012-03-14 | 0
TX CHILDRENS | BE00013837 | 5702 ZN923575 | CENTRIFUGE | Eppendorf North America Inc | 5702 | 3652.45 | 2012-03-14 | 0
TX CHILDRENS | BE00011778 | 5702 ZN523562 | CENTRIFUGE | Eppendorf North America Inc | 5702 | 3652.45 | 2012-03-14 | 0
TX CHILDRENS | BE00013835 | 5702 ZM023402 | CENTRIFUGE | Eppendorf North America Inc | 5702 | 3652.45 | 2012-03-14 | 0
TX CHILDRENS | BE00013833 | 5702 ZN423571 | CENTRIFUGE | Eppendorf North America Inc | 5702 | 3652.45 | 2012-03-14 | 0
TX CHILDRENS | BE00012690 | 5702 ZN023569 | CENTRIFUGE | Eppendorf North America Inc | 5702 | 3652.45 | 2012-03-14 | 0
TX CHILDRENS | BE00013832 | 5702 ZM123405 | CENTRIFUGE | Eppendorf North America Inc | 5702 | 3652.45 | 2012-03-14 | 0
TX CHILDRENS | BE00012689 | 5702 ZN023566 | CENTRIFUGE | Eppendorf North America Inc | 5702 | 3652.45 | 2012-03-14 | 0
TX CHILDRENS | BE00012254 | 5702 ZN023570 | CENTRIFUGE | Eppendorf North America Inc | 5702 | 3652.45 | 2012-03-14 | 0
TX CHILDRENS | BE00013838 | 5702 ZM823404 | CENTRIFUGE | Eppendorf North America Inc | 5702 | 3652.45 | 2012-03-14 | 0
TX CHILDRENS | BE00011780 | 5702 ZN223564 | CENTRIFUGE | Eppendorf North America Inc | 5702 | 3652.45 | 2012-03-14 | 0
TX CHILDRENS | BE00013836 | 5702 ZN123573 | CENTRIFUGE | Eppendorf North America Inc | 5702 | 3652.45 | 2012-03-14 | 0
TX CHILDRENS | BE00116689 | DR3-30831056 | RECORDER, PILLCAM | GIVEN IMAGING INC | DR3 | 3650 | 2023-09-12 | 0
TX CHILDRENS | BE00116688 | DR3-30831094 | RECORDER, PILLCAM | GIVEN IMAGING INC | DR3 | 3650 | 2023-09-06 | 0
TX CHILDRENS | BE00104182 | 73601000 | ANESTHETIC AGENT ANALYZER | BC GROUP INTERNATIONAL | AA-8000 | 3650 | 2019-11-08 | 0
TX CHILDRENS | BE00114713 | 73601140 REV F | ANESTHETIC AGENT ANALYZER | BC GROUP INTERNATIONAL | AA-8000 | 3650 | 2022-02-07 | 0
TX CHILDRENS | BE00084768 | ASJB-1232 | ANESTHETIC VAPORIZER | DRAEGER MEDICAL INC | ISO 2000 | 3644.71 | 2017-09-29 | 0
TX CHILDRENS | BE00084748 | ASJB-1235 | ANESTHETIC VAPORIZER | DRAEGER MEDICAL INC | ISO 2000 | 3644.71 | 2017-09-29 | 0
TX CHILDRENS | BE00084760 | ASJB-1233 | ANESTHETIC VAPORIZER | DRAEGER MEDICAL INC | ISO 2000 | 3644.71 | 2017-09-29 | 0
TX CHILDRENS | BE00082859 | ASHM-1780 | ANESTHETIC VAPORIZER | DRAEGER MEDICAL INC | ISO VAP-2000 | 3644.71 | 2017-05-23 | 0
TX CHILDRENS | BE00066270 | ASJB-0191 | ANESTHETIC VAPORIZER | DRAEGER MEDICAL INC | ISO 2000 | 3644.71 | 2017-09-29 | 0
TX CHILDRENS | BE00084754 | ASJB-1234 | ANESTHETIC VAPORIZER | DRAEGER MEDICAL INC | ISO 2000 | 3644.71 | 2017-09-29 | 0
TX CHILDRENS | BE00082858 | ASHM-1759 | ANESTHETIC VAPORIZER | DRAEGER MEDICAL INC | ISO VAP-2000 | 3644.71 | 2017-05-23 | 0
TX CHILDRENS | BE00118408 | 2322622090458 | FLUOROMETER | LIFE TECHNOLOGIES CORPORATION | QUBIT 4 | 3643.2 | 2023-11-27 | 0
TX CHILDRENS | BE00116655 | 2202M50120671 | CENTRIFUGE | IRIS | STAT SPIN EXP 2 | 3643 | 2023-06-12 | 0
TX CHILDRENS | BE00128122 | 231225 | MUSCLE STIMULATOR (TENS/EMS/NMES) | CHATTANOOGA PHARMACAL CO. | INTELECT LEGEND 2 | 3640.31 | 2026-05-28 | 0
TX CHILDRENS | BE00086749 | 326135 | GEIGER COUNTER | LUDLUM MEASUREMENTS INC | 177 | 3639 | 2018-01-25 | 0
TX CHILDRENS | BE00109165 | 22E07212 | CV BYPASS PRESS SENS MODULE | SORIN GROUP USA INC | 22-20-20 | 3638 | 2019-06-21 | 0
TX CHILDRENS | BE00101521 | ASJM-0848 | ANESTHETIC VAPORIZER | DRAEGER MEDICAL INC | ISO 2000 | 3637.56 | 2018-03-13 | 0
TX CHILDRENS | BE00100493 | ASJM-0846 | ANESTHETIC VAPORIZER | DRAEGER MEDICAL INC | ISO 2000 | 3637.56 | 2018-03-13 | 0
TX CHILDRENS | BE00056803 | ASCJ-0041 | ANESTHETIC VAPORIZER | DRAEGER MEDICAL INC | ISO 2000 | 3637.56 | 2013-03-07 | 0
TX CHILDRENS | BE00100506 | ASJN-0029 | ANESTHETIC VAPORIZER | DRAEGER MEDICAL INC | ISO 2000 | 3637.56 | 2018-03-13 | 0
TX CHILDRENS | BE00060184 | ASEH-0961 | ANESTHETIC VAPORIZER | DRAEGER MEDICAL INC | ISO 2000 | 3637.56 | 2013-03-07 | 0
TX CHILDRENS | BE00100487 | ASJM-0843 | ANESTHETIC VAPORIZER | DRAEGER MEDICAL INC | ISO 2000 | 3637.56 | 2018-03-13 | 0
TX CHILDRENS | BE00056807 | ASCJ-0040 | ANESTHETIC VAPORIZER | DRAEGER MEDICAL INC | ISO 2000 | 3637.56 | 2013-03-07 | 0
TX CHILDRENS | BE00056804 | ASCJ-0042 | ANESTHETIC VAPORIZER | DRAEGER MEDICAL INC | ISO 2000 | 3637.56 | 2013-03-07 | 0
TX CHILDRENS | BE00100501 | ASJN-0026 | ANESTHETIC VAPORIZER | DRAEGER MEDICAL INC | ISO 2000 | 3637.56 | 2018-03-13 | 0
TX CHILDRENS | BE00056806 | ASCJ-0036 | ANESTHETIC VAPORIZER | DRAEGER MEDICAL INC | ISO 2000 | 3637.56 | 2013-03-07 | 0
TX CHILDRENS | BE00100496 | ASJM-0841 | ANESTHETIC VAPORIZER | DRAEGER MEDICAL INC | ISO 2000 | 3637.56 | 2018-03-13 | 0
TX CHILDRENS | BE00100490 | ASJM-0842 | ANESTHETIC VAPORIZER | DRAEGER MEDICAL INC | ISO 2000 | 3637.56 | 2018-03-13 | 0
TX CHILDRENS | BE00100485 | ASJM-0847 | ANESTHETIC VAPORIZER | DRAEGER MEDICAL INC | ISO 2000 | 3637.56 | 2018-03-13 | 0
TX CHILDRENS | BE00101518 | ASJM-0845 | ANESTHETIC VAPORIZER | DRAEGER MEDICAL INC | ISO 2000 | 3637.56 | 2018-03-13 | 0
TX CHILDRENS | BE00100507 | ASJN-0027 | ANESTHETIC VAPORIZER | DRAEGER MEDICAL INC | ISO 2000 | 3637.56 | 2018-03-13 | 0
TX CHILDRENS | BE00056790 | ASCJ-0039 | ANESTHETIC VAPORIZER | DRAEGER MEDICAL INC | ISO 2000 | 3637.56 | 2013-03-07 | 0
TX CHILDRENS | BE00056805 | ASCL-0038 | ANESTHETIC VAPORIZER | DRAEGER MEDICAL INC | ISO 2000 | 3637.56 | 2013-03-07 | 0
TX CHILDRENS | BE00100499 | ASJM-0844 | ANESTHETIC VAPORIZER | DRAEGER MEDICAL INC | ISO 2000 | 3637.56 | 2018-03-13 | 0
TX CHILDRENS | BE00100504 | ASJN-0028 | ANESTHETIC VAPORIZER | DRAEGER MEDICAL INC | ISO 2000 | 3637.56 | 2018-03-13 | 0
TX CHILDRENS | BE00056801 | ASCL-0010 | ANESTHETIC VAPORIZER | DRAEGER MEDICAL INC | ISO 2000 | 3637.56 | 2013-03-07 | 0
TX CHILDRENS | BE00056802 | ASCL-0037 | ANESTHETIC VAPORIZER | DRAEGER MEDICAL INC | ISO 2000 | 3637.56 | 2013-03-07 | 0
TX CHILDRENS | BE00087168 | 3855033 | SIMULATOR | Fluke Electronics Corporation | PROSIM 4 | 3635 | 2018-05-30 | 0
TX CHILDRENS | BE00129472 | 25/041996 | PLASTER VAC | DE SOUTTER MEDICAL | CC7 | 3634 | 2026-06-30 | 0
TX CHILDRENS | BE00064856 | HFAU60518 | PHOTOTHERAPY UNIT, NEONATAL | DATEX-OHMEDA INC | BILISOFT | 3627.25 | 2016-08-10 | 0
TX CHILDRENS | BE00064855 | HFAU60511 | PHOTOTHERAPY UNIT, NEONATAL | DATEX-OHMEDA INC | BILISOFT | 3627.25 | 2016-08-10 | 0
TX CHILDRENS | BE00064857 | HFAU60517 | PHOTOTHERAPY UNIT, NEONATAL | DATEX-OHMEDA INC | BILISOFT | 3627.25 | 2016-08-10 | 0
TX CHILDRENS | BE00064854 | HFAU60514 | PHOTOTHERAPY UNIT, NEONATAL | DATEX-OHMEDA INC | BILISOFT | 3627.25 | 2016-08-10 | 0
TX CHILDRENS | BE00064853 | HFAU60513 | PHOTOTHERAPY UNIT, NEONATAL | DATEX-OHMEDA INC | BILISOFT | 3627.25 | 2016-08-10 | 0
TX CHILDRENS | BE00113961 | S077437 | HEMATOLOGY ANALYZER | SIEMENS MEDICAL SOLUTIONS USA INC | DCA VANTAGE | 3626.47 | 2021-09-29 | 0
TX CHILDRENS | KN203161 | 3592G1000 | CENTRIFUGE, REFRIGERATED | INTERNATIONAL EQUIPMENT CO | MICROMAX RF | 3625 | 2000-05-01 | 0
TX CHILDRENS | BE00111730 | 140-00843 | CABINET, PROBE | CIVCO MEDICAL INSTRUMENTS CO INC | CAB-VR | 3623 | 2020-09-22 | 0
TX CHILDRENS | BE00113778 | GBB2001316 | PULSE OXIMETER | COVIDIEN LP | PM1000N | 3620 | 2025-09-14 | 0
TX CHILDRENS | BE00117854 | GBB2101516 | PULSE OXIMETER | COVIDIEN LP | PM1000N | 3620 | 2027-04-07 | 0
TX CHILDRENS | BE00102009 | GBB1801021 | PULSE OXIMETER | COVIDIEN LP | PM1000N | 3620 | 2023-11-27 | 0
TX CHILDRENS | BE00117851 | GBB2101505 | PULSE OXIMETER | COVIDIEN LP | PM1000N | 3620 | 2027-04-07 | 0
TX CHILDRENS | BE00117849 | GBB2101503 | PULSE OXIMETER | COVIDIEN LP | PM1000N | 3620 | 2027-04-07 | 0
TX CHILDRENS | BE00102006 | GBB1801035 | PULSE OXIMETER | COVIDIEN LP | PM1000N | 3620 | 2023-11-27 | 0
TX CHILDRENS | BE00112217 | GBB1900306 | PULSE OXIMETER | COVIDIEN LP | PM1000N | 3620 | 2024-10-30 | 0
TX CHILDRENS | BE00116977 | GBB2101491 | PULSE OXIMETER | COVIDIEN LP | PM1000N | 3620 | 2027-04-07 | 0
TX CHILDRENS | BE00112212 | GBB1900227 | PULSE OXIMETER | COVIDIEN LP | PM1000N | 3620 | 2024-10-30 | 0
TX CHILDRENS | BE00113780 | GBB2001313 | PULSE OXIMETER | COVIDIEN LP | PM1000N | 3620 | 2025-09-14 | 0
TX CHILDRENS | BE00113779 | GBB2001309 | PULSE OXIMETER | COVIDIEN LP | PM1000N | 3620 | 2025-09-14 | 0
TX CHILDRENS | BE00101880 | GBB1801160 | PULSE OXIMETER | COVIDIEN LP | PM1000N | 3620 | 2023-12-02 | 0
TX CHILDRENS | BE00102007 | GBB1800852 | PULSE OXIMETER | COVIDIEN LP | PM1000N | 3620 | 2023-11-27 | 0
TX CHILDRENS | BE00116978 | GBB2101492 | PULSE OXIMETER | COVIDIEN LP | PM1000N | 3620 | 2027-04-07 | 0
TX CHILDRENS | BE00116981 | GBB2101495 | PULSE OXIMETER | COVIDIEN LP | PM1000N | 3620 | 2027-04-07 | 0
TX CHILDRENS | BE00112222 | GBB1900498 | PULSE OXIMETER | COVIDIEN LP | PM1000N | 3620 | 2024-10-30 | 0
TX CHILDRENS | BE00112223 | GBB1900502 | PULSE OXIMETER | COVIDIEN LP | PM1000N | 3620 | 2024-10-30 | 0
TX CHILDRENS | BE00102010 | GBB1801032 | PULSE OXIMETER | COVIDIEN LP | PM1000N | 3620 | 2023-11-27 | 0
TX CHILDRENS | BE00112216 | GBB1900301 | PULSE OXIMETER | COVIDIEN LP | PM1000N | 3620 | 2024-10-30 | 0
TX CHILDRENS | BE00112207 | GBB1900119 | PULSE OXIMETER | COVIDIEN LP | PM1000N | 3620 | 2024-10-30 | 0
TX CHILDRENS | BE00102012 | GBB1801027 | PULSE OXIMETER | COVIDIEN LP | PM1000N | 3620 | 2023-11-27 | 0
TX CHILDRENS | BE00116983 | GBB2101497 | PULSE OXIMETER | COVIDIEN LP | PM1000N | 3620 | 2027-04-07 | 0
TX CHILDRENS | BE00117853 | GBB2101510 | PULSE OXIMETER | COVIDIEN LP | PM1000N | 3620 | 2027-04-07 | 0
TX CHILDRENS | BE00112226 | GBB1900577 | PULSE OXIMETER | COVIDIEN LP | PM1000N | 3620 | 2024-10-30 | 0
TX CHILDRENS | BE00102005 | GBB1801026 | PULSE OXIMETER | COVIDIEN LP | PM1000N | 3620 | 2023-11-27 | 0
TX CHILDRENS | BE00112211 | GBB1900217 | PULSE OXIMETER | COVIDIEN LP | PM1000N | 3620 | 2024-10-30 | 0
TX CHILDRENS | BE00113782 | GBB2001310 | PULSE OXIMETER | COVIDIEN LP | PM1000N | 3620 | 2025-09-14 | 0
TX CHILDRENS | BE00117089 | GBB2101509 | PULSE OXIMETER | COVIDIEN LP | PM1000N | 3620 | 2027-04-07 | 0
TX CHILDRENS | BE00112221 | GBB1900423 | PULSE OXIMETER | COVIDIEN LP | PM1000N | 3620 | 2024-10-30 | 0
TX CHILDRENS | BE00116986 | GBB2101499 | PULSE OXIMETER | COVIDIEN LP | PM1000N | 3620 | 2027-04-07 | 0
TX CHILDRENS | BE00102008 | GBB1801030 | PULSE OXIMETER | COVIDIEN LP | PM1000N | 3620 | 2023-11-27 | 0
TX CHILDRENS | BE00117091 | GBB2101508 | PULSE OXIMETER | COVIDIEN LP | PM1000N | 3620 | 2027-04-07 | 0
TX CHILDRENS | BE00116980 | GBB2101494 | PULSE OXIMETER | COVIDIEN LP | PM1000N | 3620 | 2027-04-07 | 0
TX CHILDRENS | BE00113781 | GBB2002413 | PULSE OXIMETER | COVIDIEN LP | PM1000N | 3620 | 2025-09-14 | 0
TX CHILDRENS | BE00101881 | GBB1801260 | PULSE OXIMETER | COVIDIEN LP | PM1000N | 3620 | 2023-12-02 | 0
TX CHILDRENS | BE00116985 | GBB2101501 | PULSE OXIMETER | COVIDIEN LP | PM1000N | 3620 | 2027-04-07 | 0
TX CHILDRENS | BE00116984 | GBB2101498 | PULSE OXIMETER | COVIDIEN LP | PM1000N | 3620 | 2027-04-07 | 0
TX CHILDRENS | BE00113783 | GBB2001312 | PULSE OXIMETER | COVIDIEN LP | PM1000N | 3620 | 2025-09-14 | 0
TX CHILDRENS | BE00112213 | GBB1900228 | PULSE OXIMETER | COVIDIEN LP | PM1000N | 3620 | 2024-10-30 | 0
TX CHILDRENS | BE00112209 | GBB1900182 | PULSE OXIMETER | COVIDIEN LP | PM1000N | 3620 | 2024-10-30 | 0
TX CHILDRENS | BE00112208 | GBB1900179 | PULSE OXIMETER | COVIDIEN LP | PM1000N | 3620 | 2024-10-30 | 0
TX CHILDRENS | BE00102011 | GBB1801031 | PULSE OXIMETER | COVIDIEN LP | PM1000N | 3620 | 2023-11-27 | 0
TX CHILDRENS | BE00102014 | GBB1800919 | PULSE OXIMETER | COVIDIEN LP | PM1000N | 3620 | 2023-11-27 | 0
TX CHILDRENS | BE00117092 | GBB2101502 | PULSE OXIMETER | COVIDIEN LP | PM1000N | 3620 | 2027-04-07 | 0
TX CHILDRENS | BE00112224 | GBB1900521 | PULSE OXIMETER | COVIDIEN LP | PM1000N | 3620 | 2024-10-30 | 0
TX CHILDRENS | BE00112218 | GBB1900345 | PULSE OXIMETER | COVIDIEN LP | PM1000N | 3620 | 2024-10-30 | 0
TX CHILDRENS | BE00116982 | GBB2101496 | PULSE OXIMETER | COVIDIEN LP | PM1000N | 3620 | 2027-04-07 | 0
TX CHILDRENS | BE00116979 | GBB2101493 | PULSE OXIMETER | COVIDIEN LP | PM1000N | 3620 | 2027-04-07 | 0
TX CHILDRENS | BE00102013 | GBB1801029 | PULSE OXIMETER | COVIDIEN LP | PM1000N | 3620 | 2023-11-27 | 0
TX CHILDRENS | BE00112215 | GBB1900294 | PULSE OXIMETER | COVIDIEN LP | PM1000N | 3620 | 2024-10-30 | 0
TX CHILDRENS | BE00112214 | GBB1900251 | PULSE OXIMETER | COVIDIEN LP | PM1000N | 3620 | 2024-10-30 | 0
TX CHILDRENS | BE00112210 | GBB1900202 | PULSE OXIMETER | COVIDIEN LP | PM1000N | 3620 | 2024-10-30 | 0
TX CHILDRENS | BE00112225 | GBB1900546 | PULSE OXIMETER | COVIDIEN LP | PM1000N | 3620 | 2024-10-30 | 0
TX CHILDRENS | BE00117852 | GBB2101507 | PULSE OXIMETER | COVIDIEN LP | PM1000N | 3620 | 2027-04-07 | 0
TX CHILDRENS | BE00117850 | GBB2101504 | PULSE OXIMETER | COVIDIEN LP | PM1000N | 3620 | 2027-04-07 | 0
TX CHILDRENS | BE00117090 | GBB2101506 | PULSE OXIMETER | COVIDIEN LP | PM1000N | 3620 | 2027-04-07 | 0
TX CHILDRENS | BE00112219 | GBB1900349 | PULSE OXIMETER | COVIDIEN LP | PM1000N | 3620 | 2024-10-30 | 0
TX CHILDRENS | BE00112220 | GBB1900369 | PULSE OXIMETER | COVIDIEN LP | PM1000N | 3620 | 2024-10-30 | 0
TX CHILDRENS | BE00101893 | 1160065 | PCA INFUSION PUMP | SMITHS MEDICAL ASD INC | SOLIS 2110 | 3613.95 | 2019-12-19 | 0
TX CHILDRENS | BE00111844 | 1165661 | PCA INFUSION PUMP | SMITHS MEDICAL ASD INC | SOLIS 2110 | 3613.95 | 2020-10-22 | 0
TX CHILDRENS | BE00101894 | 1160064 | PCA INFUSION PUMP | SMITHS MEDICAL ASD INC | SOLIS 2110 | 3613.95 | 2019-12-19 | 0
TX CHILDRENS | BE00111841 | 1165660 | PCA INFUSION PUMP | SMITHS MEDICAL ASD INC | SOLIS 2110 | 3613.95 | 2020-10-22 | 0
TX CHILDRENS | BE00111843 | 1165659 | PCA INFUSION PUMP | SMITHS MEDICAL ASD INC | SOLIS 2110 | 3613.95 | 2020-10-22 | 0
TX CHILDRENS | BE00111842 | 1165836 | PCA INFUSION PUMP | SMITHS MEDICAL ASD INC | SOLIS 2110 | 3613.95 | 2020-10-22 | 0
TX CHILDRENS | BE00110121 | 1157899 | PCA INFUSION PUMP | SMITHS MEDICAL ASD INC | SOLIS 2110 | 3613.95 | 2020-02-11 | 0
TX CHILDRENS | BE00010267 | HK09S10179 | IRRIGATION PUMP | HK SURGICAL INC | KIP-2 | 3602 | 2011-01-14 | 0
TX CHILDRENS | BE00081726 | GBB1503198 | PULSE OXIMETER | COVIDIEN LP | PM1000N | 3600 | 2021-02-23 | 0
TX CHILDRENS | BE00081727 | GBB1503199 | PULSE OXIMETER | COVIDIEN LP | PM1000N | 3600 | 2021-02-23 | 0
TX CHILDRENS | BE00081819 | GBB1503296 | PULSE OXIMETER | COVIDIEN LP | PM1000N | 3600 | 2021-02-23 | 0
TX CHILDRENS | BE00081915 | GBB1503400 | PULSE OXIMETER | COVIDIEN LP | PM1000N | 3600 | 2021-02-23 | 0
TX CHILDRENS | BE00126907 | GBB2200623 | PULSE OXIMETER | COVIDIEN LP | PM1000N | 3600 | 2029-10-03 | 0
TX CHILDRENS | BE00081591 | GBB1502660 | PULSE OXIMETER | COVIDIEN LP | PM1000N | 3600 | 2021-01-05 | 0
TX CHILDRENS | BE00126917 | GBB2200288 | PULSE OXIMETER | COVIDIEN LP | PM1000N | 3600 | 2029-10-03 | 0
TX CHILDRENS | BE00081821 | GBB1503298 | PULSE OXIMETER | COVIDIEN LP | PM1000N | 3600 | 2021-02-23 | 0
TX CHILDRENS | BE00081822 | GBB1503299 | PULSE OXIMETER | COVIDIEN LP | PM1000N | 3600 | 2021-02-23 | 0
TX CHILDRENS | BE00081894 | GBB1503379 | PULSE OXIMETER | COVIDIEN LP | PM1000N | 3600 | 2021-02-23 | 0
TX CHILDRENS | BE00081731 | GBB1503204 | PULSE OXIMETER | COVIDIEN LP | PM1000N | 3600 | 2021-02-23 | 0
TX CHILDRENS | BE00081913 | GBB1503398 | PULSE OXIMETER | COVIDIEN LP | PM1000N | 3600 | 2021-02-23 | 0
TX CHILDRENS | BE00081563 | GBB1502622 | PULSE OXIMETER | COVIDIEN LP | PM1000N | 3600 | 2021-01-05 | 0
TX CHILDRENS | BE00100454 | GBB1700904 | PULSE OXIMETER | COVIDIEN LP | PM1000N | 3600 | 2018-06-08 | 0
TX CHILDRENS | BE00081566 | GBB1502627 | PULSE OXIMETER | COVIDIEN LP | PM1000N | 3600 | 2021-01-05 | 0
TX CHILDRENS | BE00100452 | GBB1700900 | PULSE OXIMETER | COVIDIEN LP | PM1000N | 3600 | 2018-06-08 | 0
TX CHILDRENS | BE00081587 | GBB1502656 | PULSE OXIMETER | COVIDIEN LP | PM1000N | 3600 | 2021-01-05 | 0
TX CHILDRENS | BE00081752 | GBB1503227 | PULSE OXIMETER | COVIDIEN LP | PM1000N | 3600 | 2021-02-23 | 0
TX CHILDRENS | BE00081892 | GBB1503377 | PULSE OXIMETER | COVIDIEN LP | PM1000N | 3600 | 2021-02-23 | 0
TX CHILDRENS | BE00081798 | GBB1503275 | PULSE OXIMETER | COVIDIEN LP | PM1000N | 3600 | 2021-02-23 | 0
TX CHILDRENS | BE00081542 | GBB1502595 | PULSE OXIMETER | COVIDIEN LP | PM1000N | 3600 | 2021-01-05 | 0
TX CHILDRENS | BE00081703 | GBB1503043 | PULSE OXIMETER | COVIDIEN LP | PM1000N | 3600 | 2021-02-23 | 0
TX CHILDRENS | BE00081707 | GMB1503655 | PULSE OXIMETER | COVIDIEN LP | PM1000N | 3600 | 2021-02-23 | 0
TX CHILDRENS | BE00081905 | GBB1503390 | PULSE OXIMETER | COVIDIEN LP | PM1000N | 3600 | 2021-02-23 | 0
TX CHILDRENS | BE00081906 | GBB1503391 | PULSE OXIMETER | COVIDIEN LP | PM1000N | 3600 | 2021-02-23 | 0
TX CHILDRENS | BE00082300 | GBB1502901 | PULSE OXIMETER | COVIDIEN LP | PM1000N | 3600 | 2021-03-03 | 0
TX CHILDRENS | BE00081929 | GBB1503436 | PULSE OXIMETER | COVIDIEN LP | PM1000N | 3600 | 2021-02-23 | 0
TX CHILDRENS | BE00081930 | GBB1503440 | PULSE OXIMETER | COVIDIEN LP | PM1000N | 3600 | 2021-02-23 | 0
TX CHILDRENS | BE00081833 | GBB1503445 | PULSE OXIMETER | COVIDIEN LP | PM1000N | 3600 | 2021-02-23 | 0
TX CHILDRENS | BE00126910 | GBB2200605 | PULSE OXIMETER | COVIDIEN LP | PM1000N | 3600 | 2029-10-03 | 0
TX CHILDRENS | BE00081809 | GBB1503286 | PULSE OXIMETER | COVIDIEN LP | PM1000N | 3600 | 2021-02-23 | 0
TX CHILDRENS | BE00081807 | GBB1503284 | PULSE OXIMETER | COVIDIEN LP | PM1000N | 3600 | 2021-02-23 | 0
TX CHILDRENS | BE00100680 | GBB1700701 | PULSE OXIMETER | COVIDIEN LP | PM1000N | 3600 | 2022-05-04 | 0
TX CHILDRENS | BE00126902 | GBB2200191 | PULSE OXIMETER | COVIDIEN LP | PM1000N | 3600 | 2029-10-03 | 0
TX CHILDRENS | BE00081694 | GBB1503033 | PULSE OXIMETER | COVIDIEN LP | PM1000N | 3600 | 2021-02-23 | 0
TX CHILDRENS | BE00081531 | GBB1502473 | PULSE OXIMETER | COVIDIEN LP | PM1000N | 3600 | 2021-01-05 | 0
TX CHILDRENS | BE00081717 | GBB1503167 | PULSE OXIMETER | COVIDIEN LP | PM1000N | 3600 | 2021-02-23 | 0
TX CHILDRENS | BE00081577 | GBB1502646 | PULSE OXIMETER | COVIDIEN LP | PM1000N | 3600 | 2021-01-05 | 0
TX CHILDRENS | BE00081578 | GBB1502647 | PULSE OXIMETER | COVIDIEN LP | PM1000N | 3600 | 2021-01-05 | 0
TX CHILDRENS | BE00128946 | GBB2001649 | PULSE OXIMETER | COVIDIEN LP | PM1000N | 3600 | 2029-10-30 | 0
TX CHILDRENS | BE00081832 | GBB1503310 | PULSE OXIMETER | COVIDIEN LP | PM1000N | 3600 | 2021-02-23 | 0
TX CHILDRENS | BE00081486 | GBB1502404 | PULSE OXIMETER | COVIDIEN LP | PM1000N | 3600 | 2021-01-05 | 0
TX CHILDRENS | BE00081811 | GBB1503288 | PULSE OXIMETER | COVIDIEN LP | PM1000N | 3600 | 2021-02-23 | 0
TX CHILDRENS | BE00081739 | GBB1503214 | PULSE OXIMETER | COVIDIEN LP | PM1000N | 3600 | 2021-02-23 | 0
TX CHILDRENS | BE00081766 | GBB1503241 | PULSE OXIMETER | COVIDIEN LP | PM1000N | 3600 | 2021-02-23 | 0
TX CHILDRENS | BE00081762 | GBB1503237 | PULSE OXIMETER | COVIDIEN LP | PM1000N | 3600 | 2021-02-23 | 0
TX CHILDRENS | BE00081952 | GBB1503465 | PULSE OXIMETER | COVIDIEN LP | PM1000N | 3600 | 2021-02-23 | 0
TX CHILDRENS | BE00081854 | GBB1503333 | PULSE OXIMETER | COVIDIEN LP | PM1000N | 3600 | 2021-02-23 | 0
TX CHILDRENS | BE00081970 | GBB1503476 | PULSE OXIMETER | COVIDIEN LP | PM1000N | 3600 | 2021-02-23 | 0
TX CHILDRENS | BE00081871 | GBB1503359 | PULSE OXIMETER | COVIDIEN LP | PM1000N | 3600 | 2021-02-23 | 0
TX CHILDRENS | BE00081758 | GBB1503233 | PULSE OXIMETER | COVIDIEN LP | PM1000N | 3600 | 2021-02-23 | 0
TX CHILDRENS | BE00081759 | GBB1503234 | PULSE OXIMETER | COVIDIEN LP | PM1000N | 3600 | 2021-02-23 | 0
TX CHILDRENS | BE00081755 | GBB1503230 | PULSE OXIMETER | COVIDIEN LP | PM1000N | 3600 | 2021-02-23 | 0
TX CHILDRENS | BE00081756 | GBB1503480 | PULSE OXIMETER | COVIDIEN LP | PM1000N | 3600 | 2021-02-23 | 0
TX CHILDRENS | BE00100743 | GBB1700877 | PULSE OXIMETER | COVIDIEN LP | PM1000N | 3600 | 2018-05-18 | 0
TX CHILDRENS | BE00081881 | GBB1503366 | PULSE OXIMETER | COVIDIEN LP | PM1000N | 3600 | 2021-02-23 | 0
TX CHILDRENS | BE00100678 | GBB1700691 | PULSE OXIMETER | COVIDIEN LP | PM1000N | 3600 | 2022-05-04 | 0
TX CHILDRENS | BE00081523 | GBB1502458 | PULSE OXIMETER | COVIDIEN LP | PM1000N | 3600 | 2021-01-05 | 0
TX CHILDRENS | BE00081827 | GBB1503305 | PULSE OXIMETER | COVIDIEN LP | PM1000N | 3600 | 2021-02-23 | 0
TX CHILDRENS | BE00081826 | GBB1503304 | PULSE OXIMETER | COVIDIEN LP | PM1000N | 3600 | 2021-02-23 | 0
TX CHILDRENS | BE00081569 | GBB1502635 | PULSE OXIMETER | COVIDIEN LP | PM1000N | 3600 | 2021-01-05 | 0
TX CHILDRENS | BE00081570 | GBB1502637 | PULSE OXIMETER | COVIDIEN LP | PM1000N | 3600 | 2021-01-05 | 0
TX CHILDRENS | BE00081735 | GBB1503210 | PULSE OXIMETER | COVIDIEN LP | PM1000N | 3600 | 2021-02-23 | 0
TX CHILDRENS | BE00081734 | GBB1503209 | PULSE OXIMETER | COVIDIEN LP | PM1000N | 3600 | 2021-02-23 | 0
TX CHILDRENS | BE00081736 | GBB1503211 | PULSE OXIMETER | COVIDIEN LP | PM1000N | 3600 | 2021-02-23 | 0
TX CHILDRENS | BE00081896 | GBB1503381 | PULSE OXIMETER | COVIDIEN LP | PM1000N | 3600 | 2021-02-23 | 0
TX CHILDRENS | BE00081485 | GBB1502401 | PULSE OXIMETER | COVIDIEN LP | PM1000N | 3600 | 2021-01-05 | 0
TX CHILDRENS | BE00081738 | GBB1503213 | PULSE OXIMETER | COVIDIEN LP | PM1000N | 3600 | 2021-02-23 | 0
TX CHILDRENS | BE00087462 | 770BR3515 | HEAT SEALING DEVICE | BIO RAD LABORATORIES INC | PX1 | 3600 | 2018-04-19 | 0
TX CHILDRENS | BE00126913 | GBB2200622 | PULSE OXIMETER | COVIDIEN LP | PM1000N | 3600 | 2029-10-03 | 0
TX CHILDRENS | BE00081509 | GBB1502444 | PULSE OXIMETER | COVIDIEN LP | PM1000N | 3600 | 2021-01-05 | 0
TX CHILDRENS | BE00081788 | GBB1503263 | PULSE OXIMETER | COVIDIEN LP | PM1000N | 3600 | 2021-02-23 | 0
TX CHILDRENS | BE00131214 | GBB2104265 | PULSE OXIMETER | COVIDIEN LP | PM1000N | 3600 | 2030-06-06 | 0
TX CHILDRENS | BE00081785 | GBB1503260 | PULSE OXIMETER | COVIDIEN LP | PM1000N | 3600 | 2021-02-23 | 0
TX CHILDRENS | BE00081977 | GBB1503487 | PULSE OXIMETER | COVIDIEN LP | PM1000N | 3600 | 2021-02-23 | 0
TX CHILDRENS | BE00081532 | GBB1502477 | PULSE OXIMETER | COVIDIEN LP | PM1000N | 3600 | 2021-01-05 | 0
TX CHILDRENS | BE00081957 | GBB1503471 | PULSE OXIMETER | COVIDIEN LP | PM1000N | 3600 | 2021-02-23 | 0
TX CHILDRENS | BE00081978 | GBB1503486 | PULSE OXIMETER | COVIDIEN LP | PM1000N | 3600 | 2021-02-23 | 0
TX CHILDRENS | BE00081528 | GBB1502467 | PULSE OXIMETER | COVIDIEN LP | PM1000N | 3600 | 2021-01-05 | 0
TX CHILDRENS | BE00100684 | GBB1700708 | PULSE OXIMETER | COVIDIEN LP | PM1000N | 3600 | 2022-05-04 | 0
TX CHILDRENS | BE00100659 | GBB1700666 | PULSE OXIMETER | COVIDIEN LP | PM1000N | 3600 | 2022-05-04 | 0
TX CHILDRENS | BE00100657 | GBB1700647 | PULSE OXIMETER | COVIDIEN LP | PM1000N | 3600 | 2022-05-04 | 0
TX CHILDRENS | BE00100661 | GBB1700668 | PULSE OXIMETER | COVIDIEN LP | PM1000N | 3600 | 2022-05-04 | 0
TX CHILDRENS | BE00081869 | GBB1503353 | PULSE OXIMETER | COVIDIEN LP | PM1000N | 3600 | 2021-02-23 | 0
TX CHILDRENS | BE00100671 | GBB1700681 | PULSE OXIMETER | COVIDIEN LP | PM1000N | 3600 | 2022-05-04 | 0
TX CHILDRENS | BE00100672 | GBB1700684 | PULSE OXIMETER | COVIDIEN LP | PM1000N | 3600 | 2022-05-04 | 0
TX CHILDRENS | BE00081969 | GBB1503300 | PULSE OXIMETER | COVIDIEN LP | PM1000N | 3600 | 2021-02-23 | 0
TX CHILDRENS | BE00081774 | GBB1503249 | PULSE OXIMETER | COVIDIEN LP | PM1000N | 3600 | 2021-02-23 | 0
TX CHILDRENS | BE00081967 | GBB1503342 | PULSE OXIMETER | COVIDIEN LP | PM1000N | 3600 | 2021-02-23 | 0
TX CHILDRENS | BE00081968 | GBB1503475 | PULSE OXIMETER | COVIDIEN LP | PM1000N | 3600 | 2021-02-23 | 0
TX CHILDRENS | BE00081778 | GBB1503253 | PULSE OXIMETER | COVIDIEN LP | PM1000N | 3600 | 2021-02-23 | 0
TX CHILDRENS | BE00081884 | GBB1503369 | PULSE OXIMETER | COVIDIEN LP | PM1000N | 3600 | 2021-02-23 | 0
TX CHILDRENS | BE00104256 | GBB1800858 | PULSE OXIMETER | COVIDIEN LP | PM1000N | 3600 | 2024-08-31 | 0
TX CHILDRENS | BE00081515 | GBB1502450 | PULSE OXIMETER | COVIDIEN LP | PM1000N | 3600 | 2021-01-05 | 0
TX CHILDRENS | BE00100667 | GBB1700676 | PULSE OXIMETER | COVIDIEN LP | PM1000N | 3600 | 2022-05-04 | 0
TX CHILDRENS | BE00081511 | GBB1502446 | PULSE OXIMETER | COVIDIEN LP | PM1000N | 3600 | 2021-01-05 | 0
TX CHILDRENS | BE00100664 | GBB1700673 | PULSE OXIMETER | COVIDIEN LP | PM1000N | 3600 | 2022-05-04 | 0
TX CHILDRENS | BE00081862 | GBB1503346 | PULSE OXIMETER | COVIDIEN LP | PM1000N | 3600 | 2021-02-23 | 0
TX CHILDRENS | BE00081845 | GBB1503324 | PULSE OXIMETER | COVIDIEN LP | PM1000N | 3600 | 2021-02-23 | 0
TX CHILDRENS | BE00126916 | GBB2200604 | PULSE OXIMETER | COVIDIEN LP | PM1000N | 3600 | 2029-10-03 | 0
TX CHILDRENS | BE00081943 | GBB1503457 | PULSE OXIMETER | COVIDIEN LP | PM1000N | 3600 | 2021-02-23 | 0
TX CHILDRENS | BE00081942 | GBB1503456 | PULSE OXIMETER | COVIDIEN LP | PM1000N | 3600 | 2021-02-23 | 0
TX CHILDRENS | BE00081941 | GBB1503454 | PULSE OXIMETER | COVIDIEN LP | PM1000N | 3600 | 2021-02-23 | 0
TX CHILDRENS | BE00081711 | GMB1503735 | PULSE OXIMETER | COVIDIEN LP | PM1000N | 3600 | 2021-02-23 | 0
TX CHILDRENS | BE00081919 | GBB1503406 | PULSE OXIMETER | COVIDIEN LP | PM1000N | 3600 | 2021-02-23 | 0
TX CHILDRENS | BE00081921 | GBB1503409 | PULSE OXIMETER | COVIDIEN LP | PM1000N | 3600 | 2021-02-23 | 0
TX CHILDRENS | BE00081690 | GBB1503028 | PULSE OXIMETER | COVIDIEN LP | PM1000N | 3600 | 2021-02-23 | 0
TX CHILDRENS | BE00081849 | GBB1503328 | PULSE OXIMETER | COVIDIEN LP | PM1000N | 3600 | 2021-02-23 | 0
TX CHILDRENS | BE00081950 | GBB1503464 | PULSE OXIMETER | COVIDIEN LP | PM1000N | 3600 | 2021-02-23 | 0
TX CHILDRENS | BE00126915 | GBB2200624 | PULSE OXIMETER | COVIDIEN LP | PM1000N | 3600 | 2029-10-03 | 0
TX CHILDRENS | BE00081847 | GBB1503326 | PULSE OXIMETER | COVIDIEN LP | PM1000N | 3600 | 2021-02-23 | 0
TX CHILDRENS | BE00081688 | GBB1503006 | PULSE OXIMETER | COVIDIEN LP | PM1000N | 3600 | 2021-02-23 | 0
TX CHILDRENS | BE00081501 | GBB1502434 | PULSE OXIMETER | COVIDIEN LP | PM1000N | 3600 | 2021-01-05 | 0
TX CHILDRENS | BE00081598 | GBB1502670 | PULSE OXIMETER | COVIDIEN LP | PM1000N | 3600 | 2021-01-05 | 0
TX CHILDRENS | BE00081802 | GBB1503279 | PULSE OXIMETER | COVIDIEN LP | PM1000N | 3600 | 2021-02-23 | 0
TX CHILDRENS | BE00081806 | GBB1503283 | PULSE OXIMETER | COVIDIEN LP | PM1000N | 3600 | 2021-02-23 | 0
TX CHILDRENS | BE00081800 | GBB1503278 | PULSE OXIMETER | COVIDIEN LP | PM1000N | 3600 | 2021-02-23 | 0
TX CHILDRENS | BE00081907 | GBB1503392 | PULSE OXIMETER | COVIDIEN LP | PM1000N | 3600 | 2021-02-23 | 0
TX CHILDRENS | BE00081557 | GBB1502615 | PULSE OXIMETER | COVIDIEN LP | PM1000N | 3600 | 2021-01-05 | 0
TX CHILDRENS | BE00081910 | GBB1503395 | PULSE OXIMETER | COVIDIEN LP | PM1000N | 3600 | 2021-02-23 | 0
TX CHILDRENS | BE00081983 | GBB1503498 | PULSE OXIMETER | COVIDIEN LP | PM1000N | 3600 | 2021-02-23 | 0
TX CHILDRENS | BE00081984 | GBB1503499 | PULSE OXIMETER | COVIDIEN LP | PM1000N | 3600 | 2021-02-23 | 0
TX CHILDRENS | BE00081700 | GBB1503040 | PULSE OXIMETER | COVIDIEN LP | PM1000N | 3600 | 2021-02-23 | 0
TX CHILDRENS | BE00081536 | GBB1502570 | PULSE OXIMETER | COVIDIEN LP | PM1000N | 3600 | 2021-01-05 | 0
TX CHILDRENS | BE00081533 | GBB1502480 | PULSE OXIMETER | COVIDIEN LP | PM1000N | 3600 | 2021-01-05 | 0
TX CHILDRENS | BE00081932 | GBB1503442 | PULSE OXIMETER | COVIDIEN LP | PM1000N | 3600 | 2021-02-23 | 0
TX CHILDRENS | BE00081489 | GBB1502410 | PULSE OXIMETER | COVIDIEN LP | PM1000N | 3600 | 2021-01-05 | 0
TX CHILDRENS | BE00081933 | GBB1503445 | PULSE OXIMETER | COVIDIEN LP | PM1000N | 3600 | 2021-02-23 | 0
TX CHILDRENS | BE00081839 | GBB1503318 | PULSE OXIMETER | COVIDIEN LP | PM1000N | 3600 | 2021-02-23 | 0
TX CHILDRENS | BE00081721 | GBB1503187 | PULSE OXIMETER | COVIDIEN LP | PM1000N | 3600 | 2021-02-23 | 0
TX CHILDRENS | BE00081792 | GBB1503268 | PULSE OXIMETER | COVIDIEN LP | PM1000N | 3600 | 2021-02-23 | 0
TX CHILDRENS | BE00081962 | GBB1503129 | PULSE OXIMETER | COVIDIEN LP | PM1000N | 3600 | 2021-02-23 | 0
TX CHILDRENS | BE00104257 | GBB1800873 | PULSE OXIMETER | COVIDIEN LP | PM1000N | 3600 | 2024-08-31 | 0
TX CHILDRENS | BE00081963 | GMB1504215 | PULSE OXIMETER | COVIDIEN LP | PM1000N | 3600 | 2021-02-23 | 0
TX CHILDRENS | BE00081770 | GBB1503245 | PULSE OXIMETER | COVIDIEN LP | PM1000N | 3600 | 2021-02-23 | 0
TX CHILDRENS | BE00081747 | GBB1503222 | PULSE OXIMETER | COVIDIEN LP | PM1000N | 3600 | 2021-02-23 | 0
TX CHILDRENS | BE00082305 | GBB1502896 | PULSE OXIMETER | COVIDIEN LP | PM1000N | 3600 | 2021-03-03 | 0
TX CHILDRENS | BE00081939 | GBB1503452 | PULSE OXIMETER | COVIDIEN LP | PM1000N | 3600 | 2021-02-23 | 0
TX CHILDRENS | BE00081842 | GBB1503321 | PULSE OXIMETER | COVIDIEN LP | PM1000N | 3600 | 2021-02-23 | 0
TX CHILDRENS | BE00081940 | GBB1503453 | PULSE OXIMETER | COVIDIEN LP | PM1000N | 3600 | 2021-02-23 | 0
TX CHILDRENS | BE00128945 | GBB1902477 | PULSE OXIMETER | COVIDIEN LP | PM1000N | 3600 | 2029-10-30 | 0
TX CHILDRENS | BE00081846 | GBB1503325 | PULSE OXIMETER | COVIDIEN LP | PM1000N | 3600 | 2021-02-23 | 0
TX CHILDRENS | BE00100455 | GBB1700787 | PULSE OXIMETER | COVIDIEN LP | PM1000N | 3600 | 2018-06-08 | 0
TX CHILDRENS | BE00081844 | GBB1503323 | PULSE OXIMETER | COVIDIEN LP | PM1000N | 3600 | 2021-02-23 | 0
TX CHILDRENS | BE00100670 | GBB1700671 | PULSE OXIMETER | COVIDIEN LP | PM1000N | 3600 | 2022-05-04 | 0
TX CHILDRENS | BE00087414 | GBB1502888 | PULSE OXIMETER | COVIDIEN LP | PM1000N | 3600 | 2021-03-03 | 0
TX CHILDRENS | BE00081706 | GBB1503046 | PULSE OXIMETER | COVIDIEN LP | PM1000N | 3600 | 2021-02-23 | 0
TX CHILDRENS | BE00081540 | GBB1502593 | PULSE OXIMETER | COVIDIEN LP | PM1000N | 3600 | 2021-01-05 | 0
TX CHILDRENS | BE00081867 | GBB1503351 | PULSE OXIMETER | COVIDIEN LP | PM1000N | 3600 | 2021-02-23 | 0
TX CHILDRENS | BE00081868 | GMB1504058 | PULSE OXIMETER | COVIDIEN LP | PM1000N | 3600 | 2021-02-23 | 0
TX CHILDRENS | BE00081777 | GBB1503252 | PULSE OXIMETER | COVIDIEN LP | PM1000N | 3600 | 2021-02-23 | 0
TX CHILDRENS | BE00081966 | GMB1504218 | PULSE OXIMETER | COVIDIEN LP | PM1000N | 3600 | 2021-02-23 | 0
TX CHILDRENS | BE00100679 | GBB1700699 | PULSE OXIMETER | COVIDIEN LP | PM1000N | 3600 | 2022-05-04 | 0
TX CHILDRENS | BE00081903 | GMB1504114 | PULSE OXIMETER | COVIDIEN LP | PM1000N | 3600 | 2021-02-23 | 0
TX CHILDRENS | BE00081742 | GBB1503217 | PULSE OXIMETER | COVIDIEN LP | PM1000N | 3600 | 2021-02-23 | 0
TX CHILDRENS | BE00081904 | GBB1503389 | PULSE OXIMETER | COVIDIEN LP | PM1000N | 3600 | 2021-02-23 | 0
TX CHILDRENS | BE00081761 | GBB1503236 | PULSE OXIMETER | COVIDIEN LP | PM1000N | 3600 | 2021-02-23 | 0
TX CHILDRENS | BE00081765 | GBB1503240 | PULSE OXIMETER | COVIDIEN LP | PM1000N | 3600 | 2021-02-23 | 0
TX CHILDRENS | BE00081857 | GBB1502615 | PULSE OXIMETER | COVIDIEN LP | PM1000N | 3600 | 2021-02-23 | 0
TX CHILDRENS | BE00081784 | GBB1503259 | PULSE OXIMETER | COVIDIEN LP | PM1000N | 3600 | 2021-02-23 | 0
TX CHILDRENS | BE00081787 | GBB1503262 | PULSE OXIMETER | COVIDIEN LP | PM1000N | 3600 | 2021-02-23 | 0
TX CHILDRENS | BE00100683 | GBB1700706 | PULSE OXIMETER | COVIDIEN LP | PM1000N | 3600 | 2022-05-04 | 0
TX CHILDRENS | BE00081483 | GBB1502126 | PULSE OXIMETER | COVIDIEN LP | PM1000N | 3600 | 2021-01-05 | 0
TX CHILDRENS | BE00081956 | GBB1503470 | PULSE OXIMETER | COVIDIEN LP | PM1000N | 3600 | 2021-02-23 | 0
TX CHILDRENS | BE00126912 | GBB2200625 | PULSE OXIMETER | COVIDIEN LP | PM1000N | 3600 | 2029-10-03 | 0
TX CHILDRENS | BE00081507 | GBB1502442 | PULSE OXIMETER | COVIDIEN LP | PM1000N | 3600 | 2021-01-05 | 0
TX CHILDRENS | BE00081880 | GBB1503365 | PULSE OXIMETER | COVIDIEN LP | PM1000N | 3600 | 2021-02-23 | 0
TX CHILDRENS | BE00081718 | GBB1503173 | PULSE OXIMETER | COVIDIEN LP | PM1000N | 3600 | 2021-02-23 | 0
TX CHILDRENS | BE00081693 | GBB1503031 | PULSE OXIMETER | COVIDIEN LP | PM1000N | 3600 | 2021-02-23 | 0
TX CHILDRENS | BE00081927 | GBB1503430 | PULSE OXIMETER | COVIDIEN LP | PM1000N | 3600 | 2021-02-23 | 0
TX CHILDRENS | BE00081926 | GBB1503428 | PULSE OXIMETER | COVIDIEN LP | PM1000N | 3600 | 2021-02-23 | 0
TX CHILDRENS | BE00082301 | GBB1502909 | PULSE OXIMETER | COVIDIEN LP | PM1000N | 3600 | 2021-03-03 | 0
TX CHILDRENS | BE00081928 | GMB1504170 | PULSE OXIMETER | COVIDIEN LP | PM1000N | 3600 | 2021-02-23 | 0
TX CHILDRENS | BE00104259 | GBB1800863 | PULSE OXIMETER | COVIDIEN LP | PM1000N | 3600 | 2024-08-31 | 0
TX CHILDRENS | BE00081790 | GBB1503265 | PULSE OXIMETER | COVIDIEN LP | PM1000N | 3600 | 2021-02-23 | 0
TX CHILDRENS | BE00081813 | GBB1503290 | PULSE OXIMETER | COVIDIEN LP | PM1000N | 3600 | 2021-02-23 | 0
TX CHILDRENS | BE00100448 | GBB1700905 | PULSE OXIMETER | COVIDIEN LP | PM1000N | 3600 | 2018-06-08 | 0
TX CHILDRENS | BE00081817 | GBB1503294 | PULSE OXIMETER | COVIDIEN LP | PM1000N | 3600 | 2021-02-23 | 0
TX CHILDRENS | BE00081816 | GBB1503293 | PULSE OXIMETER | COVIDIEN LP | PM1000N | 3600 | 2021-02-23 | 0
TX CHILDRENS | BE00081720 | GBB1503186 | PULSE OXIMETER | COVIDIEN LP | PM1000N | 3600 | 2021-02-23 | 0
TX CHILDRENS | BE00081725 | GBB1503197 | PULSE OXIMETER | COVIDIEN LP | PM1000N | 3600 | 2021-02-23 | 0
TX CHILDRENS | BE00081914 | GBB1503399 | PULSE OXIMETER | COVIDIEN LP | PM1000N | 3600 | 2021-02-23 | 0
TX CHILDRENS | BE00081562 | GBB1502621 | PULSE OXIMETER | COVIDIEN LP | PM1000N | 3600 | 2021-01-05 | 0
TX CHILDRENS | BE00081730 | GBB1503203 | PULSE OXIMETER | COVIDIEN LP | PM1000N | 3600 | 2021-02-23 | 0
TX CHILDRENS | BE00081751 | GBB1503226 | PULSE OXIMETER | COVIDIEN LP | PM1000N | 3600 | 2021-02-23 | 0
TX CHILDRENS | BE00081754 | GBB1503229 | PULSE OXIMETER | COVIDIEN LP | PM1000N | 3600 | 2021-02-23 | 0
TX CHILDRENS | BE00128947 | GBB2100170 | PULSE OXIMETER | COVIDIEN LP | PM1000N | 3600 | 2029-10-30 | 0
TX CHILDRENS | BE00081522 | GBB1502457 | PULSE OXIMETER | COVIDIEN LP | PM1000N | 3600 | 2021-01-05 | 0
TX CHILDRENS | BE00081521 | GBB1502456 | PULSE OXIMETER | COVIDIEN LP | PM1000N | 3600 | 2021-01-05 | 0
TX CHILDRENS | BE00081520 | GBB1502455 | PULSE OXIMETER | COVIDIEN LP | PM1000N | 3600 | 2021-01-05 | 0
TX CHILDRENS | BE00081838 | GBB1503311 | PULSE OXIMETER | COVIDIEN LP | PM1000N | 3600 | 2021-02-23 | 0
TX CHILDRENS | BE00081937 | GBB1503450 | PULSE OXIMETER | COVIDIEN LP | PM1000N | 3600 | 2021-02-23 | 0
TX CHILDRENS | BE00081840 | GBB1503319 | PULSE OXIMETER | COVIDIEN LP | PM1000N | 3600 | 2021-02-23 | 0
TX CHILDRENS | BE00081797 | GBB1502669 | PULSE OXIMETER | COVIDIEN LP | PM1000N | 3600 | 2021-02-23 | 0
TX CHILDRENS | BE00081543 | GBB1502597 | PULSE OXIMETER | COVIDIEN LP | PM1000N | 3600 | 2021-01-05 | 0
TX CHILDRENS | BE00081586 | GBB1502655 | PULSE OXIMETER | COVIDIEN LP | PM1000N | 3600 | 2021-01-05 | 0
TX CHILDRENS | BE00126909 | GBB2200226 | PULSE OXIMETER | COVIDIEN LP | PM1000N | 3600 | 2029-10-03 | 0
TX CHILDRENS | BE00081556 | GBB1502614 | PULSE OXIMETER | COVIDIEN LP | PM1000N | 3600 | 2021-01-05 | 0
TX CHILDRENS | BE00100666 | GBB1700675 | PULSE OXIMETER | COVIDIEN LP | PM1000N | 3600 | 2022-05-04 | 0
TX CHILDRENS | BE00081769 | GBB1503244 | PULSE OXIMETER | COVIDIEN LP | PM1000N | 3600 | 2021-02-23 | 0
TX CHILDRENS | BE00100663 | GBB1700672 | PULSE OXIMETER | COVIDIEN LP | PM1000N | 3600 | 2022-05-04 | 0
TX CHILDRENS | BE00081860 | GMB1504050 | PULSE OXIMETER | COVIDIEN LP | PM1000N | 3600 | 2021-02-23 | 0
TX CHILDRENS | BE00081861 | GBB1503345 | PULSE OXIMETER | COVIDIEN LP | PM1000N | 3600 | 2021-02-23 | 0
TX CHILDRENS | BE00082304 | GBB1502921 | PULSE OXIMETER | COVIDIEN LP | PM1000N | 3600 | 2021-03-03 | 0
TX CHILDRENS | BE00081812 | GBB1503289 | PULSE OXIMETER | COVIDIEN LP | PM1000N | 3600 | 2021-02-23 | 0
TX CHILDRENS | BE00081912 | GBB1503397 | PULSE OXIMETER | COVIDIEN LP | PM1000N | 3600 | 2021-02-23 | 0
TX CHILDRENS | BE00081559 | GBB1502618 | PULSE OXIMETER | COVIDIEN LP | PM1000N | 3600 | 2021-01-05 | 0
TX CHILDRENS | BE00081561 | GBB1502620 | PULSE OXIMETER | COVIDIEN LP | PM1000N | 3600 | 2021-01-05 | 0
TX CHILDRENS | BE00081516 | GBB1502451 | PULSE OXIMETER | COVIDIEN LP | PM1000N | 3600 | 2021-01-05 | 0
TX CHILDRENS | BE00104260 | GBB1800867 | PULSE OXIMETER | COVIDIEN LP | PM1000N | 3600 | 2024-08-31 | 0
TX CHILDRENS | BE00081481 | GBB1502101 | PULSE OXIMETER | COVIDIEN LP | PM1000N | 3600 | 2021-01-05 | 0
TX CHILDRENS | BE00081687 | GBB1502993 | PULSE OXIMETER | COVIDIEN LP | PM1000N | 3600 | 2021-02-23 | 0
TX CHILDRENS | BE00081713 | GMB1503757 | PULSE OXIMETER | COVIDIEN LP | PM1000N | 3600 | 2021-02-23 | 0
TX CHILDRENS | BE00081712 | GBB1503126 | PULSE OXIMETER | COVIDIEN LP | PM1000N | 3600 | 2021-02-23 | 0
TX CHILDRENS | BE00081710 | GBB1503081 | PULSE OXIMETER | COVIDIEN LP | PM1000N | 3600 | 2021-02-23 | 0
TX CHILDRENS | BE00081550 | GBB1502607 | PULSE OXIMETER | COVIDIEN LP | PM1000N | 3600 | 2021-01-05 | 0
TX CHILDRENS | BE00081549 | GBB1502605 | PULSE OXIMETER | COVIDIEN LP | PM1000N | 3600 | 2021-01-05 | 0
TX CHILDRENS | BE00081548 | GBB1502604 | PULSE OXIMETER | COVIDIEN LP | PM1000N | 3600 | 2021-01-05 | 0
TX CHILDRENS | BE00081920 | GMB1504146 | PULSE OXIMETER | COVIDIEN LP | PM1000N | 3600 | 2021-02-23 | 0
TX CHILDRENS | BE00081923 | GBB1503411 | PULSE OXIMETER | COVIDIEN LP | PM1000N | 3600 | 2021-02-23 | 0
TX CHILDRENS | BE00081805 | GMB1503932 | PULSE OXIMETER | COVIDIEN LP | PM1000N | 3600 | 2021-02-23 | 0
TX CHILDRENS | BE00081804 | GBB1503281 | PULSE OXIMETER | COVIDIEN LP | PM1000N | 3600 | 2021-02-23 | 0
TX CHILDRENS | BE00081689 | GBB1503012 | PULSE OXIMETER | COVIDIEN LP | PM1000N | 3600 | 2021-02-23 | 0
TX CHILDRENS | BE00081760 | GBB1503235 | PULSE OXIMETER | COVIDIEN LP | PM1000N | 3600 | 2021-02-23 | 0
TX CHILDRENS | BE00081850 | GBB1503329 | PULSE OXIMETER | COVIDIEN LP | PM1000N | 3600 | 2021-02-23 | 0
TX CHILDRENS | BE00081597 | GBB1502669 | PULSE OXIMETER | COVIDIEN LP | PM1000N | 3600 | 2021-01-05 | 0
TX CHILDRENS | BE00117237 | 4318031237 | INCUBATOR, MICROBIOLOGICAL | 3M COMPANY | 43220 | 3600 | 2023-01-10 | 0
TX CHILDRENS | BE00081848 | GBB1503327 | PULSE OXIMETER | COVIDIEN LP | PM1000N | 3600 | 2021-02-23 | 0
TX CHILDRENS | BE00100742 | GBB1700884 | PULSE OXIMETER | COVIDIEN LP | PM1000N | 3600 | 2018-05-18 | 0
TX CHILDRENS | BE00081757 | GBB1503232 | PULSE OXIMETER | COVIDIEN LP | PM1000N | 3600 | 2021-02-23 | 0
TX CHILDRENS | KN198545 | Y1STX | COMPUTER & PERIPHERALS | DELL MARKETING LP | 7500 | 3600 | 2001-12-27 | 0
TX CHILDRENS | BE00100677 | GBB1700690 | PULSE OXIMETER | COVIDIEN LP | PM1000N | 3600 | 2022-05-04 | 0
TX CHILDRENS | BE00081976 | GBB1503485 | PULSE OXIMETER | COVIDIEN LP | PM1000N | 3600 | 2021-02-23 | 0
TX CHILDRENS | BE00081783 | GBB1503258 | PULSE OXIMETER | COVIDIEN LP | PM1000N | 3600 | 2021-02-23 | 0
TX CHILDRENS | BE00081733 | GBB1503288 | PULSE OXIMETER | COVIDIEN LP | PM1000N | 3600 | 2021-02-23 | 0
TX CHILDRENS | BE00081572 | GBB1502639 | PULSE OXIMETER | COVIDIEN LP | PM1000N | 3600 | 2021-01-05 | 0
TX CHILDRENS | BE00081779 | GBB1503254 | PULSE OXIMETER | COVIDIEN LP | PM1000N | 3600 | 2021-02-23 | 0
TX CHILDRENS | BE00081825 | GMB1503986 | PULSE OXIMETER | COVIDIEN LP | PM1000N | 3600 | 2021-02-23 | 0
TX CHILDRENS | BE00081818 | GBB1503295 | PULSE OXIMETER | COVIDIEN LP | PM1000N | 3600 | 2021-02-23 | 0
TX CHILDRENS | BE00081565 | GBB1502626 | PULSE OXIMETER | COVIDIEN LP | PM1000N | 3600 | 2021-01-05 | 0
TX CHILDRENS | BE00081799 | GBB1503254 | PULSE OXIMETER | COVIDIEN LP | PM1000N | 3600 | 2021-02-23 | 0
TX CHILDRENS | BE00081573 | GBB1502640 | PULSE OXIMETER | COVIDIEN LP | PM1000N | 3600 | 2021-01-05 | 0
TX CHILDRENS | BE00081899 | GBB1503384 | PULSE OXIMETER | COVIDIEN LP | PM1000N | 3600 | 2021-02-23 | 0
TX CHILDRENS | BE00081897 | GBB1503382 | PULSE OXIMETER | COVIDIEN LP | PM1000N | 3600 | 2021-02-23 | 0
TX CHILDRENS | BE00081504 | GBB1502439 | PULSE OXIMETER | COVIDIEN LP | PM1000N | 3600 | 2021-01-05 | 0
TX CHILDRENS | BE00081503 | GBB1502438 | PULSE OXIMETER | COVIDIEN LP | PM1000N | 3600 | 2021-01-05 | 0
TX CHILDRENS | BE00081502 | GBB1502437 | PULSE OXIMETER | COVIDIEN LP | PM1000N | 3600 | 2021-01-05 | 0
TX CHILDRENS | BE00100673 | GBB1700687 | PULSE OXIMETER | COVIDIEN LP | PM1000N | 3600 | 2022-05-04 | 0
TX CHILDRENS | BE00081775 | GMB1503884 | PULSE OXIMETER | COVIDIEN LP | PM1000N | 3600 | 2021-02-23 | 0
TX CHILDRENS | BE00100453 | GBB1700788 | PULSE OXIMETER | COVIDIEN LP | PM1000N | 3600 | 2018-06-08 | 0
TX CHILDRENS | BE00081593 | GBB1502662 | PULSE OXIMETER | COVIDIEN LP | PM1000N | 3600 | 2021-01-05 | 0
TX CHILDRENS | BE00081945 | GBB1503459 | PULSE OXIMETER | COVIDIEN LP | PM1000N | 3600 | 2021-02-23 | 0
TX CHILDRENS | BE00081948 | GBB1503462 | PULSE OXIMETER | COVIDIEN LP | PM1000N | 3600 | 2021-02-23 | 0
TX CHILDRENS | BE00081947 | GBB1503461 | PULSE OXIMETER | COVIDIEN LP | PM1000N | 3600 | 2021-02-23 | 0
TX CHILDRENS | BE00100675 | GBB1700686 | PULSE OXIMETER | COVIDIEN LP | PM1000N | 3600 | 2022-05-04 | 0
TX CHILDRENS | BE00081544 | GBB1502599 | PULSE OXIMETER | COVIDIEN LP | PM1000N | 3600 | 2021-01-05 | 0
TX CHILDRENS | BE00081814 | GBB1503291 | PULSE OXIMETER | COVIDIEN LP | PM1000N | 3600 | 2021-02-23 | 0
TX CHILDRENS | BE00081791 | GBB1503266 | PULSE OXIMETER | COVIDIEN LP | PM1000N | 3600 | 2021-02-23 | 0
TX CHILDRENS | BE00081772 | GBB1503247 | PULSE OXIMETER | COVIDIEN LP | PM1000N | 3600 | 2021-02-23 | 0
TX CHILDRENS | BE00081767 | GBB1503242 | PULSE OXIMETER | COVIDIEN LP | PM1000N | 3600 | 2021-02-23 | 0
TX CHILDRENS | BE00081768 | GBB1502243 | PULSE OXIMETER | COVIDIEN LP | PM1000N | 3600 | 2021-02-23 | 0
TX CHILDRENS | BE00100451 | GBB1700898 | PULSE OXIMETER | COVIDIEN LP | PM1000N | 3600 | 2018-06-08 | 0
TX CHILDRENS | BE00081882 | GBB1503367 | PULSE OXIMETER | COVIDIEN LP | PM1000N | 3600 | 2021-02-23 | 0
TX CHILDRENS | BE00100685 | GBB1700709 | PULSE OXIMETER | COVIDIEN LP | PM1000N | 3600 | 2022-05-04 | 0
TX CHILDRENS | BE00081885 | GBB1503370 | PULSE OXIMETER | COVIDIEN LP | PM1000N | 3600 | 2021-02-23 | 0
TX CHILDRENS | BE00081965 | GBB1503340 | PULSE OXIMETER | COVIDIEN LP | PM1000N | 3600 | 2021-02-23 | 0
TX CHILDRENS | BE00081964 | GBB1503339 | PULSE OXIMETER | COVIDIEN LP | PM1000N | 3600 | 2021-02-23 | 0
TX CHILDRENS | BE00100665 | GBB1700674 | PULSE OXIMETER | COVIDIEN LP | PM1000N | 3600 | 2022-05-04 | 0
TX CHILDRENS | BE00126908 | GBB2200606 | PULSE OXIMETER | COVIDIEN LP | PM1000N | 3600 | 2029-10-03 | 0
TX CHILDRENS | BE00081944 | GBB1503458 | PULSE OXIMETER | COVIDIEN LP | PM1000N | 3600 | 2021-02-23 | 0
TX CHILDRENS | BE00081830 | GBB1503308 | PULSE OXIMETER | COVIDIEN LP | PM1000N | 3600 | 2021-02-23 | 0
TX CHILDRENS | BE00082303 | GBB1502902 | PULSE OXIMETER | COVIDIEN LP | PM1000N | 3600 | 2021-03-03 | 0
TX CHILDRENS | BE00081575 | GBB1502642 | PULSE OXIMETER | COVIDIEN LP | PM1000N | 3600 | 2021-01-05 | 0
TX CHILDRENS | BE00081580 | GBB1502649 | PULSE OXIMETER | COVIDIEN LP | PM1000N | 3600 | 2021-01-05 | 0
TX CHILDRENS | BE00081579 | GBB1502648 | PULSE OXIMETER | COVIDIEN LP | PM1000N | 3600 | 2021-01-05 | 0
TX CHILDRENS | BE00081484 | GBB1502364 | PULSE OXIMETER | COVIDIEN LP | PM1000N | 3600 | 2021-01-05 | 0
TX CHILDRENS | BE00081740 | GBB1503215 | PULSE OXIMETER | COVIDIEN LP | PM1000N | 3600 | 2021-02-23 | 0
TX CHILDRENS | BE00081715 | GBB1503160 | PULSE OXIMETER | COVIDIEN LP | PM1000N | 3600 | 2021-02-23 | 0
TX CHILDRENS | BE00081834 | GBB1503312 | PULSE OXIMETER | COVIDIEN LP | PM1000N | 3600 | 2021-02-23 | 0
TX CHILDRENS | BE00081981 | GBB1503496 | PULSE OXIMETER | COVIDIEN LP | PM1000N | 3600 | 2021-02-23 | 0
TX CHILDRENS | BE00081979 | GBB1503492 | PULSE OXIMETER | COVIDIEN LP | PM1000N | 3600 | 2021-02-23 | 0
TX CHILDRENS | BE00100681 | GBB1700702 | PULSE OXIMETER | COVIDIEN LP | PM1000N | 3600 | 2022-05-04 | 0
TX CHILDRENS | BE00081876 | GBB1503360 | PULSE OXIMETER | COVIDIEN LP | PM1000N | 3600 | 2021-02-23 | 0
TX CHILDRENS | BE00081878 | GBB1503362 | PULSE OXIMETER | COVIDIEN LP | PM1000N | 3600 | 2021-02-23 | 0
TX CHILDRENS | BE00081695 | GMB1503625 | PULSE OXIMETER | COVIDIEN LP | PM1000N | 3600 | 2021-02-23 | 0
TX CHILDRENS | BE00081803 | GBB1503280 | PULSE OXIMETER | COVIDIEN LP | PM1000N | 3600 | 2021-02-23 | 0
TX CHILDRENS | BE00081801 | GBB1503277 | PULSE OXIMETER | COVIDIEN LP | PM1000N | 3600 | 2021-02-23 | 0
TX CHILDRENS | BE00081545 | GBB1502600 | PULSE OXIMETER | COVIDIEN LP | PM1000N | 3600 | 2021-01-05 | 0
TX CHILDRENS | BE00081599 | GBB1502461 | PULSE OXIMETER | COVIDIEN LP | PM1000N | 3600 | 2021-01-05 | 0
TX CHILDRENS | BE00081851 | GBB1503466 | PULSE OXIMETER | COVIDIEN LP | PM1000N | 3600 | 2021-02-23 | 0
TX CHILDRENS | BE00126904 | GBB2200236 | PULSE OXIMETER | COVIDIEN LP | PM1000N | 3600 | 2029-10-03 | 0
TX CHILDRENS | BE00081526 | GBB1502463 | PULSE OXIMETER | COVIDIEN LP | PM1000N | 3600 | 2021-01-05 | 0
TX CHILDRENS | BE00081685 | GBB1502936 | PULSE OXIMETER | COVIDIEN LP | PM1000N | 3600 | 2021-02-23 | 0
TX CHILDRENS | BE00081972 | GBB1503478 | PULSE OXIMETER | COVIDIEN LP | PM1000N | 3600 | 2021-02-23 | 0
TX CHILDRENS | BE00081874 | GBB1503357 | PULSE OXIMETER | COVIDIEN LP | PM1000N | 3600 | 2021-02-23 | 0
TX CHILDRENS | BE00081872 | GBB1503355 | PULSE OXIMETER | COVIDIEN LP | PM1000N | 3600 | 2021-02-23 | 0
TX CHILDRENS | BE00081974 | GBB1503481 | PULSE OXIMETER | COVIDIEN LP | PM1000N | 3600 | 2021-02-23 | 0
TX CHILDRENS | BE00081781 | GBB1503256 | PULSE OXIMETER | COVIDIEN LP | PM1000N | 3600 | 2021-02-23 | 0
TX CHILDRENS | BE00126903 | GBB2200237 | PULSE OXIMETER | COVIDIEN LP | PM1000N | 3600 | 2029-10-03 | 0
TX CHILDRENS | BE00081973 | GBB1503482 | PULSE OXIMETER | COVIDIEN LP | PM1000N | 3600 | 2021-02-23 | 0
TX CHILDRENS | BE00126900 | GBB2200627 | PULSE OXIMETER | COVIDIEN LP | PM1000N | 3600 | 2029-10-03 | 0
TX CHILDRENS | BE00081895 | GBB1503380 | PULSE OXIMETER | COVIDIEN LP | PM1000N | 3600 | 2021-02-23 | 0
TX CHILDRENS | BE00081571 | GBB1502638 | PULSE OXIMETER | COVIDIEN LP | PM1000N | 3600 | 2021-01-05 | 0
TX CHILDRENS | BE00081737 | GBB1503212 | PULSE OXIMETER | COVIDIEN LP | PM1000N | 3600 | 2021-02-23 | 0
TX CHILDRENS | BE00100744 | GBB1700903 | PULSE OXIMETER | COVIDIEN LP | PM1000N | 3600 | 2018-05-18 | 0
TX CHILDRENS | BE00081732 | GBB1503205 | PULSE OXIMETER | COVIDIEN LP | PM1000N | 3600 | 2021-02-23 | 0
TX CHILDRENS | BE00062898 | 1000088705 | ROTOVAPOR | BUCHI CORPORATION | R-210 | 3600 | 2012-07-01 | 0
TX CHILDRENS | BE00081828 | GBB1503306 | PULSE OXIMETER | COVIDIEN LP | PM1000N | 3600 | 2021-02-23 | 0
TX CHILDRENS | BE00081517 | GBB1502452 | PULSE OXIMETER | COVIDIEN LP | PM1000N | 3600 | 2021-01-05 | 0
TX CHILDRENS | BE00081795 | GBB1503271 | PULSE OXIMETER | COVIDIEN LP | PM1000N | 3600 | 2021-02-23 | 0
TX CHILDRENS | BE00081708 | GBB1503048 | PULSE OXIMETER | COVIDIEN LP | PM1000N | 3600 | 2021-02-23 | 0
TX CHILDRENS | BE00081567 | GBB1502628 | PULSE OXIMETER | COVIDIEN LP | PM1000N | 3600 | 2021-01-05 | 0
TX CHILDRENS | BE00081538 | GBB1502579 | PULSE OXIMETER | COVIDIEN LP | PM1000N | 3600 | 2021-01-05 | 0
TX CHILDRENS | BE00081728 | GBB1503200 | PULSE OXIMETER | COVIDIEN LP | PM1000N | 3600 | 2021-02-23 | 0
TX CHILDRENS | BE00081794 | GBB1503270 | PULSE OXIMETER | COVIDIEN LP | PM1000N | 3600 | 2021-02-23 | 0
TX CHILDRENS | BE00081864 | GBB1503348 | PULSE OXIMETER | COVIDIEN LP | PM1000N | 3600 | 2021-02-23 | 0
TX CHILDRENS | BE00081889 | GBB1503374 | PULSE OXIMETER | COVIDIEN LP | PM1000N | 3600 | 2021-02-23 | 0
TX CHILDRENS | BE00081704 | GBB1503044 | PULSE OXIMETER | COVIDIEN LP | PM1000N | 3600 | 2021-02-23 | 0
TX CHILDRENS | BE00081893 | GBB1503378 | PULSE OXIMETER | COVIDIEN LP | PM1000N | 3600 | 2021-02-23 | 0
TX CHILDRENS | BE00081916 | GBB1503401 | PULSE OXIMETER | COVIDIEN LP | PM1000N | 3600 | 2021-02-23 | 0
TX CHILDRENS | BE00081917 | GBB1503412 | PULSE OXIMETER | COVIDIEN LP | PM1000N | 3600 | 2021-02-23 | 0
TX CHILDRENS | BE00081496 | GBB1502421 | PULSE OXIMETER | COVIDIEN LP | PM1000N | 3600 | 2021-01-05 | 0
TX CHILDRENS | BE00081590 | GBB1502659 | PULSE OXIMETER | COVIDIEN LP | PM1000N | 3600 | 2021-01-05 | 0
TX CHILDRENS | BE00081494 | GBB1502418 | PULSE OXIMETER | COVIDIEN LP | PM1000N | 3600 | 2021-01-05 | 0
TX CHILDRENS | BE00081493 | GBB1502416 | PULSE OXIMETER | COVIDIEN LP | PM1000N | 3600 | 2021-01-05 | 0
TX CHILDRENS | BE00100668 | GBB1700677 | PULSE OXIMETER | COVIDIEN LP | PM1000N | 3600 | 2022-05-04 | 0
TX CHILDRENS | BE00081823 | GBB1503301 | PULSE OXIMETER | COVIDIEN LP | PM1000N | 3600 | 2021-02-23 | 0
TX CHILDRENS | BE00081753 | GBB1503228 | PULSE OXIMETER | COVIDIEN LP | PM1000N | 3600 | 2021-02-23 | 0
TX CHILDRENS | BE00081701 | GBB1503041 | PULSE OXIMETER | COVIDIEN LP | PM1000N | 3600 | 2021-02-23 | 0
TX CHILDRENS | BE00081887 | GBB1503372 | PULSE OXIMETER | COVIDIEN LP | PM1000N | 3600 | 2021-02-23 | 0
TX CHILDRENS | BE00081908 | GBB1503393 | PULSE OXIMETER | COVIDIEN LP | PM1000N | 3600 | 2021-02-23 | 0
TX CHILDRENS | BE00081909 | GBB1503394 | PULSE OXIMETER | COVIDIEN LP | PM1000N | 3600 | 2021-02-23 | 0
TX CHILDRENS | BE00081911 | GBB1503396 | PULSE OXIMETER | COVIDIEN LP | PM1000N | 3600 | 2021-02-23 | 0
TX CHILDRENS | BE00081558 | GBB1502616 | PULSE OXIMETER | COVIDIEN LP | PM1000N | 3600 | 2021-01-05 | 0
TX CHILDRENS | BE00126906 | GBB2200289 | PULSE OXIMETER | COVIDIEN LP | PM1000N | 3600 | 2029-10-03 | 0
TX CHILDRENS | BE00081858 | GBB1503337 | PULSE OXIMETER | COVIDIEN LP | PM1000N | 3600 | 2021-02-23 | 0
TX CHILDRENS | BE00081958 | GBB1503422 | PULSE OXIMETER | COVIDIEN LP | PM1000N | 3600 | 2021-02-23 | 0
TX CHILDRENS | BE00081723 | GBB1503195 | PULSE OXIMETER | COVIDIEN LP | PM1000N | 3600 | 2021-02-23 | 0
TX CHILDRENS | BE00081722 | GBB1503194 | PULSE OXIMETER | COVIDIEN LP | PM1000N | 3600 | 2021-02-23 | 0
TX CHILDRENS | BE00081934 | GBB1503447 | PULSE OXIMETER | COVIDIEN LP | PM1000N | 3600 | 2021-02-23 | 0
TX CHILDRENS | BE00081935 | GBB1503448 | PULSE OXIMETER | COVIDIEN LP | PM1000N | 3600 | 2021-02-23 | 0
TX CHILDRENS | BE00081836 | GBB1503315 | PULSE OXIMETER | COVIDIEN LP | PM1000N | 3600 | 2021-02-23 | 0
TX CHILDRENS | BE00081697 | GBB1503036 | PULSE OXIMETER | COVIDIEN LP | PM1000N | 3600 | 2021-02-23 | 0
TX CHILDRENS | BE00081534 | GBB1502485 | PULSE OXIMETER | COVIDIEN LP | PM1000N | 3600 | 2021-01-05 | 0
TX CHILDRENS | BE00081961 | GBB1503274 | PULSE OXIMETER | COVIDIEN LP | PM1000N | 3600 | 2021-02-23 | 0
TX CHILDRENS | BE00081699 | GBB1503039 | PULSE OXIMETER | COVIDIEN LP | PM1000N | 3600 | 2021-02-23 | 0
TX CHILDRENS | BE00081748 | GBB1503223 | PULSE OXIMETER | COVIDIEN LP | PM1000N | 3600 | 2021-02-23 | 0
TX CHILDRENS | BE00082307 | GBB1502960 | PULSE OXIMETER | COVIDIEN LP | PM1000N | 3600 | 2021-03-03 | 0
TX CHILDRENS | BE00081530 | GBB1502472 | PULSE OXIMETER | COVIDIEN LP | PM1000N | 3600 | 2021-01-05 | 0
TX CHILDRENS | BE00081789 | GBB1503264 | PULSE OXIMETER | COVIDIEN LP | PM1000N | 3600 | 2021-02-23 | 0
TX CHILDRENS | BE00082299 | GBB1502889 | PULSE OXIMETER | COVIDIEN LP | PM1000N | 3600 | 2021-03-03 | 0
TX CHILDRENS | BE00081600 | GBB1502436 | PULSE OXIMETER | COVIDIEN LP | PM1000N | 3600 | 2021-01-05 | 0
TX CHILDRENS | BE00126899 | GBB2200175 | PULSE OXIMETER | COVIDIEN LP | PM1000N | 3600 | 2029-10-03 | 0
TX CHILDRENS | BE00081810 | GBB1503287 | PULSE OXIMETER | COVIDIEN LP | PM1000N | 3600 | 2021-02-23 | 0
TX CHILDRENS | BE00081808 | GBB1503285 | PULSE OXIMETER | COVIDIEN LP | PM1000N | 3600 | 2021-02-23 | 0
TX CHILDRENS | BE00081490 | GBB1502411 | PULSE OXIMETER | COVIDIEN LP | PM1000N | 3600 | 2021-01-05 | 0
TX CHILDRENS | BE00081585 | GBB1502654 | PULSE OXIMETER | COVIDIEN LP | PM1000N | 3600 | 2021-01-05 | 0
TX CHILDRENS | BE00100660 | GBB1700667 | PULSE OXIMETER | COVIDIEN LP | PM1000N | 3600 | 2022-05-04 | 0
TX CHILDRENS | BE00081955 | GBB1503468 | PULSE OXIMETER | COVIDIEN LP | PM1000N | 3600 | 2021-02-23 | 0
TX CHILDRENS | BE00081763 | GMB1503847 | PULSE OXIMETER | COVIDIEN LP | PM1000N | 3600 | 2021-02-23 | 0
TX CHILDRENS | BE00081510 | GBB1502445 | PULSE OXIMETER | COVIDIEN LP | PM1000N | 3600 | 2021-01-05 | 0
TX CHILDRENS | BE00081508 | GBB1502443 | PULSE OXIMETER | COVIDIEN LP | PM1000N | 3600 | 2021-01-05 | 0
TX CHILDRENS | BE00081853 | GBB1503332 | PULSE OXIMETER | COVIDIEN LP | PM1000N | 3600 | 2021-02-23 | 0
TX CHILDRENS | BE00081953 | GBB1503467 | PULSE OXIMETER | COVIDIEN LP | PM1000N | 3600 | 2021-02-23 | 0
TX CHILDRENS | BE00100658 | GBB1700665 | PULSE OXIMETER | COVIDIEN LP | PM1000N | 3600 | 2022-05-04 | 0
TX CHILDRENS | BE00081771 | GBB1503246 | PULSE OXIMETER | COVIDIEN LP | PM1000N | 3600 | 2021-02-23 | 0
TX CHILDRENS | BE00104258 | GBB1800868 | PULSE OXIMETER | COVIDIEN LP | PM1000N | 3600 | 2024-08-31 | 0
TX CHILDRENS | BE00081883 | GBB1503368 | PULSE OXIMETER | COVIDIEN LP | PM1000N | 3600 | 2021-02-23 | 0
TX CHILDRENS | BE00081535 | GBB1502561 | PULSE OXIMETER | COVIDIEN LP | PM1000N | 3600 | 2021-01-05 | 0
TX CHILDRENS | BE00081582 | GBB1502651 | PULSE OXIMETER | COVIDIEN LP | PM1000N | 3600 | 2021-01-05 | 0
TX CHILDRENS | BE00081581 | GBB1502650 | PULSE OXIMETER | COVIDIEN LP | PM1000N | 3600 | 2021-01-05 | 0
TX CHILDRENS | BE00081583 | GBB1502652 | PULSE OXIMETER | COVIDIEN LP | PM1000N | 3600 | 2021-01-05 | 0
TX CHILDRENS | BE00100447 | GBB1700895 | PULSE OXIMETER | COVIDIEN LP | PM1000N | 3600 | 2018-06-08 | 0
TX CHILDRENS | BE00081837 | GBB1503316 | PULSE OXIMETER | COVIDIEN LP | PM1000N | 3600 | 2021-02-23 | 0
TX CHILDRENS | BE00081745 | GBB1503220 | PULSE OXIMETER | COVIDIEN LP | PM1000N | 3600 | 2021-02-23 | 0
TX CHILDRENS | BE00081936 | GBB1503449 | PULSE OXIMETER | COVIDIEN LP | PM1000N | 3600 | 2021-02-23 | 0
TX CHILDRENS | BE00100449 | GBB1700845 | PULSE OXIMETER | COVIDIEN LP | PM1000N | 3600 | 2018-06-08 | 0
TX CHILDRENS | BE00012376 | 11030410106160 | LIGHT, EXAM, AC-POWERED | STERIS Corporation | HARMONY LA 300 | 3600 | 2016-01-06 | 0
TX CHILDRENS | BE00081513 | GBB1502448 | PULSE OXIMETER | COVIDIEN LP | PM1000N | 3600 | 2021-01-05 | 0
TX CHILDRENS | BE00082306 | GBB1502900 | PULSE OXIMETER | COVIDIEN LP | PM1000N | 3600 | 2021-03-03 | 0
TX CHILDRENS | BE00081938 | GBB1503451 | PULSE OXIMETER | COVIDIEN LP | PM1000N | 3600 | 2021-02-23 | 0
TX CHILDRENS | BE00081841 | GBB1503320 | PULSE OXIMETER | COVIDIEN LP | PM1000N | 3600 | 2021-02-23 | 0
TX CHILDRENS | BE00100450 | GBB1700901 | PULSE OXIMETER | COVIDIEN LP | PM1000N | 3600 | 2018-06-08 | 0
TX CHILDRENS | BE00081815 | GBB1503292 | PULSE OXIMETER | COVIDIEN LP | PM1000N | 3600 | 2021-02-23 | 0
TX CHILDRENS | BE00081886 | GBB1503371 | PULSE OXIMETER | COVIDIEN LP | PM1000N | 3600 | 2021-02-23 | 0
TX CHILDRENS | BE00100662 | GBB1700669 | PULSE OXIMETER | COVIDIEN LP | PM1000N | 3600 | 2022-05-04 | 0
TX CHILDRENS | BE00081959 | GBB1503454 | PULSE OXIMETER | COVIDIEN LP | PM1000N | 3600 | 2021-02-23 | 0
TX CHILDRENS | BE00081859 | GBB1503343 | PULSE OXIMETER | COVIDIEN LP | PM1000N | 3600 | 2021-02-23 | 0
TX CHILDRENS | BE00081843 | GBB1503322 | PULSE OXIMETER | COVIDIEN LP | PM1000N | 3600 | 2021-02-23 | 0
TX CHILDRENS | BE00081724 | GBB1503196 | PULSE OXIMETER | COVIDIEN LP | PM1000N | 3600 | 2021-02-23 | 0
TX CHILDRENS | BE00081698 | GBB1503038 | PULSE OXIMETER | COVIDIEN LP | PM1000N | 3600 | 2021-02-23 | 0
TX CHILDRENS | BE00081560 | GBB1502619 | PULSE OXIMETER | COVIDIEN LP | PM1000N | 3600 | 2021-01-05 | 0
TX CHILDRENS | BE00081537 | GBB1502574 | PULSE OXIMETER | COVIDIEN LP | PM1000N | 3600 | 2021-01-05 | 0
TX CHILDRENS | BE00100669 | GBB1700678 | PULSE OXIMETER | COVIDIEN LP | PM1000N | 3600 | 2022-05-04 | 0
TX CHILDRENS | BE00081539 | GBB1502590 | PULSE OXIMETER | COVIDIEN LP | PM1000N | 3600 | 2021-01-05 | 0
TX CHILDRENS | BE00128944 | GBB2004742 | PULSE OXIMETER | COVIDIEN LP | PM1000N | 3600 | 2029-10-30 | 0
TX CHILDRENS | BE00081744 | GMB1503828 | PULSE OXIMETER | COVIDIEN LP | PM1000N | 3600 | 2021-02-23 | 0
TX CHILDRENS | BE00081492 | GBB1502414 | PULSE OXIMETER | COVIDIEN LP | PM1000N | 3600 | 2021-01-05 | 0
TX CHILDRENS | BE00100745 | GBB1700907 | PULSE OXIMETER | COVIDIEN LP | PM1000N | 3600 | 2018-05-18 | 0
TX CHILDRENS | BE00081891 | GBB1503376 | PULSE OXIMETER | COVIDIEN LP | PM1000N | 3600 | 2021-02-23 | 0
TX CHILDRENS | BE00081890 | GBB1503375 | PULSE OXIMETER | COVIDIEN LP | PM1000N | 3600 | 2021-02-23 | 0
TX CHILDRENS | BE00100456 | GBB1700902 | PULSE OXIMETER | COVIDIEN LP | PM1000N | 3600 | 2018-06-08 | 0
TX CHILDRENS | BE00081888 | GBB1503285 | PULSE OXIMETER | COVIDIEN LP | PM1000N | 3600 | 2021-02-23 | 0
TX CHILDRENS | BE00081541 | GBB1502594 | PULSE OXIMETER | COVIDIEN LP | PM1000N | 3600 | 2021-01-05 | 0
TX CHILDRENS | BE00081519 | GBB1502454 | PULSE OXIMETER | COVIDIEN LP | PM1000N | 3600 | 2021-01-05 | 0
TX CHILDRENS | BE00081518 | GBB1502453 | PULSE OXIMETER | COVIDIEN LP | PM1000N | 3600 | 2021-01-05 | 0
TX CHILDRENS | BE00081866 | GBB1503350 | PULSE OXIMETER | COVIDIEN LP | PM1000N | 3600 | 2021-02-23 | 0
TX CHILDRENS | BE00081705 | GBB1503045 | PULSE OXIMETER | COVIDIEN LP | PM1000N | 3600 | 2021-02-23 | 0
TX CHILDRENS | BE00081829 | GBB1503307 | PULSE OXIMETER | COVIDIEN LP | PM1000N | 3600 | 2021-02-23 | 0
TX CHILDRENS | BE00081525 | GBB1502460 | PULSE OXIMETER | COVIDIEN LP | PM1000N | 3600 | 2021-01-05 | 0
TX CHILDRENS | BE00081596 | GBB1502668 | PULSE OXIMETER | COVIDIEN LP | PM1000N | 3600 | 2021-01-05 | 0
TX CHILDRENS | BE00126911 | GBB2200572 | PULSE OXIMETER | COVIDIEN LP | PM1000N | 3600 | 2029-10-03 | 0
TX CHILDRENS | BE00081852 | GBB1503381 | PULSE OXIMETER | COVIDIEN LP | PM1000N | 3600 | 2021-02-23 | 0
TX CHILDRENS | BE00081686 | GBB1502982 | PULSE OXIMETER | COVIDIEN LP | PM1000N | 3600 | 2021-02-23 | 0
TX CHILDRENS | BE00081527 | GBB1502466 | PULSE OXIMETER | COVIDIEN LP | PM1000N | 3600 | 2021-01-05 | 0
TX CHILDRENS | BE00100674 | GBB1700685 | PULSE OXIMETER | COVIDIEN LP | PM1000N | 3600 | 2022-05-04 | 0
TX CHILDRENS | BE00081546 | GBB1502601 | PULSE OXIMETER | COVIDIEN LP | PM1000N | 3600 | 2021-01-05 | 0
TX CHILDRENS | BE00081547 | GBB1502602 | PULSE OXIMETER | COVIDIEN LP | PM1000N | 3600 | 2021-01-05 | 0
TX CHILDRENS | BE00081924 | GBB1503415 | PULSE OXIMETER | COVIDIEN LP | PM1000N | 3600 | 2021-02-23 | 0
TX CHILDRENS | BE00081922 | GBB1503410 | PULSE OXIMETER | COVIDIEN LP | PM1000N | 3600 | 2021-02-23 | 0
TX CHILDRENS | BE00081925 | GBB1503418 | PULSE OXIMETER | COVIDIEN LP | PM1000N | 3600 | 2021-02-23 | 0
TX CHILDRENS | BE00081824 | GBB1503302 | PULSE OXIMETER | COVIDIEN LP | PM1000N | 3600 | 2021-02-23 | 0
TX CHILDRENS | BE00081782 | GBB1503257 | PULSE OXIMETER | COVIDIEN LP | PM1000N | 3600 | 2021-02-23 | 0
TX CHILDRENS | BE00081499 | GBB1502431 | PULSE OXIMETER | COVIDIEN LP | PM1000N | 3600 | 2021-01-05 | 0
TX CHILDRENS | BE00081505 | GBB1502440 | PULSE OXIMETER | COVIDIEN LP | PM1000N | 3600 | 2021-01-05 | 0
TX CHILDRENS | BE00081975 | GMB1504229 | PULSE OXIMETER | COVIDIEN LP | PM1000N | 3600 | 2021-02-23 | 0
TX CHILDRENS | BE00081873 | GBB1503356 | PULSE OXIMETER | COVIDIEN LP | PM1000N | 3600 | 2021-02-23 | 0
TX CHILDRENS | BE00100676 | GBB1700688 | PULSE OXIMETER | COVIDIEN LP | PM1000N | 3600 | 2022-05-04 | 0
TX CHILDRENS | BE00081870 | GMB1504074 | PULSE OXIMETER | COVIDIEN LP | PM1000N | 3600 | 2021-02-23 | 0
TX CHILDRENS | BE00081875 | GBB1503358 | PULSE OXIMETER | COVIDIEN LP | PM1000N | 3600 | 2021-02-23 | 0
TX CHILDRENS | BE00081780 | GBB1503255 | PULSE OXIMETER | COVIDIEN LP | PM1000N | 3600 | 2021-02-23 | 0
TX CHILDRENS | BE00081971 | GBB1503477 | PULSE OXIMETER | COVIDIEN LP | PM1000N | 3600 | 2021-02-23 | 0
TX CHILDRENS | BE00081709 | GBB1503062 | PULSE OXIMETER | COVIDIEN LP | PM1000N | 3600 | 2021-02-23 | 0
TX CHILDRENS | BE00081898 | GBB1503383 | PULSE OXIMETER | COVIDIEN LP | PM1000N | 3600 | 2021-02-23 | 0
TX CHILDRENS | BE00081900 | GBB1503385 | PULSE OXIMETER | COVIDIEN LP | PM1000N | 3600 | 2021-02-23 | 0
TX CHILDRENS | BE00100741 | GBB1700867 | PULSE OXIMETER | COVIDIEN LP | PM1000N | 3600 | 2018-05-18 | 0
TX CHILDRENS | BE00081568 | GBB1502634 | PULSE OXIMETER | COVIDIEN LP | PM1000N | 3600 | 2021-01-05 | 0
TX CHILDRENS | BE00081949 | GBB1503463 | PULSE OXIMETER | COVIDIEN LP | PM1000N | 3600 | 2021-02-23 | 0
TX CHILDRENS | BE00081946 | GBB1503460 | PULSE OXIMETER | COVIDIEN LP | PM1000N | 3600 | 2021-02-23 | 0
TX CHILDRENS | BE00081729 | GBB1503202 | PULSE OXIMETER | COVIDIEN LP | PM1000N | 3600 | 2021-02-23 | 0
TX CHILDRENS | BE00081918 | GBB1503405 | PULSE OXIMETER | COVIDIEN LP | PM1000N | 3600 | 2021-02-23 | 0
TX CHILDRENS | BE00081564 | GBB1502625 | PULSE OXIMETER | COVIDIEN LP | PM1000N | 3600 | 2021-01-05 | 0
TX CHILDRENS | BE00126914 | GBB2200621 | PULSE OXIMETER | COVIDIEN LP | PM1000N | 3600 | 2029-10-03 | 0
TX CHILDRENS | BE00081776 | GBB1503251 | PULSE OXIMETER | COVIDIEN LP | PM1000N | 3600 | 2021-02-23 | 0
TX CHILDRENS | BE00081773 | GBB1503248 | PULSE OXIMETER | COVIDIEN LP | PM1000N | 3600 | 2021-02-23 | 0
TX CHILDRENS | BE00126905 | GBB2200626 | PULSE OXIMETER | COVIDIEN LP | PM1000N | 3600 | 2029-10-03 | 0
TX CHILDRENS | BE00081796 | GBB1503272 | PULSE OXIMETER | COVIDIEN LP | PM1000N | 3600 | 2021-02-23 | 0
TX CHILDRENS | BE00081495 | GBB1502420 | PULSE OXIMETER | COVIDIEN LP | PM1000N | 3600 | 2021-01-05 | 0
TX CHILDRENS | BE00081497 | GBB1502423 | PULSE OXIMETER | COVIDIEN LP | PM1000N | 3600 | 2021-01-05 | 0
TX CHILDRENS | BE00081498 | GBB1502429 | PULSE OXIMETER | COVIDIEN LP | PM1000N | 3600 | 2021-01-05 | 0
TX CHILDRENS | BE00081749 | GBB1503244 | PULSE OXIMETER | COVIDIEN LP | PM1000N | 3600 | 2021-02-23 | 0
TX CHILDRENS | BE00081589 | GBB1502658 | PULSE OXIMETER | COVIDIEN LP | PM1000N | 3600 | 2021-01-05 | 0
TX CHILDRENS | BE00081750 | GBB1503225 | PULSE OXIMETER | COVIDIEN LP | PM1000N | 3600 | 2021-02-23 | 0
TX CHILDRENS | BE00081592 | GBB1502661 | PULSE OXIMETER | COVIDIEN LP | PM1000N | 3600 | 2021-01-05 | 0
TX CHILDRENS | BE00081902 | GBB1503387 | PULSE OXIMETER | COVIDIEN LP | PM1000N | 3600 | 2021-02-23 | 0
TX CHILDRENS | BE00081716 | GBB1503163 | PULSE OXIMETER | COVIDIEN LP | PM1000N | 3600 | 2021-02-23 | 0
TX CHILDRENS | BE00081901 | GBB1503386 | PULSE OXIMETER | COVIDIEN LP | PM1000N | 3600 | 2021-02-23 | 0
TX CHILDRENS | BE00081551 | GBB1502608 | PULSE OXIMETER | COVIDIEN LP | PM1000N | 3600 | 2021-01-05 | 0
TX CHILDRENS | BE00081714 | GBB1503156 | PULSE OXIMETER | COVIDIEN LP | PM1000N | 3600 | 2021-02-23 | 0
TX CHILDRENS | BE00100682 | GBB1700705 | PULSE OXIMETER | COVIDIEN LP | PM1000N | 3600 | 2022-05-04 | 0
TX CHILDRENS | BE00081980 | GBB1503495 | PULSE OXIMETER | COVIDIEN LP | PM1000N | 3600 | 2021-02-23 | 0
TX CHILDRENS | BE00081982 | GBB1503497 | PULSE OXIMETER | COVIDIEN LP | PM1000N | 3600 | 2021-02-23 | 0
TX CHILDRENS | BE00081786 | GBB1503261 | PULSE OXIMETER | COVIDIEN LP | PM1000N | 3600 | 2021-02-23 | 0
TX CHILDRENS | BE00081555 | GBB1502613 | PULSE OXIMETER | COVIDIEN LP | PM1000N | 3600 | 2021-01-05 | 0
TX CHILDRENS | BE00081743 | GBB1503218 | PULSE OXIMETER | COVIDIEN LP | PM1000N | 3600 | 2021-02-23 | 0
TX CHILDRENS | BE00081584 | GBB1502653 | PULSE OXIMETER | COVIDIEN LP | PM1000N | 3600 | 2021-01-05 | 0
TX CHILDRENS | BE00081746 | GBB1503221 | PULSE OXIMETER | COVIDIEN LP | PM1000N | 3600 | 2021-02-23 | 0
TX CHILDRENS | BE00081487 | GBB1502405 | PULSE OXIMETER | COVIDIEN LP | PM1000N | 3600 | 2021-01-05 | 0
TX CHILDRENS | BE00082302 | GBB1502899 | PULSE OXIMETER | COVIDIEN LP | PM1000N | 3600 | 2021-03-03 | 0
TX CHILDRENS | BE00081831 | GBB1503309 | PULSE OXIMETER | COVIDIEN LP | PM1000N | 3600 | 2021-02-23 | 0
TX CHILDRENS | BE00081960 | GBB1503474 | PULSE OXIMETER | COVIDIEN LP | PM1000N | 3600 | 2021-02-23 | 0
TX CHILDRENS | BE00081793 | GBB1503269 | PULSE OXIMETER | COVIDIEN LP | PM1000N | 3600 | 2021-02-23 | 0
TX CHILDRENS | BE00081702 | GBB1503042 | PULSE OXIMETER | COVIDIEN LP | PM1000N | 3600 | 2021-02-23 | 0
TX CHILDRENS | BE00081506 | GBB1502441 | PULSE OXIMETER | COVIDIEN LP | PM1000N | 3600 | 2021-01-05 | 0
TX CHILDRENS | BE00100656 | GBB1700637 | PULSE OXIMETER | COVIDIEN LP | PM1000N | 3600 | 2022-05-04 | 0
TX CHILDRENS | BE00081574 | GBB1502641 | PULSE OXIMETER | COVIDIEN LP | PM1000N | 3600 | 2021-01-05 | 0
TX CHILDRENS | BE00081576 | GBB1502643 | PULSE OXIMETER | COVIDIEN LP | PM1000N | 3600 | 2021-01-05 | 0
TX CHILDRENS | BE00081835 | GBB1503313 | PULSE OXIMETER | COVIDIEN LP | PM1000N | 3600 | 2021-02-23 | 0
TX CHILDRENS | BE00081741 | GBB1503216 | PULSE OXIMETER | COVIDIEN LP | PM1000N | 3600 | 2021-02-23 | 0
TX CHILDRENS | BE00081554 | GBB1502612 | PULSE OXIMETER | COVIDIEN LP | PM1000N | 3600 | 2021-01-05 | 0
TX CHILDRENS | BE00081553 | GBB1502611 | PULSE OXIMETER | COVIDIEN LP | PM1000N | 3600 | 2021-01-05 | 0
TX CHILDRENS | BE00081879 | GBB1503364 | PULSE OXIMETER | COVIDIEN LP | PM1000N | 3600 | 2021-02-23 | 0
TX CHILDRENS | BE00081719 | GBB1503185 | PULSE OXIMETER | COVIDIEN LP | PM1000N | 3600 | 2021-02-23 | 0
TX CHILDRENS | BE00128948 | GBB2101400 | PULSE OXIMETER | COVIDIEN LP | PM1000N | 3600 | 2029-10-30 | 0
TX CHILDRENS | BE00081482 | GBB1502117 | PULSE OXIMETER | COVIDIEN LP | PM1000N | 3600 | 2021-01-05 | 0
TX CHILDRENS | BE00081764 | GBB1503239 | PULSE OXIMETER | COVIDIEN LP | PM1000N | 3600 | 2021-02-23 | 0
TX CHILDRENS | BE00081529 | GBB1502468 | PULSE OXIMETER | COVIDIEN LP | PM1000N | 3600 | 2021-01-05 | 0
TX CHILDRENS | BE00081954 | GBB1503469 | PULSE OXIMETER | COVIDIEN LP | PM1000N | 3600 | 2021-02-23 | 0
TX CHILDRENS | BE00081856 | GBB1503335 | PULSE OXIMETER | COVIDIEN LP | PM1000N | 3600 | 2021-02-23 | 0
TX CHILDRENS | BE00081877 | GBB1503361 | PULSE OXIMETER | COVIDIEN LP | PM1000N | 3600 | 2021-02-23 | 0
TX CHILDRENS | BE00081696 | GBB1503035 | PULSE OXIMETER | COVIDIEN LP | PM1000N | 3600 | 2021-02-23 | 0
TX CHILDRENS | BE00081692 | GBB1503030 | PULSE OXIMETER | COVIDIEN LP | PM1000N | 3600 | 2021-02-23 | 0
TX CHILDRENS | BE00033236 | 11050077 | TABLE, TILTING, EPS | BIODEX MEDICAL SYSTEMS INC | 058-710 | 3598 | 2012-11-13 | 0
TX CHILDRENS | BE00033237 | 11050091 | TABLE, TILTING, EPS | BIODEX MEDICAL SYSTEMS INC | 058-710 | 3598 | 2012-11-13 | 0
TX CHILDRENS | BE00116580 | (21)U107248213069 | SCALE, PATIENT INFANT - PEDI | SCALETRONIX, INC. (subsidiary of WELCH-ALLYN) | 4802D-AX | 3597.57 | 2023-01-10 | 0
TX CHILDRENS | BE00116577 | (21)U107248213067 | SCALE, PATIENT INFANT - PEDI | SCALETRONIX, INC. (subsidiary of WELCH-ALLYN) | 4802D-AX | 3597.57 | 2023-01-10 | 0
TX CHILDRENS | BE00116579 | (21)U107248213068 | SCALE, PATIENT INFANT - PEDI | SCALETRONIX, INC. (subsidiary of WELCH-ALLYN) | 4802D-AX | 3597.57 | 2023-01-10 | 0
TX CHILDRENS | BE00116578 | (21)U107248213079 | SCALE, PATIENT INFANT - PEDI | SCALETRONIX, INC. (subsidiary of WELCH-ALLYN) | 4802D-AX | 3597.57 | 2023-01-10 | 0
TX CHILDRENS | BE00113610 | 1121009781 | OPHTHALMOSCOPE, BINOCULAR INDIRECT | HEINE USA, LTD. | OMEGA 500 LED HQ | 3597 | 2021-08-23 | 0
TX CHILDRENS | BE00102253 | 2832113 | LENS MEASURING INSTRUMENT | TOPCON AMERICA CORP | CL-300 | 3595 | 2021-02-05 | 0
TX CHILDRENS | BE00122097 | 0003335-05 | CENTRIFUGE | HETTICH AG | EBA 280 | 3590.84 | 2025-03-20 | 0
TX CHILDRENS | BE00122096 | 0003324-05 | CENTRIFUGE | HETTICH AG | EBA 280 | 3590.84 | 2025-03-20 | 0
TX CHILDRENS | BE00102038 | 35271 | AIRWAY CLEARANCE DEVICE | RESPIRONICS INC | COUGH ASSIST T70 | 3585 | 2019-11-27 | 0
TX CHILDRENS | BE00034076 | 023811 | AIRWAY CLEARANCE DEVICE | RESPIRONICS INC | COUGH ASSIST | 3581.06 | 2012-10-04 | 0
TX CHILDRENS | BE00034075 | 023817 | AIRWAY CLEARANCE DEVICE | RESPIRONICS INC | COUGH ASSIST | 3581.06 | 2012-10-04 | 0
TX CHILDRENS | BE00038978 | 023442 | AIRWAY CLEARANCE DEVICE | RESPIRONICS INC | COUGH ASSIST | 3581.06 | 2014-01-31 | 0
TX CHILDRENS | BE00122696 | SU224420005HA | DISPLAY, SLAVE PHYSIOLOGICAL | GE Medical Systems Information Tech Inc | CANVAS D19 | 3577 | 2025-12-04 | 0
TX CHILDRENS | BE00059694 | 265907 | LENS MEASURING INSTRUMENT | CBD OPHTHALMIC LLC | TL-3000C | 3575 | 2014-07-31 | 0
TX CHILDRENS | BE00102544 | 5702 GK143735 | CENTRIFUGE | Eppendorf North America Inc | 5702 | 3573.43 | 2018-10-12 | 0
TX CHILDRENS | BE00129699 | SWP2500932SA | NIBP WITH PULSE OX | GE Medical Systems Information Tech Inc | PORTRAIT VSM | 3570 | 2026-02-09 | 0
TX CHILDRENS | BE00141948 | 227-031863 | NONINVASIVE BP LOG RECORDER | SPACELABS/ICR | 90227 | 3568.81 | 2026-09-04 | 0
TX CHILDRENS | BE00141947 | 227-031862 | NONINVASIVE BP LOG RECORDER | SPACELABS/ICR | 90227 | 3568.81 | 2026-09-04 | 0
TX CHILDRENS | BE00141943 | 227-031858 | NONINVASIVE BP LOG RECORDER | SPACELABS/ICR | 90227 | 3568.81 | 2026-09-04 | 0
TX CHILDRENS | BE00141946 | 227-031861 | NONINVASIVE BP LOG RECORDER | SPACELABS/ICR | 90227 | 3568.81 | 2026-09-04 | 0
TX CHILDRENS | BE00141949 | 227-031864 | NONINVASIVE BP LOG RECORDER | SPACELABS/ICR | 90227 | 3568.81 | 2026-09-04 | 0
TX CHILDRENS | BE00141950 | 227-031865 | NONINVASIVE BP LOG RECORDER | SPACELABS/ICR | 90227 | 3568.81 | 2026-09-04 | 0
TX CHILDRENS | BE00141945 | 227-031860 | NONINVASIVE BP LOG RECORDER | SPACELABS/ICR | 90227 | 3568.81 | 2026-09-04 | 0
TX CHILDRENS | BE00141944 | 227-031859 | NONINVASIVE BP LOG RECORDER | SPACELABS/ICR | 90227 | 3568.81 | 2026-09-04 | 0
TX CHILDRENS | BE00106445 | 0001689-04 | CENTRIFUGE | HETTICH AG | EBA 280 | 3567.31 | 2020-01-14 | 0
TX CHILDRENS | BE00110373 | S067577 | HEMATOLOGY ANALYZER | SIEMENS MEDICAL SOLUTIONS USA INC | DCA VANTAGE | 3567.02 | 2019-06-30 | 0
TX CHILDRENS | BE00110406 | S067566 | HEMATOLOGY ANALYZER | SIEMENS MEDICAL SOLUTIONS USA INC | DCA VANTAGE | 3567.02 | 2021-10-26 | 0
TX CHILDRENS | KN199325 | 669771 | MICROSCOPE | NIKON INSTRUMENT INC | ECLIPSE E400 | 3564.65 | 2006-02-03 | 0
TX CHILDRENS | BE00063844 | 6772-234 | SCALE, PATIENT WHEELCHAIR | SCALETRONIX, INC. (subsidiary of WELCH-ALLYN) | 6772 | 3562.5 | 2016-03-26 | 0
TX CHILDRENS | KN189329 | 198725 | MICROSCOPE | CARL ZEISS MEDITEC USA INC | 310738 | 3561 | 1992-08-01 | 0
TX CHILDRENS | BE00065902 | 22E05407 | CV BYPASS PRESS SENS MODULE | SORIN GROUP USA INC | 22-20-20 | 3559 | 2016-10-18 | 0
TX CHILDRENS | BE00065858 | 22E05409 | CV BYPASS PRESS SENS MODULE | SORIN GROUP USA INC | 22-20-20 | 3559 | 2016-10-18 | 0
TX CHILDRENS | BE00065880 | 22E05411 | CV BYPASS PRESS SENS MODULE | SORIN GROUP USA INC | 22-20-20 | 3559 | 2016-10-18 | 0
TX CHILDRENS | BE00065923 | 22E05414 | CV BYPASS PRESS SENS MODULE | SORIN GROUP USA INC | 22-20-20 | 3559 | 2016-10-18 | 0
TX CHILDRENS | BE00065901 | 22E05408 | CV BYPASS PRESS SENS MODULE | SORIN GROUP USA INC | 22-20-20 | 3559 | 2016-10-18 | 0
TX CHILDRENS | BE00065924 | 22E05413 | CV BYPASS PRESS SENS MODULE | SORIN GROUP USA INC | 22-20-20 | 3559 | 2016-10-18 | 0
TX CHILDRENS | BE00065879 | 22E05412 | CV BYPASS PRESS SENS MODULE | SORIN GROUP USA INC | 22-20-20 | 3559 | 2016-10-18 | 0
TX CHILDRENS | BE00065857 | 22E05410 | CV BYPASS PRESS SENS MODULE | SORIN GROUP USA INC | 22-20-20 | 3559 | 2016-10-18 | 0
TX CHILDRENS | BE00102404 | ASNC-0067 | ANESTHETIC VAPORIZER | DRAEGER MEDICAL INC | ISO 2000 | 3558.95 | 2022-02-01 | 0
TX CHILDRENS | BE00102403 | ASNC-0066 | ANESTHETIC VAPORIZER | DRAEGER MEDICAL INC | ISO 2000 | 3558.95 | 2022-02-01 | 0
TX CHILDRENS | BE00102401 | ASNC-0806 | ANESTHETIC VAPORIZER | DRAEGER MEDICAL INC | SEVO 2000 | 3558.95 | 2022-02-01 | 0
TX CHILDRENS | BE00102402 | ASNC-0807 | ANESTHETIC VAPORIZER | DRAEGER MEDICAL INC | SEVO 2000 | 3558.95 | 2022-02-01 | 0
TX CHILDRENS | KN217816 | 219023 | MICROSCOPE | CARL ZEISS MEDITEC USA INC | LR6G238 | 3556.5 | 2003-01-13 | 0
TX CHILDRENS | BE00057570 | V1241776 | TABLE, EXAM | RITTER MIDWEST DIV SYBRON CORP | 222-016 | 3555.56 | 2013-09-18 | 0
TX CHILDRENS | BE00057569 | V1241802 | TABLE, EXAM | RITTER MIDWEST DIV SYBRON CORP | 222-016 | 3555.56 | 2013-09-18 | 0
TX CHILDRENS | KN200167 | 3754 | UTILITY CART | SMR | S160000D | 3553 | 2000-11-25 | 0
TX CHILDRENS | KN205134 | 05990 | UTILITY CART | SMR | S160000D | 3553 | 2005-03-09 | 0
TX CHILDRENS | BE00125257 | ASSC-0593 | ANESTHETIC VAPORIZER | DRAEGER MEDICAL INC | SEVO 2000 | 3550.37 | 2025-03-21 | 0
TX CHILDRENS | BE00125756 | ASSF-0646 | ANESTHETIC VAPORIZER | DRAEGER MEDICAL INC | SEVO 2000 | 3550.37 | 2025-03-21 | 0
TX CHILDRENS | BE00122675 | ASSC-0597 | ANESTHETIC VAPORIZER | DRAEGER MEDICAL INC | SEVO 2000 | 3550.37 | 2025-03-21 | 0
TX CHILDRENS | BE00122673 | ASSC-0600 | ANESTHETIC VAPORIZER | DRAEGER MEDICAL INC | SEVO 2000 | 3550.37 | 2025-03-21 | 0
TX CHILDRENS | BE00125752 | ASSF-0248 | ANESTHETIC VAPORIZER | DRAEGER MEDICAL INC | SEVO 2000 | 3550.37 | 2025-03-21 | 0
TX CHILDRENS | BE00125753 | ASSF-0438 | ANESTHETIC VAPORIZER | DRAEGER MEDICAL INC | ISO 2000 | 3550.37 | 2025-03-21 | 0
TX CHILDRENS | BE00122666 | ASSC-0212 | ANESTHETIC VAPORIZER | DRAEGER MEDICAL INC | ISO 2000 | 3550.37 | 2025-03-21 | 0
TX CHILDRENS | BE00122670 | ASSC-0218 | ANESTHETIC VAPORIZER | DRAEGER MEDICAL INC | ISO 2000 | 3550.37 | 2025-03-21 | 0
TX CHILDRENS | BE00125267 | ASSC-0591 | ANESTHETIC VAPORIZER | DRAEGER MEDICAL INC | SEVO 2000 | 3550.37 | 2025-03-21 | 0
TX CHILDRENS | BE00122667 | ASSC-0621 | ANESTHETIC VAPORIZER | DRAEGER MEDICAL INC | SEVO 2000 | 3550.37 | 2025-03-21 | 0
TX CHILDRENS | BE00125263 | ASSC-0596 | ANESTHETIC VAPORIZER | DRAEGER MEDICAL INC | SEVO 2000 | 3550.37 | 2025-03-21 | 0
TX CHILDRENS | BE00122656 | ASSC-0201 | ANESTHETIC VAPORIZER | DRAEGER MEDICAL INC | ISO 2000 | 3550.37 | 2025-03-21 | 0
TX CHILDRENS | BE00122674 | ASSC-0220 | ANESTHETIC VAPORIZER | DRAEGER MEDICAL INC | ISO 2000 | 3550.37 | 2025-03-21 | 0
TX CHILDRENS | BE00125266 | ASSC-0204 | ANESTHETIC VAPORIZER | DRAEGER MEDICAL INC | ISO 2000 | 3550.37 | 2025-03-21 | 0
TX CHILDRENS | BE00122657 | ASSC-0595 | ANESTHETIC VAPORIZER | DRAEGER MEDICAL INC | SEVO 2000 | 3550.37 | 2025-03-21 | 0
TX CHILDRENS | BE00125754 | ASSF-0242 | ANESTHETIC VAPORIZER | DRAEGER MEDICAL INC | SEVO 2000 | 3550.37 | 2025-03-21 | 0
TX CHILDRENS | BE00122672 | ASSC-0203 | ANESTHETIC VAPORIZER | DRAEGER MEDICAL INC | ISO 2000 | 3550.37 | 2025-03-21 | 0
TX CHILDRENS | BE00125749 | ASSF-0437 | ANESTHETIC VAPORIZER | DRAEGER MEDICAL INC | ISO 2000 | 3550.37 | 2025-03-21 | 0
TX CHILDRENS | BE00122671 | ASSC-0592 | ANESTHETIC VAPORIZER | DRAEGER MEDICAL INC | SEVO 2000 | 3550.37 | 2025-03-21 | 0
TX CHILDRENS | BE00125259 | ASSC-0599 | ANESTHETIC VAPORIZER | DRAEGER MEDICAL INC | SEVO 2000 | 3550.37 | 2025-03-21 | 0
TX CHILDRENS | BE00125264 | ASSC-0214 | ANESTHETIC VAPORIZER | DRAEGER MEDICAL INC | ISO 2000 | 3550.37 | 2025-03-21 | 0
TX CHILDRENS | BE00122665 | ASSC-0598 | ANESTHETIC VAPORIZER | DRAEGER MEDICAL INC | SEVO 2000 | 3550.37 | 2025-03-21 | 0
TX CHILDRENS | BE00125261 | ASSC-0623 | ANESTHETIC VAPORIZER | DRAEGER MEDICAL INC | SEVO 2000 | 3550.37 | 2025-03-21 | 0
TX CHILDRENS | BE00125750 | ASSF-0641 | ANESTHETIC VAPORIZER | DRAEGER MEDICAL INC | SEVO 2000 | 3550.37 | 2025-03-21 | 0
TX CHILDRENS | BE00125751 | ASSF-0439 | ANESTHETIC VAPORIZER | DRAEGER MEDICAL INC | ISO 2000 | 3550.37 | 2025-03-21 | 0
TX CHILDRENS | BE00125265 | ASSC-0594 | ANESTHETIC VAPORIZER | DRAEGER MEDICAL INC | SEVO 2000 | 3550.37 | 2025-03-21 | 0
TX CHILDRENS | BE00122669 | ASSC-0624 | ANESTHETIC VAPORIZER | DRAEGER MEDICAL INC | SEVO 2000 | 3550.37 | 2025-03-21 | 0
TX CHILDRENS | BE00122668 | ASSC-0216 | ANESTHETIC VAPORIZER | DRAEGER MEDICAL INC | ISO 2000 | 3550.37 | 2025-03-21 | 0
TX CHILDRENS | BE00125755 | ASSF-0440 | ANESTHETIC VAPORIZER | DRAEGER MEDICAL INC | ISO 2000 | 3550.37 | 2025-03-21 | 0
TX CHILDRENS | BE00125258 | ASSC-0213 | ANESTHETIC VAPORIZER | DRAEGER MEDICAL INC | ISO 2000 | 3550.37 | 2025-03-21 | 0
TX CHILDRENS | BE00125262 | ASSC-0202 | ANESTHETIC VAPORIZER | DRAEGER MEDICAL INC | ISO 2000 | 3550.37 | 2025-03-21 | 0
TX CHILDRENS | BE00122722 | ASSC-0622 | ANESTHETIC VAPORIZER | DRAEGER MEDICAL INC | SEVO 2000 | 3550.37 | 2025-03-21 | 0
TX CHILDRENS | BE00122723 | ASSC-0211 | ANESTHETIC VAPORIZER | DRAEGER MEDICAL INC | ISO 2000 | 3550.37 | 2025-03-21 | 0
TX CHILDRENS | BE00122676 | ASSC-0219 | ANESTHETIC VAPORIZER | DRAEGER MEDICAL INC | ISO 2000 | 3550.37 | 2025-03-21 | 0
TX CHILDRENS | BE00125268 | ASSC-0217 | ANESTHETIC VAPORIZER | DRAEGER MEDICAL INC | ISO 2000 | 3550.37 | 2025-03-21 | 0
TX CHILDRENS | BE00125260 | ASSC-0215 | ANESTHETIC VAPORIZER | DRAEGER MEDICAL INC | ISO 2000 | 3550.37 | 2025-03-21 | 0
TX CHILDRENS | KN219069 | 70050404027 | CHAIR, EXAM | RELIANCE MEDICAL PRODUCTS, INC | 7000L | 3550 | 2005-09-21 | 0
TX CHILDRENS | KN219072 | 70050404035 | CHAIR, EXAM | RELIANCE MEDICAL PRODUCTS, INC | 7000L | 3550 | 2005-09-15 | 0
TX CHILDRENS | KN219073 | 70030404025 | CHAIR, EXAM | RELIANCE MEDICAL PRODUCTS, INC | 7000L | 3550 | 2005-09-15 | 0
TX CHILDRENS | BE00102198 | M114542 | SYRINGE INFUSION PUMP | MEDEX (MEDFUSION) | 3500 | 3547.71 | 2020-11-06 | 0
TX CHILDRENS | BE00102197 | M114541 | SYRINGE INFUSION PUMP | MEDEX (MEDFUSION) | 3500 | 3547.71 | 2020-11-06 | 0
TX CHILDRENS | BE00102196 | M114540 | SYRINGE INFUSION PUMP | MEDEX (MEDFUSION) | 3500 | 3547.71 | 2020-11-06 | 0
TX CHILDRENS | BE00102200 | M114544 | SYRINGE INFUSION PUMP | MEDEX (MEDFUSION) | 3500 | 3547.71 | 2020-11-06 | 0
TX CHILDRENS | BE00102199 | M114543 | SYRINGE INFUSION PUMP | MEDEX (MEDFUSION) | 3500 | 3547.71 | 2020-11-06 | 0
TX CHILDRENS | BE00108973 | 1468 | UTILITY CART | KARL STORZ ENDOSCOPY-AMERICA INC | 9606-32 | 3546.48 | 2019-05-21 | 0
TX CHILDRENS | BE00114181 | 5101579 | SIMULATOR | Fluke Electronics Corporation | PROSIM 4 | 3546 | 2021-10-04 | 0
TX CHILDRENS | BE00058725 | BPRM-1358 | PIPETTE PLUGGER | BELLCO GLASS INC | 7750-11111 | 3545.14 | 2014-04-17 | 0
TX CHILDRENS | BE00128104 | 1019501 | PCA INFUSION PUMP | SMITHS MEDICAL ASD INC | SOLIS 2110 | 3545 | 2025-04-08 | 0
TX CHILDRENS | BE00101506 | 1019504 | PCA INFUSION PUMP | SMITHS MEDICAL ASD INC | SOLIS 2110 | 3545 | 2018-07-03 | 0
TX CHILDRENS | BE00101505 | 1019500 | PCA INFUSION PUMP | SMITHS MEDICAL ASD INC | SOLIS 2110 | 3545 | 2018-07-03 | 0
TX CHILDRENS | BE00128106 | 1019505 | PCA INFUSION PUMP | SMITHS MEDICAL ASD INC | SOLIS 2110 | 3545 | 2025-04-08 | 0
TX CHILDRENS | BE00128115 | 1019509 | PCA INFUSION PUMP | SMITHS MEDICAL ASD INC | SOLIS 2110 | 3545 | 2025-04-08 | 0
TX CHILDRENS | BE00128114 | 1019502 | PCA INFUSION PUMP | SMITHS MEDICAL ASD INC | SOLIS 2110 | 3545 | 2025-04-08 | 0
TX CHILDRENS | BE00128105 | 1019503 | PCA INFUSION PUMP | SMITHS MEDICAL ASD INC | SOLIS 2110 | 3545 | 2025-04-08 | 0
TX CHILDRENS | BE00101507 | 1019506 | PCA INFUSION PUMP | SMITHS MEDICAL ASD INC | SOLIS 2110 | 3545 | 2018-07-03 | 0
TX CHILDRENS | BE00087428 | OSC103005 | EXERCISE EQUIP, NON-POWERED | Life Fitness | OSC-XX | 3535 | 2017-04-13 | 0
TX CHILDRENS | KN211116 | S16000D-05181 | UTILITY CART | SMR | S160000D | 3535 | 2003-01-14 | 0
TX CHILDRENS | BE00126939 | 21533014 | DISPLAY, VIDEO | KARL STORZ ENDOSCOPY-AMERICA INC | TM351 | 3529.35 | 2025-10-15 | 0
TX CHILDRENS | BE00104405 | ASLK-0768 | ANESTHETIC VAPORIZER | DRAEGER MEDICAL INC | ISO 2000 | 3528.44 | 2019-12-17 | 0
TX CHILDRENS | BE00104404 | ASLK-0767 | ANESTHETIC VAPORIZER | DRAEGER MEDICAL INC | ISO 2000 | 3528.44 | 2019-12-17 | 0
TX CHILDRENS | KN228664 | IPV1C-0950 | VENTILATOR NONCONTINUOUS | PERCUSSION CORP | IPV-1C | 3528.35 | 2009-04-30 | 0
TX CHILDRENS | KN228665 | IPV1C-0958 | VENTILATOR NONCONTINUOUS | PERCUSSION CORP | IPV-1C | 3528.35 | 2009-04-30 | 0
TX CHILDRENS | BE00061245 | 424213046 | LIGHT, EXAM, AC-POWERED | STERIS Corporation | HARMONY LA 300 | 3526.81 | 2014-11-28 | 0
TX CHILDRENS | BE00061856 | 420214006 | LIGHT, EXAM, AC-POWERED | STERIS Corporation | HARMONY LA 300 | 3526.81 | 2015-08-15 | 0
TX CHILDRENS | BE00061249 | 424213044 | LIGHT, EXAM, AC-POWERED | STERIS Corporation | HARMONY LA 300 | 3526.81 | 2014-11-28 | 0
TX CHILDRENS | BE00061251 | 424913049 | LIGHT, EXAM, AC-POWERED | STERIS Corporation | HARMONY LA 300 | 3526.81 | 2014-11-28 | 0
TX CHILDRENS | BE00061255 | 424913048 | LIGHT, EXAM, AC-POWERED | STERIS Corporation | HARMONY LA 300 | 3526.81 | 2014-11-28 | 0
TX CHILDRENS | BE00061246 | 424913046 | LIGHT, EXAM, AC-POWERED | STERIS Corporation | HARMONY LA 300 | 3526.81 | 2014-11-28 | 0
TX CHILDRENS | BE00061247 | 424913045 | LIGHT, EXAM, AC-POWERED | STERIS Corporation | HARMONY LA 300 | 3526.81 | 2014-11-28 | 0
TX CHILDRENS | BE00061248 | 424913051 | LIGHT, EXAM, AC-POWERED | STERIS Corporation | HARMONY LA 300 | 3526.81 | 2014-11-28 | 0
TX CHILDRENS | BE00134142 | 17386595 | PCA INFUSION PUMP | BECTON DICKINSON | 8120 | 3525.71 | 2026-06-26 | 0
TX CHILDRENS | BE00132246 | 17386035 | PCA INFUSION PUMP | BECTON DICKINSON | 8120 | 3525.71 | 2026-06-16 | 0
TX CHILDRENS | BE00134057 | 17415696 | PCA INFUSION PUMP | BECTON DICKINSON | 8120 | 3525.71 | 2026-06-18 | 0
TX CHILDRENS | BE00134125 | 17386569 | PCA INFUSION PUMP | BECTON DICKINSON | 8120 | 3525.71 | 2026-06-25 | 0
TX CHILDRENS | BE00132242 | 17376790 | PCA INFUSION PUMP | BECTON DICKINSON | 8120 | 3525.71 | 2026-06-16 | 0
TX CHILDRENS | BE00132259 | 17384157 | PCA INFUSION PUMP | BECTON DICKINSON | 8120 | 3525.71 | 2026-06-17 | 0
TX CHILDRENS | BE00134149 | 17385183 | PCA INFUSION PUMP | BECTON DICKINSON | 8120 | 3525.71 | 2026-06-25 | 0
TX CHILDRENS | BE00132250 | 17384139 | PCA INFUSION PUMP | BECTON DICKINSON | 8120 | 3525.71 | 2026-06-16 | 0
TX CHILDRENS | BE00134115 | 17386983 | PCA INFUSION PUMP | BECTON DICKINSON | 8120 | 3525.71 | 2026-06-17 | 0
TX CHILDRENS | BE00132258 | 17376520 | PCA INFUSION PUMP | BECTON DICKINSON | 8120 | 3525.71 | 2026-06-17 | 0
TX CHILDRENS | BE00134143 | 17384674 | PCA INFUSION PUMP | BECTON DICKINSON | 8120 | 3525.71 | 2026-06-25 | 0
TX CHILDRENS | BE00134119 | 17387026 | PCA INFUSION PUMP | BECTON DICKINSON | 8120 | 3525.71 | 2026-06-17 | 0
TX CHILDRENS | BE00134124 | 17386620 | PCA INFUSION PUMP | BECTON DICKINSON | 8120 | 3525.71 | 2026-06-26 | 0
TX CHILDRENS | BE00132263 | 17416170 | PCA INFUSION PUMP | BECTON DICKINSON | 8120 | 3525.71 | 2026-06-17 | 0
TX CHILDRENS | BE00134058 | 17416171 | PCA INFUSION PUMP | BECTON DICKINSON | 8120 | 3525.71 | 2026-06-17 | 0
TX CHILDRENS | BE00132261 | 17422892 | PCA INFUSION PUMP | BECTON DICKINSON | 8120 | 3525.71 | 2026-06-17 | 0
TX CHILDRENS | BE00132265 | 17370601 | PCA INFUSION PUMP | BECTON DICKINSON | 8120 | 3525.71 | 2026-06-16 | 0
TX CHILDRENS | BE00134060 | 17415832 | PCA INFUSION PUMP | BECTON DICKINSON | 8120 | 3525.71 | 2026-06-17 | 0
TX CHILDRENS | BE00132247 | 17376902 | PCA INFUSION PUMP | BECTON DICKINSON | 8120 | 3525.71 | 2026-06-16 | 0
TX CHILDRENS | BE00134059 | 17415827 | PCA INFUSION PUMP | BECTON DICKINSON | 8120 | 3525.71 | 2026-06-17 | 0
TX CHILDRENS | BE00134123 | 17385619 | PCA INFUSION PUMP | BECTON DICKINSON | 8120 | 3525.71 | 2026-06-25 | 0
TX CHILDRENS | BE00132241 | 17373513 | PCA INFUSION PUMP | BECTON DICKINSON | 8120 | 3525.71 | 2026-06-17 | 0
TX CHILDRENS | BE00132239 | 17423150 | PCA INFUSION PUMP | BECTON DICKINSON | 8120 | 3525.71 | 2026-06-16 | 0
TX CHILDRENS | BE00134144 | 17384441 | PCA INFUSION PUMP | BECTON DICKINSON | 8120 | 3525.71 | 2026-06-26 | 0
TX CHILDRENS | BE00134147 | 17386037 | PCA INFUSION PUMP | BECTON DICKINSON | 8120 | 3525.71 | 2026-06-25 | 0
TX CHILDRENS | BE00132248 | 17376661 | PCA INFUSION PUMP | BECTON DICKINSON | 8120 | 3525.71 | 2026-06-16 | 0
TX CHILDRENS | BE00132245 | 17386163 | PCA INFUSION PUMP | BECTON DICKINSON | 8120 | 3525.71 | 2026-06-16 | 0
TX CHILDRENS | BE00134114 | 17386805 | PCA INFUSION PUMP | BECTON DICKINSON | 8120 | 3525.71 | 2026-06-26 | 0
TX CHILDRENS | BE00132240 | 17376577 | PCA INFUSION PUMP | BECTON DICKINSON | 8120 | 3525.71 | 2026-06-16 | 0
TX CHILDRENS | BE00132260 | 17385941 | PCA INFUSION PUMP | BECTON DICKINSON | 8120 | 3525.71 | 2026-06-17 | 0
TX CHILDRENS | BE00134146 | 17385819 | PCA INFUSION PUMP | BECTON DICKINSON | 8120 | 3525.71 | 2026-06-25 | 0
TX CHILDRENS | BE00132264 | 17384725 | PCA INFUSION PUMP | BECTON DICKINSON | 8120 | 3525.71 | 2026-06-17 | 0
TX CHILDRENS | BE00134116 | 17387207 | PCA INFUSION PUMP | BECTON DICKINSON | 8120 | 3525.71 | 2026-06-17 | 0
TX CHILDRENS | BE00134122 | 17386828 | PCA INFUSION PUMP | BECTON DICKINSON | 8120 | 3525.71 | 2026-06-26 | 0
TX CHILDRENS | BE00132262 | 17423089 | PCA INFUSION PUMP | BECTON DICKINSON | 8120 | 3525.71 | 2026-06-17 | 0
TX CHILDRENS | BE00132249 | 17376812 | PCA INFUSION PUMP | BECTON DICKINSON | 8120 | 3525.71 | 2026-06-16 | 0
TX CHILDRENS | BE00132244 | 17386203 | PCA INFUSION PUMP | BECTON DICKINSON | 8120 | 3525.71 | 2026-06-16 | 0
TX CHILDRENS | BE00134118 | 17387028 | PCA INFUSION PUMP | BECTON DICKINSON | 8120 | 3525.71 | 2026-06-17 | 0
TX CHILDRENS | BE00134117 | 17386479 | PCA INFUSION PUMP | BECTON DICKINSON | 8120 | 3525.71 | 2026-06-25 | 0
TX CHILDRENS | BE00134056 | 17415053 | PCA INFUSION PUMP | BECTON DICKINSON | 8120 | 3525.71 | 2026-06-17 | 0
TX CHILDRENS | BE00134120 | 17385223 | PCA INFUSION PUMP | BECTON DICKINSON | 8120 | 3525.71 | 2026-06-25 | 0
TX CHILDRENS | BE00134148 | 17386963 | PCA INFUSION PUMP | BECTON DICKINSON | 8120 | 3525.71 | 2026-06-17 | 0
TX CHILDRENS | BE00132238 | 17423255 | PCA INFUSION PUMP | BECTON DICKINSON | 8120 | 3525.71 | 2026-06-16 | 0
TX CHILDRENS | BE00132257 | 17376492 | PCA INFUSION PUMP | BECTON DICKINSON | 8120 | 3525.71 | 2026-06-17 | 0
TX CHILDRENS | BE00134121 | 17386621 | PCA INFUSION PUMP | BECTON DICKINSON | 8120 | 3525.71 | 2026-06-26 | 0
TX CHILDRENS | BE00132243 | 17382934 | PCA INFUSION PUMP | BECTON DICKINSON | 8120 | 3525.71 | 2026-06-16 | 0
TX CHILDRENS | BE00134145 | 17384675 | PCA INFUSION PUMP | BECTON DICKINSON | 8120 | 3525.71 | 2026-06-25 | 0
TX CHILDRENS | KN201782 | 261009 | MICROSCOPE | NIKON INSTRUMENT INC | ECLIPSE E400 | 3522.6 | 2004-05-07 | 0
TX CHILDRENS | BE00014075 | 5202-881 | SCALE, PATIENT STAND-ON | SCALETRONIX, INC. (subsidiary of WELCH-ALLYN) | 5202 | 3520.08 | 2011-08-05 | 0
TX CHILDRENS | BE00061129 | SC131218 | SCREENING, VISION | DEPISTEO LLC | VT1-MAT065 | 3520 | 2015-03-13 | 0
TX CHILDRENS | BE00082836 | 214097775005205 | TISSUE FLOAT | Fisher Scientific Company LLC | 22047775 | 3517.86 | 2016-05-24 | 0
TX CHILDRENS | BE00082833 | 214097775005105 | TISSUE FLOAT | Fisher Scientific Company LLC | 22047775 | 3517.86 | 2016-05-24 | 0
TX CHILDRENS | BE00010605 | ASBA-0090 | ANESTHETIC VAPORIZER | DRAEGER MEDICAL INC | ISO 2000 | 3517.8 | 2010-04-05 | 0
TX CHILDRENS | BE00034977 | ASDA-0167 | ANESTHETIC VAPORIZER | DRAEGER MEDICAL INC | ISO 2000 | 3517.8 | 2013-05-01 | 0
TX CHILDRENS | BE00034980 | ASDA-0190 | ANESTHETIC VAPORIZER | DRAEGER MEDICAL INC | ISO 2000 | 3517.8 | 2013-05-01 | 0
TX CHILDRENS | BE00034982 | ASDA-0182 | ANESTHETIC VAPORIZER | DRAEGER MEDICAL INC | ISO 2000 | 3517.8 | 2013-05-01 | 0
TX CHILDRENS | BE00034981 | ASDA-0181 | ANESTHETIC VAPORIZER | DRAEGER MEDICAL INC | ISO 2000 | 3517.8 | 2013-05-01 | 0
TX CHILDRENS | BE00034986 | ASDA-0187 | ANESTHETIC VAPORIZER | DRAEGER MEDICAL INC | ISO 2000 | 3517.8 | 2013-05-01 | 0
TX CHILDRENS | BE00034975 | ASDA-0185 | ANESTHETIC VAPORIZER | DRAEGER MEDICAL INC | ISO 2000 | 3517.8 | 2013-05-01 | 0
TX CHILDRENS | BE00034974 | ASDA-0183 | ANESTHETIC VAPORIZER | DRAEGER MEDICAL INC | ISO 2000 | 3517.8 | 2013-05-01 | 0
TX CHILDRENS | BE00034973 | ASDA-0189 | ANESTHETIC VAPORIZER | DRAEGER MEDICAL INC | ISO 2000 | 3517.8 | 2013-05-01 | 0
TX CHILDRENS | BE00034983 | ASDA-0169 | ANESTHETIC VAPORIZER | DRAEGER MEDICAL INC | ISO 2000 | 3517.8 | 2013-05-01 | 0
TX CHILDRENS | BE00034978 | ASDA-0188 | ANESTHETIC VAPORIZER | DRAEGER MEDICAL INC | ISO 2000 | 3517.8 | 2013-05-01 | 0
TX CHILDRENS | BE00034976 | ASDA-0186 | ANESTHETIC VAPORIZER | DRAEGER MEDICAL INC | ISO 2000 | 3517.8 | 2013-05-01 | 0
TX CHILDRENS | BE00034979 | ASDA-0184 | ANESTHETIC VAPORIZER | DRAEGER MEDICAL INC | ISO 2000 | 3517.8 | 2013-05-01 | 0
TX CHILDRENS | BE00034985 | ASDA-0170 | ANESTHETIC VAPORIZER | DRAEGER MEDICAL INC | ISO 2000 | 3517.8 | 2013-05-01 | 0
TX CHILDRENS | KN216777 | 4A13565 | MICROSCOPE | OLYMPUS AMERICA INC | BX41TF | 3515.6 | 2005-07-06 | 0
TX CHILDRENS | KN232046 | 6702-4934 | SCALE, PATIENT STAND-ON | SCALETRONIX, INC. (subsidiary of WELCH-ALLYN) | 6702 | 3515 | 2010-09-05 | 0
TX CHILDRENS | BE00109414 | 1145680 | PCA INFUSION PUMP | SMITHS MEDICAL ASD INC | SOLIS 2110 | 3513.95 | 2019-08-29 | 0
TX CHILDRENS | BE00109420 | 1145683 | PCA INFUSION PUMP | SMITHS MEDICAL ASD INC | SOLIS 2110 | 3513.95 | 2019-08-29 | 0
TX CHILDRENS | BE00109415 | 1145679 | PCA INFUSION PUMP | SMITHS MEDICAL ASD INC | SOLIS 2110 | 3513.95 | 2019-08-29 | 0
TX CHILDRENS | BE00109421 | 1145685 | PCA INFUSION PUMP | SMITHS MEDICAL ASD INC | SOLIS 2110 | 3513.95 | 2019-08-29 | 0
TX CHILDRENS | BE00109422 | 1145684 | PCA INFUSION PUMP | SMITHS MEDICAL ASD INC | SOLIS 2110 | 3513.95 | 2019-08-29 | 0
TX CHILDRENS | BE00109419 | 1145678 | PCA INFUSION PUMP | SMITHS MEDICAL ASD INC | SOLIS 2110 | 3513.95 | 2019-08-29 | 0
TX CHILDRENS | BE00109417 | 1145676 | PCA INFUSION PUMP | SMITHS MEDICAL ASD INC | SOLIS 2110 | 3513.95 | 2019-08-29 | 0
TX CHILDRENS | BE00109424 | 1148822 | PCA INFUSION PUMP | SMITHS MEDICAL ASD INC | SOLIS 2110 | 3513.95 | 2019-08-29 | 0
TX CHILDRENS | BE00109418 | 1145677 | PCA INFUSION PUMP | SMITHS MEDICAL ASD INC | SOLIS 2110 | 3513.95 | 2019-08-29 | 0
TX CHILDRENS | BE00109423 | 1145682 | PCA INFUSION PUMP | SMITHS MEDICAL ASD INC | SOLIS 2110 | 3513.95 | 2019-08-29 | 0
TX CHILDRENS | BE00109413 | 1145681 | PCA INFUSION PUMP | SMITHS MEDICAL ASD INC | SOLIS 2110 | 3513.95 | 2019-08-29 | 0
TX CHILDRENS | BE00109416 | 1145675 | PCA INFUSION PUMP | SMITHS MEDICAL ASD INC | SOLIS 2110 | 3513.95 | 2019-08-29 | 0
TX CHILDRENS | KN226574 | 2002-3095 | SCALE, SLING / BED | SCALETRONIX, INC. (subsidiary of WELCH-ALLYN) | 2002 | 3510.25 | 2010-04-05 | 0
TX CHILDRENS | BE00064313 | 2002-3943 | SCALE, SLING / BED | SCALETRONIX, INC. (subsidiary of WELCH-ALLYN) | 2002 | 3510.25 | 2016-05-28 | 0
TX CHILDRENS | BE00061480 | 2002-3858 | SCALE, SLING / BED | SCALETRONIX, INC. (subsidiary of WELCH-ALLYN) | 2002 | 3510.25 | 2015-07-22 | 0
TX CHILDRENS | BE00061383 | 2002-3799 | SCALE, SLING / BED | SCALETRONIX, INC. (subsidiary of WELCH-ALLYN) | 2002 | 3510.25 | 2015-01-20 | 0
TX CHILDRENS | FA40092 | 10070484FB | INFUSION PUMP | BAXTER-PHARMACY DIVISION | 6301 | 3509.68 | 2005-07-29 | 0
TX CHILDRENS | FA42657 | 11040773FB | INFUSION PUMP | BAXTER-PHARMACY DIVISION | 6301 | 3509.68 | 2003-02-01 | 0
TX CHILDRENS | FA42660 | 11040747FB | INFUSION PUMP | BAXTER-PHARMACY DIVISION | 6301 | 3509.68 | 2003-03-19 | 0
TX CHILDRENS | FA42659 | 11040797FB | INFUSION PUMP | BAXTER-PHARMACY DIVISION | 6301 | 3509.68 | 2003-02-01 | 0
TX CHILDRENS | FA42653 | 11040763FB | INFUSION PUMP | BAXTER-PHARMACY DIVISION | 6301 | 3509.68 | 2003-02-01 | 0
TX CHILDRENS | FA40805 | 10070489FB | INFUSION PUMP | BAXTER-PHARMACY DIVISION | 6301 | 3509.68 | 2005-08-17 | 0
TX CHILDRENS | FA40087 | 10070487FB | INFUSION PUMP | BAXTER-PHARMACY DIVISION | 6301 | 3509.68 | 2005-08-17 | 0
TX CHILDRENS | FA42662 | 11040676FB | INFUSION PUMP | BAXTER-PHARMACY DIVISION | 6301 | 3509.68 | 2003-02-01 | 0
TX CHILDRENS | FA42661 | 11040759FB | INFUSION PUMP | BAXTER-PHARMACY DIVISION | 6301 | 3509.68 | 2003-02-01 | 0
TX CHILDRENS | FA42655 | 11040461FB | INFUSION PUMP | BAXTER-PHARMACY DIVISION | 6301 | 3509.68 | 2003-03-19 | 0
TX CHILDRENS | FA36217 | 11021095FB | INFUSION PUMP | BAXTER-PHARMACY DIVISION | 6301 | 3509.68 | 2005-07-29 | 0
TX CHILDRENS | FA40090 | 11021081FB | INFUSION PUMP | BAXTER-PHARMACY DIVISION | 6301 | 3509.68 | 2005-08-17 | 0
TX CHILDRENS | FA36218 | 11021034FB | INFUSION PUMP | BAXTER-PHARMACY DIVISION | 6301 | 3509.68 | 2005-07-29 | 0
TX CHILDRENS | FA40085 | 11021095FB | INFUSION PUMP | BAXTER-PHARMACY DIVISION | 6301 | 3509.68 | 2005-07-29 | 0
TX CHILDRENS | FA40095 | 10070486FB | INFUSION PUMP | BAXTER-PHARMACY DIVISION | 6301 | 3509.68 | 2005-07-29 | 0
TX CHILDRENS | FA42658 | 11040605FB | INFUSION PUMP | BAXTER-PHARMACY DIVISION | 6301 | 3509.68 | 2003-02-01 | 0
TX CHILDRENS | KN198727 | 9711397 | EXERCISE EQUIP, POWERED | PATTERSON MEDICAL SUPPLY INC. USE 617981 | 2226C | 3507.1 | 1997-12-01 | 0
TX CHILDRENS | BE00063295 | 6202-3348 | SCALE, PATIENT WHEELCHAIR | SCALETRONIX, INC. (subsidiary of WELCH-ALLYN) | 6202 | 3505.73 | 2015-10-11 | 0
TX CHILDRENS | BE00011924 | V890858 | TABLE, EXAM | CARDINAL HEALTH 200 LLC | 222 | 3502.15 | 2012-09-20 | 0
TX CHILDRENS | BE00116755 | 3096620-1 | WARMER, BLANKET | ENTHERMICS MEDICAL SYSTEMS | EC350 | 3500.47 | 2023-02-21 | 0
TX CHILDRENS | BE00119955 | B9-037 | VIDEO GAME / GAME CENTER | GAMERS OUTREACH | GO KART | 3500 | 2023-05-09 | 0
TX CHILDRENS | BE00118555 | ARTE-0334 | ANESTHETIC VAPORIZER | DRAEGER MEDICAL INC | SEVO 2000 | 3500 | 2017-09-25 | 0
TX CHILDRENS | BE00014785 | ARSD-0546 | ANESTHETIC VAPORIZER | DRAEGER MEDICAL INC | SEVO 2000 | 3500 | 2015-04-17 | 0
TX CHILDRENS | KN203034 | S160000D-06258 | UTILITY CART | SMR | S160000D | 3500 | 2000-02-02 | 0
TX CHILDRENS | BE00060574 | ARNN-0651 | ANESTHETIC VAPORIZER | DRAEGER MEDICAL INC | SEVO 2000 | 3500 | 2015-01-05 | 0
TX CHILDRENS | BE00058658 | 877208031201 | VENTILATOR NONCONTINUOUS | RESPIRONICS INC | BIPAP FOCUS | 3500 | 2014-03-20 | 0
TX CHILDRENS | BE00063712 | ARUB-0298 | ANESTHETIC VAPORIZER | DRAEGER MEDICAL INC | SEVO 2000 | 3500 | 2016-03-01 | 0
TX CHILDRENS | BE00033519 | 2990212380 | DNA THERMAL CYCLER | APPLIED BIOSYSTEMS | VERITI | 3500 | 2012-07-14 | 0
TX CHILDRENS | BE00012926 | ARZD-0361 | ANESTHETIC VAPORIZER | DRAEGER MEDICAL INC | SEVO 2000 | 3500 | 2012-03-20 | 0
TX CHILDRENS | BE00033520 | 2990212482 | DNA THERMAL CYCLER | APPLIED BIOSYSTEMS | VERITI | 3500 | 2012-07-14 | 0
TX CHILDRENS | BE00111777 | SA15625270 | HEMATOLOGY ANALYZER | FRESENIUS USA MARKETING INC | CRIT-LINE IV | 3500 | 2020-09-11 | 0
TX CHILDRENS | BE00061028 | 14011-107 | CELL COUNTER, AUTO DIFFERENTIAL | LIFE TECHNOLOGIES CORPORATION | C10281 | 3500 | 2015-07-06 | 0
TX CHILDRENS | BE00060573 | ARNK-0289 | ANESTHETIC VAPORIZER | DRAEGER MEDICAL INC | SEVO 2000 | 3500 | 2015-01-05 | 0
TX CHILDRENS | BE00103215 | ARSD-0054 | ANESTHETIC VAPORIZER | DRAEGER MEDICAL INC | SEVO 2000 | 3500 | 2019-01-29 | 0
TX CHILDRENS | BE00128736 | 26348242817 | VIDEO GAME / GAME CENTER | GAMERS OUTREACH | GO KART | 3500 | 2026-02-11 | 0
TX CHILDRENS | BE00057101 | ARWF-1413 | ANESTHETIC VAPORIZER | DRAEGER MEDICAL INC | SEVO 2000 | 3500 | 2013-03-13 | 0
TX CHILDRENS | KN195230 | 95L42572 | GLUCOSE ANALYZER | YELLOW SPRINGS INST. CO.( YSI | 2300+S | 3500 | 1997-01-19 | 0
TX CHILDRENS | BE00012495 | 877210022401 | VENTILATOR NONCONTINUOUS | RESPIRONICS INC | BIPAP FOCUS | 3500 | 2012-02-08 | 0
TX CHILDRENS | BE00058728 | BEGS 00550 | ANESTHETIC VAPORIZER | DATEX-OHMEDA INC | ISOTEC 7 | 3500 | 2014-04-15 | 0
TX CHILDRENS | KN215281 | 701-181-7059L | HEAT SEALING DEVICE | MEDICAL ACTION INDUSTRIES | LS18-120 | 3500 | 2004-02-05 | 0
TX CHILDRENS | KN189842 | H3TC00224 | VIDEO CASSETTE RECORDER (VCR) | PANASONIC | AG-7750 | 3500 | 1993-10-01 | 0
TX CHILDRENS | BE00111770 | SA14208343 | HEMATOLOGY ANALYZER | FRESENIUS USA MARKETING INC | CRIT-LINE IV | 3500 | 2020-09-11 | 0
TX CHILDRENS | BE00033385 | BEJG 00207 | ANESTHETIC VAPORIZER | DATEX-OHMEDA INC | SEVOTEC 7 | 3500 | 2014-03-21 | 0
TX CHILDRENS | BE00110467 | 110109283516 | VIDEO GAME / GAME CENTER | GAMERS OUTREACH | GO KART | 3500 | 2019-05-13 | 0
TX CHILDRENS | BE00110468 | 090691383416 | VIDEO GAME / GAME CENTER | GAMERS OUTREACH | GO KART | 3500 | 2019-05-13 | 0
TX CHILDRENS | BE00012931 | ASBN-0357 | ANESTHETIC VAPORIZER | DRAEGER MEDICAL INC | ISO 2000 | 3500 | 2012-03-20 | 0
TX CHILDRENS | BE00110567 | ASMB-1660 | ANESTHETIC VAPORIZER | DRAEGER MEDICAL INC | ISO 2000 | 3500 | 2019-03-25 | 0
TX CHILDRENS | HTMUS-05HW6T | 05HW6T | PROBE, CURVED LINEAR - LINEAR | Fujifilm Sonosite Inc | L12-3 | 3500 | 2024-05-06 | 0
TX CHILDRENS | BE00010311 | 877207081501 | VENTILATOR NONCONTINUOUS | RESPIRONICS INC | BIPAP FOCUS | 3500 | 2010-11-16 | 0
TX CHILDRENS | BE00115549 | 093182173617 | VIDEO GAME / GAME CENTER | MICROSOFT CORP | GO KART | 3500 | 2022-12-12 | 0
TX CHILDRENS | KN225318 | ARZL-0707 | ANESTHETIC VAPORIZER | DRAEGER MEDICAL INC | ISO 2000 | 3500 | 2010-02-26 | 0
TX CHILDRENS | KN200097 | 8G14630 | MICROSCOPE | OLYMPUS AMERICA INC | BX40F4 | 3500 | 2000-02-11 | 0
TX CHILDRENS | KN186530 | 6057818M | CAPACITANCE METER | SENCORE | LC 102 | 3500 | 1990-12-31 | 0
TX CHILDRENS | BE00111772 | SA14209954 | HEMATOLOGY ANALYZER | FRESENIUS USA MARKETING INC | CRIT-LINE IV | 3500 | 2020-09-11 | 0
TX CHILDRENS | KN184592 | 04-13-066 | SOLDER / DESOLDER STATION | PACE, INC. | MBT 250 | 3500 | 1994-09-13 | 0
TX CHILDRENS | BE00060547 | 877208092706 | VENTILATOR NONCONTINUOUS | RESPIRONICS INC | BIPAP FOCUS | 3500 | 2014-12-05 | 0
TX CHILDRENS | HTMUS-05HWGY | 05HWGY | PROBE, CURVED LINEAR - LINEAR | Fujifilm Sonosite Inc | L12-3 | 3500 | 2024-05-06 | 0
TX CHILDRENS | BE00010310 | 877207092001 | VENTILATOR NONCONTINUOUS | RESPIRONICS INC | BIPAP FOCUS | 3500 | 2010-11-16 | 0
TX CHILDRENS | BE00111202 | ARWN-0585 | ANESTHETIC VAPORIZER | DRAEGER MEDICAL INC | SEVO 2000 | 3500 | 2020-04-22 | 0
TX CHILDRENS | KN189323 | 91-112 | GRINDER | WEHMER CO., INC. | W-125 | 3500 | 1992-08-01 | 0
TX CHILDRENS | BE00111773 | SA14210072 | HEMATOLOGY ANALYZER | FRESENIUS USA MARKETING INC | CRIT-LINE IV | 3500 | 2020-09-11 | 0
TX CHILDRENS | FA08443 | 285900 | CENTRIFUGE | HERAEUS | LABOFUGE 300 | 3500 | 2001-02-28 | 0
TX CHILDRENS | BE00128969 | GO KART 2297 | VIDEO GAME / GAME CENTER | GAMERS OUTREACH | GO KART | 3500 | 2026-01-14 | 0
TX CHILDRENS | BE00058646 | 877207091910 | VENTILATOR NONCONTINUOUS | RESPIRONICS INC | BIPAP FOCUS | 3500 | 2014-03-20 | 0
TX CHILDRENS | BE00065383 | ASBN-0777 | ANESTHETIC VAPORIZER | DRAEGER MEDICAL INC | ISO 2000 | 3500 | 2015-09-23 | 0
TX CHILDRENS | BE00119956 | B9-063 | VIDEO GAME / GAME CENTER | GAMERS OUTREACH | GO KART | 3500 | 2023-05-09 | 0
TX CHILDRENS | BE00121447 | 0084832517 | VIDEO GAME / GAME CENTER | GAMERS OUTREACH | GO KART | 3500 | 2023-12-20 | 0
TX CHILDRENS | BE00121448 | 008200224517 | VIDEO GAME / GAME CENTER | GAMERS OUTREACH | GO KART | 3500 | 2023-12-20 | 0
TX CHILDRENS | BE00121445 | 008218224517 | VIDEO GAME / GAME CENTER | GAMERS OUTREACH | GO KART | 3500 | 2023-12-20 | 0
TX CHILDRENS | BE00065008 | 5000455 | MULTI MEDIA PROJECTOR | SONY CORPORATION-SVCE CENTER | VPL-FH31 | 3500 | 2015-09-01 | 0
TX CHILDRENS | KN180170 | NONE | MICROSCOPE | AO REICHERT TECHNICAL SERVICE | 1051T | 3500 | 1994-11-11 | 0
TX CHILDRENS | BE00066248 | S053981 | HEMATOLOGY ANALYZER | SIEMENS MEDICAL SOLUTIONS USA INC | DCA VANTAGE | 3500 | 2016-09-30 | 0
TX CHILDRENS | BE00057095 | ARXH-0900 | ANESTHETIC VAPORIZER | DRAEGER MEDICAL INC | SEVO 2000 | 3500 | 2013-03-13 | 0
TX CHILDRENS | KN214169 | S160000D-05631 | UTILITY CART | SMR | S160000D | 3500 | 2004-01-22 | 0
TX CHILDRENS | BE00117919 | BEJS 08206 | ANESTHETIC VAPORIZER | DATEX-OHMEDA INC | SEVOTEC 7 | 3500 | 2023-09-20 | 0
TX CHILDRENS | BE00117920 | BEJK 02802 | ANESTHETIC VAPORIZER | DATEX-OHMEDA INC | SEVOTEC 7 | 3500 | 2023-09-20 | 0
TX CHILDRENS | BE00110564 | ASMB-1313 | ANESTHETIC VAPORIZER | DRAEGER MEDICAL INC | SEVO 2000 | 3500 | 2019-03-25 | 0
TX CHILDRENS | BE00122692 | SA20113325 | HEMATOLOGY ANALYZER | FRESENIUS USA MARKETING INC | CRIT-LINE IV | 3500 | 2025-01-02 | 0
TX CHILDRENS | BE00110256 | ARUM-0053 | ANESTHETIC VAPORIZER | DRAEGER MEDICAL INC | SEVO 2000 | 3500 | 2020-09-05 | 0
TX CHILDRENS | BE00100509 | ARZC-0956 | ANESTHETIC VAPORIZER | DRAEGER MEDICAL INC | SEVO 2000 | 3500 | 2018-04-18 | 0
TX CHILDRENS | BE00111774 | SA14210077 | HEMATOLOGY ANALYZER | FRESENIUS USA MARKETING INC | CRIT-LINE IV | 3500 | 2020-09-11 | 0
TX CHILDRENS | BE00111722 | 094806173616 | VIDEO GAME / GAME CENTER | GAMERS OUTREACH | GO KART | 3500 | 2020-10-07 | 0
TX CHILDRENS | BE00063604 | ARSD-0312 | ANESTHETIC VAPORIZER | DRAEGER MEDICAL INC | SEVO 2000 | 3500 | 2016-03-01 | 0
TX CHILDRENS | BE00058732 | BEGS 00140 | ANESTHETIC VAPORIZER | DATEX-OHMEDA INC | ISOTEC 7 | 3500 | 2014-04-15 | 0
TX CHILDRENS | BE00010312 | 877207080903 | VENTILATOR NONCONTINUOUS | RESPIRONICS INC | BIPAP FOCUS | 3500 | 2010-11-16 | 0
TX CHILDRENS | BE00115982 | ARXF-2065 | ANESTHETIC VAPORIZER | DRAEGER MEDICAL INC | SEVO 2000 | 3500 | 2022-11-17 | 0
TX CHILDRENS | BE00128586 | 24270242817 | VIDEO GAME / GAME CENTER | GAMERS OUTREACH | GO KART | 3500 | 2026-02-11 | 0
TX CHILDRENS | BE00125640 | 008223224517 | VIDEO GAME / GAME CENTER | GAMERS OUTREACH | GO KART 2.0 | 3500 | 2024-12-06 | 0
TX CHILDRENS | BE00065497 | 904013394 | PORTABLE SLEEP MONITOR | NOX MEDICAL | 3150 | 3500 | 2016-10-04 | 0
TX CHILDRENS | KN211664 | 72090311004 | OPHTHALMIC INSTRUMENT STAND | RELIANCE MEDICAL PRODUCTS, INC | 7720 | 3500 | 2004-12-15 | 0
TX CHILDRENS | KN189324 | B916GL | DUST COLLECTOR, AUTOPSY SAW | BALDOR | D60 | 3500 | 1992-08-01 | 0
TX CHILDRENS | BE00012924 | ARXA-0018 | ANESTHETIC VAPORIZER | DRAEGER MEDICAL INC | SEVO 2000 | 3500 | 2012-03-20 | 0
TX CHILDRENS | BE00111778 | SA15626943 | HEMATOLOGY ANALYZER | FRESENIUS USA MARKETING INC | CRIT-LINE IV | 3500 | 2020-09-11 | 0
TX CHILDRENS | BE00060570 | ARUK-0185 | ANESTHETIC VAPORIZER | DRAEGER MEDICAL INC | SEVO 2000 | 3500 | 2015-01-05 | 0
TX CHILDRENS | BE00033386 | BEGP 02902 | ANESTHETIC VAPORIZER | DATEX-OHMEDA INC | ISOTEC 7 | 3500 | 2014-03-21 | 0
TX CHILDRENS | BE00035687 | 21211FWSL0079-03 | TISSUE FLOAT | TRIANGLE BIOMEDICAL SCI (TBS) | FWS-L | 3500 | 2014-01-03 | 0
TX CHILDRENS | BE00087507 | 201061 | TYMPANOMETER | GN HEARING CARE CORP | 1096 SA | 3500 | 2017-04-18 | 0
TX CHILDRENS | BE00060576 | BEJH 01481 | ANESTHETIC VAPORIZER | DATEX-OHMEDA INC | SEVOTEC 7 | 3500 | 2015-01-05 | 0
TX CHILDRENS | BE00057102 | ARYJ-0214 | ANESTHETIC VAPORIZER | DRAEGER MEDICAL INC | SEVO 2000 | 3500 | 2013-03-13 | 0
TX CHILDRENS | KN214528 | S160000D-05630 | UTILITY CART | SMR | S160000D | 3500 | 2004-01-22 | 0
TX CHILDRENS | BE00033521 | 2990212510 | DNA THERMAL CYCLER | APPLIED BIOSYSTEMS | VERITI | 3500 | 2012-07-14 | 0
TX CHILDRENS | BE00128952 | 25305242817 | VIDEO GAME / GAME CENTER | GAMERS OUTREACH | GO KART | 3500 | 2026-02-11 | 0
TX CHILDRENS | KN211108 | S160000D-5108 | UTILITY CART | SMR | S160000D | 3500 | 2002-01-07 | 0
TX CHILDRENS | BE00012496 | 877206122703 | VENTILATOR NONCONTINUOUS | RESPIRONICS INC | BIPAP FOCUS | 3500 | 2012-02-08 | 0
TX CHILDRENS | BE00033587 | 877210080309 | VENTILATOR NONCONTINUOUS | RESPIRONICS INC | BIPAP FOCUS | 3500 | 2012-07-24 | 0
TX CHILDRENS | BE00111769 | SA14208258 | HEMATOLOGY ANALYZER | FRESENIUS USA MARKETING INC | CRIT-LINE IV | 3500 | 2020-09-11 | 0
TX CHILDRENS | BE00119954 | B9-035 | VIDEO GAME / GAME CENTER | GAMERS OUTREACH | GO KART | 3500 | 2023-05-09 | 0
TX CHILDRENS | BE00110214 | ARZC-1439 | ANESTHETIC VAPORIZER | DRAEGER MEDICAL INC | SEVO 2000 | 3500 | 2020-10-10 | 0
TX CHILDRENS | BE00012925 | ASBN-0771 | ANESTHETIC VAPORIZER | DRAEGER MEDICAL INC | ISO 2000 | 3500 | 2012-03-20 | 0
TX CHILDRENS | BE00060709 | ARTF-0612 | ANESTHETIC VAPORIZER | DRAEGER MEDICAL INC | SEVO 2000 | 3500 | 2015-02-25 | 0
TX CHILDRENS | BE00121915 | 8395 | CENTRIFUGE | AIRSCAN INC | ESR STAT 6 | 3500 | 2025-03-20 | 0
TX CHILDRENS | BE00060571 | ARWA-0122 | ANESTHETIC VAPORIZER | DRAEGER MEDICAL INC | SEVO 2000 | 3500 | 2015-01-05 | 0
TX CHILDRENS | BE00110566 | ASMB-1031 | ANESTHETIC VAPORIZER | DRAEGER MEDICAL INC | SEVO 2000 | 3500 | 2019-03-25 | 0
TX CHILDRENS | BE00058660 | 877208071703 | VENTILATOR NONCONTINUOUS | RESPIRONICS INC | BIPAP FOCUS | 3500 | 2014-03-20 | 0
TX CHILDRENS | KN205855 | 2B00379 | MICROSCOPE | OLYMPUS AMERICA INC | CK40 | 3500 | 2008-06-05 | 0
TX CHILDRENS | BE00014294 | ARWK-0521 | ANESTHETIC VAPORIZER | DRAEGER MEDICAL INC | SEVO 2000 | 3500 | 2012-03-20 | 0
TX CHILDRENS | BE00110565 | ASMB-1314 | ANESTHETIC VAPORIZER | DRAEGER MEDICAL INC | SEVO 2000 | 3500 | 2019-03-25 | 0
TX CHILDRENS | KN225321 | ARZL-0706 | ANESTHETIC VAPORIZER | DRAEGER MEDICAL INC | ISO 2000 | 3500 | 2010-02-26 | 0
TX CHILDRENS | BE00110038 | ARYH-0998 | ANESTHETIC VAPORIZER | DRAEGER MEDICAL INC | SEVO 2000 | 3500 | 2020-02-11 | 0
TX CHILDRENS | BE00128951 | 26558242817 | VIDEO GAME / GAME CENTER | GAMERS OUTREACH | GO KART | 3500 | 2026-02-11 | 0
TX CHILDRENS | BE00114719 | ARUA-1033 | ANESTHETIC VAPORIZER | DRAEGER MEDICAL INC | SEVO 2000 | 3500 | 2022-02-22 | 0
TX CHILDRENS | BE00108586 | 162276464548 | VIDEO GAME / GAME CENTER | GAMERS OUTREACH | GO KART | 3500 | 2021-09-10 | 0
TX CHILDRENS | BE00110466 | 047314283716 | VIDEO GAME / GAME CENTER | GAMERS OUTREACH | GO KART | 3500 | 2019-05-13 | 0
TX CHILDRENS | BE00065498 | 904013131 | PORTABLE SLEEP MONITOR | NOX MEDICAL | 3150 | 3500 | 2016-10-04 | 0
TX CHILDRENS | BE00057873 | BEJH 02065 | ANESTHETIC VAPORIZER | DATEX-OHMEDA INC | SEVOTEC 7 | 3500 | 2014-03-11 | 0
TX CHILDRENS | BE00113776 | 179035364348 | VIDEO GAME / GAME CENTER | GAMERS OUTREACH | GO KART | 3500 | 2020-10-07 | 0
TX CHILDRENS | BE00063710 | ARWN-0682 | ANESTHETIC VAPORIZER | DRAEGER MEDICAL INC | SEVO 2000 | 3500 | 2016-03-01 | 0
TX CHILDRENS | BE00062847 | ARXF-0402 | ANESTHETIC VAPORIZER | DRAEGER MEDICAL INC | SEVO 2000 | 3500 | 2015-11-25 | 0
TX CHILDRENS | BE00084890 | ARWN-0721 | ANESTHETIC VAPORIZER | DRAEGER MEDICAL INC | SEVO 2000 | 3500 | 2017-07-31 | 0
TX CHILDRENS | BE00121446 | 008644224517 | VIDEO GAME / GAME CENTER | GAMERS OUTREACH | GO KART | 3500 | 2023-12-20 | 0
TX CHILDRENS | BE00118556 | BEJK 01618 | ANESTHETIC VAPORIZER | DATEX-OHMEDA INC | SEVOTEC 7 | 3500 | 2012-03-21 | 0
TX CHILDRENS | BE00128970 | GO KART 2298 | VIDEO GAME / GAME CENTER | GAMERS OUTREACH | GO KART | 3500 | 2026-01-14 | 0
TX CHILDRENS | KN223256 | H083-00218 | MICROWAVE PROCESSOR | ENERGY BEAM SCIENCES (EBS) | MWP800 | 3500 | 2006-08-25 | 0
TX CHILDRENS | KN211665 | 72090311008 | OPHTHALMIC INSTRUMENT STAND | RELIANCE MEDICAL PRODUCTS, INC | 7720 | 3500 | 2004-12-15 | 0
TX CHILDRENS | BE00119957 | B9-050 | VIDEO GAME / GAME CENTER | GAMERS OUTREACH | GO KART | 3500 | 2023-05-09 | 0
TX CHILDRENS | BE00058730 | BEGS 00135 | ANESTHETIC VAPORIZER | DATEX-OHMEDA INC | ISOTEC 7 | 3500 | 2014-04-15 | 0
TX CHILDRENS | BE00065355 | CO2466 | INSUFFLATOR, LAPAROSCOPE | MEDIVATORS INC | EGA-501 | 3500 | 2016-12-07 | 0
TX CHILDRENS | KN211107 | S160000D-5107 | UTILITY CART | SMR | S160000D | 3500 | 2002-01-07 | 0
TX CHILDRENS | BE00035141 | ARRB-0716 | ANESTHETIC VAPORIZER | DRAEGER MEDICAL INC | SEVO 2000 | 3500 | 2013-05-31 | 0
TX CHILDRENS | BE00115038 | ARYJ-1554 | ANESTHETIC VAPORIZER | DRAEGER MEDICAL INC | SEVO 2000 | 3500 | 2022-03-31 | 0
TX CHILDRENS | TA6725 | L289003265 | DISPLAY, FLAT PANEL 15 IN. TOUCH | GE Medical Systems Information Tech Inc | CDA15T | 3500 | 2019-04-11 | 0
TX CHILDRENS | BE00010997 | 1003621 | APNEA MONITOR | RESPIRONICS INC | SMARTMONITOR 2 | 3500 | 2010-04-23 | 0
TX CHILDRENS | KN211668 | 72090311005 | OPHTHALMIC INSTRUMENT STAND | RELIANCE MEDICAL PRODUCTS, INC | 7720 | 3500 | 2004-12-15 | 0
TX CHILDRENS | BE00111771 | SA14208383 | HEMATOLOGY ANALYZER | FRESENIUS USA MARKETING INC | CRIT-LINE IV | 3500 | 2020-09-11 | 0
TX CHILDRENS | KN201229 | 1198-181-5977L | HEAT SEALING DEVICE | MEDICAL ACTION INDUSTRIES | LS18-120 | 3500 | 1999-12-22 | 0
TX CHILDRENS | BE00110081 | ASKC-0645 | ANESTHETIC VAPORIZER | DRAEGER MEDICAL INC | SEVO 2000 | 3500 | 2020-02-19 | 0
TX CHILDRENS | BE00065495 | 904013305 | PORTABLE SLEEP MONITOR | NOX MEDICAL | 3150 | 3500 | 2016-10-04 | 0
TX CHILDRENS | BE00060595 | BEJJ 03061 | ANESTHETIC VAPORIZER | DATEX-OHMEDA INC | SEVOTEC 7 | 3500 | 2015-01-05 | 0
TX CHILDRENS | BE00057100 | ARXC-1305 | ANESTHETIC VAPORIZER | DRAEGER MEDICAL INC | SEVO 2000 | 3500 | 2013-03-13 | 0
TX CHILDRENS | BE00108585 | 25Q381264248 | VIDEO GAME / GAME CENTER | GAMERS OUTREACH | GO KART | 3500 | 2021-09-10 | 0
TX CHILDRENS | BE00060572 | ARNN-0541 | ANESTHETIC VAPORIZER | DRAEGER MEDICAL INC | SEVO 2000 | 3500 | 2015-01-05 | 0
TX CHILDRENS | BE00128949 | 24271242817 | VIDEO GAME / GAME CENTER | GAMERS OUTREACH | GO KART | 3500 | 2026-02-11 | 0
TX CHILDRENS | HTMUS-05J77R | 05J77R | PROBE, CURVED LINEAR - LINEAR | Fujifilm Sonosite Inc | L12-3 | 3500 | 2024-05-06 | 0
TX CHILDRENS | BE00119989 | ARWM-0884 | ANESTHETIC VAPORIZER | DRAEGER MEDICAL INC | SEVO 2000 | 3500 | 2018-01-10 | 0
TX CHILDRENS | BE00111776 | SA15625153 | HEMATOLOGY ANALYZER | FRESENIUS USA MARKETING INC | CRIT-LINE IV | 3500 | 2020-09-11 | 0
TX CHILDRENS | KN224425 | ARXF-0578 | ANESTHETIC VAPORIZER | DRAEGER MEDICAL INC | ISO 2000 | 3500 | 2007-07-24 | 0
TX CHILDRENS | BE00120481 | BEGH 02652 | ANESTHETIC VAPORIZER | DATEX-OHMEDA INC | ISOTEC 7 | 3500 | 2014-04-15 | 0
TX CHILDRENS | BE00063709 | ARNN-0538 | ANESTHETIC VAPORIZER | DRAEGER MEDICAL INC | SEVO 2000 | 3500 | 2016-03-01 | 0
TX CHILDRENS | BE00035146 | ARXF-1940 | ANESTHETIC VAPORIZER | DRAEGER MEDICAL INC | SEVO 2000 | 3500 | 2013-05-31 | 0
TX CHILDRENS | BE00111775 | SA14209968 | HEMATOLOGY ANALYZER | FRESENIUS USA MARKETING INC | CRIT-LINE IV | 3500 | 2020-09-11 | 0
TX CHILDRENS | BE00128735 | 26374242817 | VIDEO GAME / GAME CENTER | GAMERS OUTREACH | GO KART | 3500 | 2026-02-11 | 0
TX CHILDRENS | BE00108588 | 166217564548 | VIDEO GAME / GAME CENTER | GAMERS OUTREACH | GO KART | 3500 | 2021-09-10 | 0
TX CHILDRENS | BE00035148 | ARXF-2054 | ANESTHETIC VAPORIZER | DRAEGER MEDICAL INC | SEVO 2000 | 3500 | 2013-05-31 | 0
TX CHILDRENS | BE00085495 | ARWA-0203 | ANESTHETIC VAPORIZER | DRAEGER MEDICAL INC | SEVO 2000 | 3500 | 2017-10-18 | 0
TX CHILDRENS | BE00122556 | 060671224417 | VIDEO GAME / GAME CENTER | GAMERS OUTREACH | GO KART 2.0 | 3500 | 2024-12-06 | 0
TX CHILDRENS | BE00066247 | S053875 | HEMATOLOGY ANALYZER | SIEMENS MEDICAL SOLUTIONS USA INC | DCA VANTAGE | 3500 | 2016-09-30 | 0
TX CHILDRENS | BE00115553 | 132167173617 | VIDEO GAME / GAME CENTER | MICROSOFT CORP | GO KART | 3500 | 2022-12-12 | 0
TX CHILDRENS | BE00115552 | 079962173617 | VIDEO GAME / GAME CENTER | MICROSOFT CORP | GO KART | 3500 | 2022-12-12 | 0
TX CHILDRENS | BE00066249 | S053881 | HEMATOLOGY ANALYZER | SIEMENS MEDICAL SOLUTIONS USA INC | DCA VANTAGE | 3500 | 2016-09-30 | 0
TX CHILDRENS | BE00035151 | ARSL-0125 | ANESTHETIC VAPORIZER | DRAEGER MEDICAL INC | SEVO 2000 | 3500 | 2013-05-31 | 0
TX CHILDRENS | BE00035137 | ARSJ-0190 | ANESTHETIC VAPORIZER | DRAEGER MEDICAL INC | SEVO 2000 | 3500 | 2013-05-31 | 0
TX CHILDRENS | BE00014293 | ASBN-0780 | ANESTHETIC VAPORIZER | DRAEGER MEDICAL INC | ISO 2000 | 3500 | 2011-03-21 | 0
TX CHILDRENS | KN194843 | G5TC00016 | VIDEO CASSETTE RECORDER (VCR) | PANASONIC | AG-7350 | 3500 | 1996-12-01 | 0
TX CHILDRENS | BE00012923 | ASBN-0772 | ANESTHETIC VAPORIZER | DRAEGER MEDICAL INC | ISO 2000 | 3500 | 2012-03-20 | 0
TX CHILDRENS | BE00126300 | 032589231717 | VIDEO GAME / GAME CENTER | GAMERS OUTREACH | GO KART 2.0 | 3500 | 2024-12-06 | 0
TX CHILDRENS | BE00121916 | 8396 | CENTRIFUGE | AIRSCAN INC | ESR STAT 6 | 3500 | 2025-03-20 | 0
TX CHILDRENS | BE00122555 | 006223224517 | VIDEO GAME / GAME CENTER | GAMERS OUTREACH | GO KART 2.0 | 3500 | 2024-12-06 | 0
TX CHILDRENS | BE00110533 | 25042-0717 | PACHYMETER | REICHERT INC | iPAC | 3500 | 2021-12-29 | 0
TX CHILDRENS | BE00011002 | 1003634 | APNEA MONITOR | RESPIRONICS INC | SMARTMONITOR 2 | 3500 | 2010-04-23 | 0
TX CHILDRENS | BE00065354 | CO2469 | INSUFFLATOR, LAPAROSCOPE | MEDIVATORS INC | EGA-501 | 3500 | 2016-12-07 | 0
TX CHILDRENS | BE00065496 | 904013392 | PORTABLE SLEEP MONITOR | NOX MEDICAL | 3150 | 3500 | 2016-10-04 | 0
TX CHILDRENS | BE00057872 | BEGS 50566 | ANESTHETIC VAPORIZER | DATEX-OHMEDA INC | ISOTEC 7 | 3500 | 2013-03-05 | 0
TX CHILDRENS | KN215249 | B010210 | OSCILLOSCOPE | TEKTRONIX (TOLL FREE) | TDS3012B | 3500 | 2001-07-30 | 0
TX CHILDRENS | BE00060317 | ARSE-0654 | ANESTHETIC VAPORIZER | DRAEGER MEDICAL INC | SEVO 2000 | 3500 | 2023-04-21 | 0
TX CHILDRENS | BE00010998 | 002275 | RESPIRATION ANALYZER | RESPIRONICS INC | SMART RECORDER | 3500 | 2010-04-23 | 0
TX CHILDRENS | KN7002003 | 96J0652 | GLUCOSE ANALYZER | YELLOW SPRINGS INST. CO.( YSI | 2700-D | 3500 | 2003-09-24 | 0
TX CHILDRENS | BE00122693 | SA19C13294 | HEMATOLOGY ANALYZER | FRESENIUS USA MARKETING INC | CRIT-LINE IV | 3500 | 2025-01-02 | 0
TX CHILDRENS | BE00087238 | ARWN-0380 | ANESTHETIC VAPORIZER | DRAEGER MEDICAL INC | SEVO 2000 | 3500 | 2018-03-07 | 0
TX CHILDRENS | KN217626 | 8200008 | TEST EQUIPMENT,NON-PATIENT | Fluke Electronics Corporation | ONE TOUCH | 3500 | 2003-04-01 | 0
TX CHILDRENS | BE00012930 | ASBN-0774 | ANESTHETIC VAPORIZER | DRAEGER MEDICAL INC | ISO 2000 | 3500 | 2012-03-20 | 0
TX CHILDRENS | BE00084789 | NT20673 | INSUFFLATOR, LAPAROSCOPE | KARL STORZ ENDOSCOPY-AMERICA INC | 264320 20 | 3500 | 2017-05-02 | 0
TX CHILDRENS | BE00057096 | ARZD-0422 | ANESTHETIC VAPORIZER | DRAEGER MEDICAL INC | SEVO 2000 | 3500 | 2013-03-13 | 0
TX CHILDRENS | KN211106 | S160000D-5106 | UTILITY CART | SMR | S160000D | 3500 | 2002-01-07 | 0
TX CHILDRENS | BE00108587 | 177044573316 | VIDEO GAME / GAME CENTER | GAMERS OUTREACH | GO KART | 3500 | 2021-09-10 | 0
TX CHILDRENS | BE00058729 | BEGS 00841 | ANESTHETIC VAPORIZER | DATEX-OHMEDA INC | ISOTEC 7 | 3500 | 2014-04-15 | 0
TX CHILDRENS | BE00065499 | 904013164 | PORTABLE SLEEP MONITOR | NOX MEDICAL | 3150 | 3500 | 2016-10-04 | 0
TX CHILDRENS | BE00115550 | 080161173617 | VIDEO GAME / GAME CENTER | MICROSOFT CORP | GO KART | 3500 | 2022-12-12 | 0
TX CHILDRENS | BE00115548 | 080130173617 | VIDEO GAME / GAME CENTER | MICROSOFT CORP | GO KART | 3500 | 2022-12-12 | 0
TX CHILDRENS | BE00115551 | 122702173617 | VIDEO GAME / GAME CENTER | MICROSOFT CORP | GO KART | 3500 | 2022-12-12 | 0
TX CHILDRENS | BE00066245 | S053986 | HEMATOLOGY ANALYZER | SIEMENS MEDICAL SOLUTIONS USA INC | DCA VANTAGE | 3500 | 2016-09-30 | 0
TX CHILDRENS | BE00101730 | 301337 | SPECTROPHOTOMETER | OTSUKA AMERICA PHARMACEUTICAL INC | POCONE | 3500 | 2018-04-30 | 0
TX CHILDRENS | KN192881 | 6112860M | CAPACITANCE METER | SENCORE | LC 102 | 3500 | 2006-08-16 | 0
TX CHILDRENS | BE00010999 | 1003646 | APNEA MONITOR | RESPIRONICS INC | SMARTMONITOR 2 | 3500 | 2010-04-23 | 0
TX CHILDRENS | BE00012497 | 877207030706 | VENTILATOR NONCONTINUOUS | RESPIRONICS INC | BIPAP FOCUS | 3500 | 2012-02-08 | 0
TX CHILDRENS | BE00142182 | 6298050 | SIMULATOR | Fluke Electronics Corporation | PROSIM 4 | 3500 | 2025-06-18 | 0
TX CHILDRENS | BE00012915 | ASBN-0301 | ANESTHETIC VAPORIZER | DRAEGER MEDICAL INC | ISO 2000 | 3500 | 2012-03-20 | 0
TX CHILDRENS | BE00128950 | 24012242817 | VIDEO GAME / GAME CENTER | GAMERS OUTREACH | GO KART | 3500 | 2026-02-11 | 0
TX CHILDRENS | BE00035142 | ARXA-0108 | ANESTHETIC VAPORIZER | DRAEGER MEDICAL INC | SEVO 2000 | 3500 | 2013-05-31 | 0
TX CHILDRENS | BE00124302 | WN04696 | SMOKE EVACUATOR | KARL STORZ ENDOSCOPY-AMERICA INC | UP 501 | 3497.67 | 2024-10-24 | 0
TX CHILDRENS | BE00124306 | WN04702 | SMOKE EVACUATOR | KARL STORZ ENDOSCOPY-AMERICA INC | UP 501 | 3497.67 | 2024-10-24 | 0
TX CHILDRENS | BE00127987 | UM05354 | SMOKE EVACUATOR | KARL STORZ ENDOSCOPY-AMERICA INC | UP 501 | 3497.67 | 2025-08-15 | 0
TX CHILDRENS | BE00128076 | WL05724 | SMOKE EVACUATOR | KARL STORZ ENDOSCOPY-AMERICA INC | UP 501 | 3497.67 | 2026-04-30 | 0
TX CHILDRENS | BE00124303 | WN04805 | SMOKE EVACUATOR | KARL STORZ ENDOSCOPY-AMERICA INC | UP 501 | 3497.67 | 2024-10-24 | 0
TX CHILDRENS | BE00124300 | WN04691 | SMOKE EVACUATOR | KARL STORZ ENDOSCOPY-AMERICA INC | UP 501 | 3497.67 | 2024-10-24 | 0
TX CHILDRENS | BE00124307 | WN04694 | SMOKE EVACUATOR | KARL STORZ ENDOSCOPY-AMERICA INC | UP 501 | 3497.67 | 2024-10-24 | 0
TX CHILDRENS | BE00128089 | VL05711 | SMOKE EVACUATOR | KARL STORZ ENDOSCOPY-AMERICA INC | UP 501 | 3497.67 | 2026-04-30 | 0
TX CHILDRENS | BE00124304 | UN04680 | SMOKE EVACUATOR | KARL STORZ ENDOSCOPY-AMERICA INC | UP 501 | 3497.67 | 2024-10-24 | 0
TX CHILDRENS | BE00124308 | WN04767 | SMOKE EVACUATOR | KARL STORZ ENDOSCOPY-AMERICA INC | UP 501 | 3497.67 | 2024-10-24 | 0
TX CHILDRENS | BE00127967 | UM05353 | SMOKE EVACUATOR | KARL STORZ ENDOSCOPY-AMERICA INC | UP 501 | 3497.67 | 2025-08-15 | 0
TX CHILDRENS | BE00124301 | WN04692 | SMOKE EVACUATOR | KARL STORZ ENDOSCOPY-AMERICA INC | UP 501 | 3497.67 | 2024-10-24 | 0
TX CHILDRENS | BE00124299 | WN04698 | SMOKE EVACUATOR | KARL STORZ ENDOSCOPY-AMERICA INC | UP 501 | 3497.67 | 2024-10-24 | 0
TX CHILDRENS | BE00126658 | WL05728 | SMOKE EVACUATOR | KARL STORZ ENDOSCOPY-AMERICA INC | UP 501 | 3497.67 | 2026-04-30 | 0
TX CHILDRENS | BE00128120 | XL05740 | SMOKE EVACUATOR | KARL STORZ ENDOSCOPY-AMERICA INC | UP 501 | 3497.67 | 2026-04-30 | 0
TX CHILDRENS | BE00124305 | WN04689 | SMOKE EVACUATOR | KARL STORZ ENDOSCOPY-AMERICA INC | UP 501 | 3497.67 | 2024-10-24 | 0
TX CHILDRENS | BE00128117 | XL05746 | SMOKE EVACUATOR | KARL STORZ ENDOSCOPY-AMERICA INC | UP 501 | 3497.67 | 2026-04-30 | 0
TX CHILDRENS | BE00103872 | B814654713 | BALANCE | METTLER | XS64 | 3495.11 | 2019-08-23 | 0
TX CHILDRENS | KN188001 | 0419 | NIBP SIMULATOR | DYNATECH CORP. | CUFFLINK | 3495 | 1992-11-01 | 0
TX CHILDRENS | KN215942 | 6721015 | SIGNAL GENERATOR | SENCORE | VP401 | 3495 | 2006-04-24 | 0
TX CHILDRENS | KN208404 | 6712280 | TEST EQUIPMENT,NON-PATIENT | SENCORE | CM2125 | 3495 | 2004-10-15 | 0
TX CHILDRENS | BE00084798 | 0417916006 | LIGHT, EXAM, AC-POWERED | STERIS Corporation | HARMONY LA 300 | 3491.01 | 2017-11-28 | 0
TX CHILDRENS | BE00084799 | 0417916018 | LIGHT, EXAM, AC-POWERED | STERIS Corporation | HARMONY LA 300 | 3491.01 | 2017-11-28 | 0
TX CHILDRENS | BE00111243 | TA4072 | FETAL MONITOR & ACCESS | MONICA HEALTHCARE | NOVII | 3486.53 | 2020-05-28 | 0
TX CHILDRENS | BE00111246 | TA4193 | FETAL MONITOR & ACCESS | MONICA HEALTHCARE | NOVII | 3486.53 | 2020-05-28 | 0
TX CHILDRENS | BE00111242 | TA4199 | FETAL MONITOR & ACCESS | MONICA HEALTHCARE | NOVII | 3486.53 | 2020-05-28 | 0
TX CHILDRENS | BE00111245 | TA4190 | FETAL MONITOR & ACCESS | MONICA HEALTHCARE | NOVII | 3486.53 | 2020-05-28 | 0
TX CHILDRENS | BE00111244 | TA4198 | FETAL MONITOR & ACCESS | MONICA HEALTHCARE | NOVII | 3486.53 | 2020-05-28 | 0
TX CHILDRENS | BE00115124 | 5425 JI116207 | CENTRIFUGE | Eppendorf North America Inc | 5425 | 3480 | 2021-05-03 | 0
TX CHILDRENS | BE00065967 | S053882 | HEMATOLOGY ANALYZER | SIEMENS MEDICAL SOLUTIONS USA INC | DCA VANTAGE | 3475 | 2016-11-11 | 0
TX CHILDRENS | BE00065515 | S053490 | HEMATOLOGY ANALYZER | SIEMENS MEDICAL SOLUTIONS USA INC | DCA VANTAGE | 3475 | 2016-09-28 | 0
TX CHILDRENS | BE00089040 | S059967 | HEMATOLOGY ANALYZER | SIEMENS MEDICAL SOLUTIONS USA INC | DCA VANTAGE | 3475 | 2016-09-26 | 0
TX CHILDRENS | BE00101033 | S056506 | HEMATOLOGY ANALYZER | SIEMENS MEDICAL SOLUTIONS USA INC | DCA VANTAGE | 3475 | 2017-09-15 | 0
TX CHILDRENS | BE00065965 | S053886 | HEMATOLOGY ANALYZER | SIEMENS MEDICAL SOLUTIONS USA INC | DCA VANTAGE | 3475 | 2016-11-11 | 0
TX CHILDRENS | BE00065964 | S054114 | HEMATOLOGY ANALYZER | SIEMENS MEDICAL SOLUTIONS USA INC | DCA VANTAGE | 3475 | 2016-11-11 | 0
TX CHILDRENS | BE00065966 | S053885 | HEMATOLOGY ANALYZER | SIEMENS MEDICAL SOLUTIONS USA INC | DCA VANTAGE | 3475 | 2016-11-11 | 0
TX CHILDRENS | BE00065513 | S053488 | HEMATOLOGY ANALYZER | SIEMENS MEDICAL SOLUTIONS USA INC | DCA VANTAGE | 3475 | 2016-09-28 | 0
TX CHILDRENS | BE00065962 | S053982 | HEMATOLOGY ANALYZER | SIEMENS MEDICAL SOLUTIONS USA INC | DCA VANTAGE | 3475 | 2016-11-11 | 0
TX CHILDRENS | BE00117877 | 42676075 | CENTRIFUGE, REFRIGERATED | Fisher Scientific Company LLC | ACCUSPIN MICRO 17R | 3468.35 | 2023-04-11 | 0
TX CHILDRENS | BE00103523 | 41747207 | CENTRIFUGE, REFRIGERATED | Fisher Scientific Company LLC | ACCUSPIN MICRO 17R | 3468.35 | 2016-04-30 | 0
TX CHILDRENS | BE00101411 | 25697 | AIRWAY CLEARANCE DEVICE | RESPIRONICS INC | COUGH ASSIST T70 | 3465 | 2018-10-11 | 0
TX CHILDRENS | BE00103231 | 0029837 | AIRWAY CLEARANCE DEVICE | RESPIRONICS INC | COUGH ASSIST T70 | 3465 | 2019-02-21 | 0
TX CHILDRENS | BE00103229 | 0029849 | AIRWAY CLEARANCE DEVICE | RESPIRONICS INC | COUGH ASSIST T70 | 3465 | 2019-02-21 | 0
TX CHILDRENS | BE00101410 | 25827 | AIRWAY CLEARANCE DEVICE | RESPIRONICS INC | COUGH ASSIST T70 | 3465 | 2018-10-11 | 0
TX CHILDRENS | BE00108874 | 28533 | AIRWAY CLEARANCE DEVICE | RESPIRONICS INC | COUGH ASSIST T70 | 3465 | 2019-08-27 | 0
TX CHILDRENS | BE00101409 | 25694 | AIRWAY CLEARANCE DEVICE | RESPIRONICS INC | COUGH ASSIST T70 | 3465 | 2018-10-11 | 0
TX CHILDRENS | BE00108872 | 28450 | AIRWAY CLEARANCE DEVICE | RESPIRONICS INC | COUGH ASSIST T70 | 3465 | 2019-08-27 | 0
TX CHILDRENS | BE00101412 | 25844 | AIRWAY CLEARANCE DEVICE | RESPIRONICS INC | COUGH ASSIST T70 | 3465 | 2018-10-11 | 0
TX CHILDRENS | BE00103232 | 0029831 | AIRWAY CLEARANCE DEVICE | RESPIRONICS INC | COUGH ASSIST T70 | 3465 | 2019-02-21 | 0
TX CHILDRENS | BE00103230 | 0029810 | AIRWAY CLEARANCE DEVICE | RESPIRONICS INC | COUGH ASSIST T70 | 3465 | 2019-02-21 | 0
TX CHILDRENS | BE00108873 | 28480 | AIRWAY CLEARANCE DEVICE | RESPIRONICS INC | COUGH ASSIST T70 | 3465 | 2019-08-27 | 0
TX CHILDRENS | BE00128145 | 109610 | THERAPEUTIC TREATMENT BED | Armedica | AM-650 | 3459.89 | 2025-03-18 | 0
TX CHILDRENS | BE00128144 | 109609 | THERAPEUTIC TREATMENT BED | Armedica | AM-650 | 3459.89 | 2025-03-18 | 0
TX CHILDRENS | BE00012046 | T475 | TREADMILL AND ACCESSORIES | MOBILITY RESEARCH INC | 1800T | 3455.56 | 2011-05-09 | 0
TX CHILDRENS | BE00060417 | 13HCA020 | SMOKE EVACUATOR | CONMED CORP | 60-8084-001 | 3452 | 2014-11-03 | 0
TX CHILDRENS | BE00060416 | 13HCA019 | SMOKE EVACUATOR | CONMED CORP | 60-8084-001 | 3452 | 2014-11-03 | 0
TX CHILDRENS | BE00060415 | 13HCA018 | SMOKE EVACUATOR | CONMED CORP | 60-8084-001 | 3452 | 2014-11-03 | 0
TX CHILDRENS | BE00059092 | 6702-7145 | SCALE, PATIENT WHEELCHAIR | SCALETRONIX, INC. (subsidiary of WELCH-ALLYN) | 6702 | 3450 | 2014-08-26 | 0
TX CHILDRENS | BE00126681 | HY234478 | MICROSAMPLER INCUBATOR | SciGene CORPORATION | HYBEX | 3442.65 | 2024-11-08 | 0
TX CHILDRENS | BE00062478 | 660-015407 | EXERCISE EQUIP, POWERED | SCIFIT LTD CO. | PRO230-INT | 3442 | 2015-10-16 | 0
TX CHILDRENS | KN229602 | UAK236488 | WATER PURIFIER | US FILTER INC. | PURELAB ULTRA | 3438.85 | 2007-12-10 | 0
TX CHILDRENS | BE00129745 | DTV36014159 | DISPLAY, FLAT PANEL 19 IN. TOUCH | GE Medical Systems Information Tech Inc | D19KT | 3438 | 2026-02-16 | 0
TX CHILDRENS | BE00130878 | DTY31010459 | DISPLAY, FLAT PANEL 19 IN. TOUCH | GE Medical Systems Information Tech Inc | D19KT | 3438 | 2026-05-07 | 0
TX CHILDRENS | BE00127524 | DTU08011228 | DISPLAY, FLAT PANEL 19 IN. TOUCH | GE Medical Systems Information Tech Inc | D19KT | 3438 | 2024-02-16 | 0
TX CHILDRENS | BE00127525 | DTU15011535 | DISPLAY, FLAT PANEL 19 IN. TOUCH | GE Medical Systems Information Tech Inc | D19KT | 3438 | 2024-02-16 | 0
TX CHILDRENS | BE00126686 | DTX07010246 | DISPLAY, FLAT PANEL 19 IN. TOUCH | GE Medical Systems Information Tech Inc | D19KT | 3438 | 2024-05-04 | 0
TX CHILDRENS | BE00127527 | DTU05010577 | DISPLAY, FLAT PANEL 19 IN. TOUCH | GE Medical Systems Information Tech Inc | D19KT | 3438 | 2024-02-16 | 0
TX CHILDRENS | BE00127522 | DTT47016086 | DISPLAY, FLAT PANEL 19 IN. TOUCH | GE Medical Systems Information Tech Inc | D19KT | 3438 | 2024-02-16 | 0
TX CHILDRENS | BE00120167 | DTX08010129 | DISPLAY, FLAT PANEL 19 IN. TOUCH | GE Medical Systems Information Tech Inc | D19KT | 3438 | 2024-05-04 | 0
TX CHILDRENS | BE00120169 | DTX08010148 | DISPLAY, FLAT PANEL 19 IN. TOUCH | GE Medical Systems Information Tech Inc | D19KT | 3438 | 2024-05-04 | 0
TX CHILDRENS | BE00127517 | DTU05010789 | DISPLAY, FLAT PANEL 19 IN. TOUCH | GE Medical Systems Information Tech Inc | D19KT | 3438 | 2024-02-16 | 0
TX CHILDRENS | BE00127519 | DTT47016118 | DISPLAY, FLAT PANEL 19 IN. TOUCH | GE Medical Systems Information Tech Inc | D19KT | 3438 | 2024-02-16 | 0
TX CHILDRENS | BE00130877 | DTY31010472 | DISPLAY, FLAT PANEL 19 IN. TOUCH | GE Medical Systems Information Tech Inc | D19KT | 3438 | 2026-05-07 | 0
TX CHILDRENS | BE00127518 | DTU05010642 | DISPLAY, FLAT PANEL 19 IN. TOUCH | GE Medical Systems Information Tech Inc | D19KT | 3438 | 2024-02-16 | 0
TX CHILDRENS | BE00126687 | DTX30011372 | DISPLAY, FLAT PANEL 19 IN. TOUCH | GE Medical Systems Information Tech Inc | D19KT | 3438 | 2024-05-04 | 0
TX CHILDRENS | BE00127523 | DTU08011142 | DISPLAY, FLAT PANEL 19 IN. TOUCH | GE Medical Systems Information Tech Inc | D19KT | 3438 | 2024-02-16 | 0
TX CHILDRENS | BE00127520 | DTT47016132 | DISPLAY, FLAT PANEL 19 IN. TOUCH | GE Medical Systems Information Tech Inc | D19KT | 3438 | 2024-02-16 | 0
TX CHILDRENS | BE00128879 | DTP121K1633 | DISPLAY, FLAT PANEL 19 IN. TOUCH | GE Medical Systems Information Tech Inc | USE1921A | 3438 | 2026-03-09 | 0
TX CHILDRENS | BE00120172 | DTX08010204 | DISPLAY, FLAT PANEL 19 IN. TOUCH | GE Medical Systems Information Tech Inc | D19KT | 3438 | 2024-05-04 | 0
TX CHILDRENS | BE00127521 | DTU05010423 | DISPLAY, FLAT PANEL 19 IN. TOUCH | GE Medical Systems Information Tech Inc | D19KT | 3438 | 2024-02-16 | 0
TX CHILDRENS | BE00127526 | DTT51016859 | DISPLAY, FLAT PANEL 19 IN. TOUCH | GE Medical Systems Information Tech Inc | D19KT | 3438 | 2024-02-16 | 0
TX CHILDRENS | BE00127513 | DTT47016117 | DISPLAY, FLAT PANEL 19 IN. TOUCH | GE Medical Systems Information Tech Inc | D19KT | 3438 | 2024-02-16 | 0
TX CHILDRENS | BE00082540 | DTP351K5248 | DISPLAY, FLAT PANEL 19 IN. TOUCH | GE Medical Systems Information Tech Inc | USE1921A | 3438 | 2017-04-20 | 0
TX CHILDRENS | BE00127514 | DTT48016284 | DISPLAY, FLAT PANEL 19 IN. TOUCH | GE Medical Systems Information Tech Inc | D19KT | 3438 | 2024-02-16 | 0
TX CHILDRENS | BE00127516 | DTT48016258 | DISPLAY, FLAT PANEL 19 IN. TOUCH | GE Medical Systems Information Tech Inc | D19KT | 3438 | 2024-02-16 | 0
TX CHILDRENS | BE00120171 | DTX08010184 | DISPLAY, FLAT PANEL 19 IN. TOUCH | GE Medical Systems Information Tech Inc | D19KT | 3438 | 2024-05-04 | 0
TX CHILDRENS | BE00120166 | DTX08010085 | DISPLAY, FLAT PANEL 19 IN. TOUCH | GE Medical Systems Information Tech Inc | D19KT | 3438 | 2024-05-04 | 0
TX CHILDRENS | BE00120165 | DTX08010043 | DISPLAY, FLAT PANEL 19 IN. TOUCH | GE Medical Systems Information Tech Inc | D19KT | 3438 | 2024-05-04 | 0
TX CHILDRENS | BE00011135 | 0004899 | ELECTROSURG CUT & COAG DEVICE | ELLMAN INTERNATIONAL MFG CO | DENTO-SURG90FFP | 3437.99 | 2011-08-01 | 0
TX CHILDRENS | BE00128954 | HY244689 | MICROSAMPLER INCUBATOR | SciGene CORPORATION | HYBEX | 3436.75 | 2025-11-12 | 0
TX CHILDRENS | BE00102039 | (21)HFAW61353 | PHOTOTHERAPY UNIT, NEONATAL | DATEX-OHMEDA INC | BILISOFT LED | 3433.72 | 2019-11-27 | 0
TX CHILDRENS | BE00129235 | 16762018 | SMART PUMP CONTROLLER | BECTON DICKINSON | 8015 | 3433.68 | 2026-02-02 | 0
TX CHILDRENS | BE00129237 | 16762016 | SMART PUMP CONTROLLER | BECTON DICKINSON | 8015 | 3433.68 | 2026-02-02 | 0
TX CHILDRENS | BE00129220 | 16762048 | SMART PUMP CONTROLLER | BECTON DICKINSON | 8015 | 3433.68 | 2026-02-02 | 0
TX CHILDRENS | BE00129222 | 16762065 | SMART PUMP CONTROLLER | BECTON DICKINSON | 8015 | 3433.68 | 2026-02-02 | 0
TX CHILDRENS | BE00129240 | 16762010 | SMART PUMP CONTROLLER | BECTON DICKINSON | 8015 | 3433.68 | 2026-02-02 | 0
TX CHILDRENS | BE00129224 | 16700026 | SMART PUMP CONTROLLER | BECTON DICKINSON | 8015 | 3433.68 | 2026-02-02 | 0
TX CHILDRENS | BE00129229 | 16762064 | SMART PUMP CONTROLLER | BECTON DICKINSON | 8015 | 3433.68 | 2026-02-02 | 0
TX CHILDRENS | BE00129221 | 16762044 | SMART PUMP CONTROLLER | BECTON DICKINSON | 8015 | 3433.68 | 2026-02-02 | 0
TX CHILDRENS | BE00129227 | 16762049 | SMART PUMP CONTROLLER | BECTON DICKINSON | 8015 | 3433.68 | 2026-02-02 | 0
TX CHILDRENS | BE00129234 | 16762054 | SMART PUMP CONTROLLER | BECTON DICKINSON | 8015 | 3433.68 | 2026-02-02 | 0
TX CHILDRENS | BE00129223 | 16730629 | SMART PUMP CONTROLLER | BECTON DICKINSON | 8015 | 3433.68 | 2026-02-02 | 0
TX CHILDRENS | BE00129233 | 16762067 | SMART PUMP CONTROLLER | BECTON DICKINSON | 8015 | 3433.68 | 2026-02-02 | 0
TX CHILDRENS | BE00129219 | 16762022 | SMART PUMP CONTROLLER | BECTON DICKINSON | 8015 | 3433.68 | 2026-02-02 | 0
TX CHILDRENS | BE00129239 | 16762062 | SMART PUMP CONTROLLER | BECTON DICKINSON | 8015 | 3433.68 | 2026-02-02 | 0
TX CHILDRENS | BE00129236 | 16762014 | SMART PUMP CONTROLLER | BECTON DICKINSON | 8015 | 3433.68 | 2026-02-02 | 0
TX CHILDRENS | BE00129238 | 16762038 | SMART PUMP CONTROLLER | BECTON DICKINSON | 8015 | 3433.68 | 2026-02-02 | 0
TX CHILDRENS | BE00129231 | 16699276 | SMART PUMP CONTROLLER | BECTON DICKINSON | 8015 | 3433.68 | 2026-02-02 | 0
TX CHILDRENS | BE00129226 | 16700232 | SMART PUMP CONTROLLER | BECTON DICKINSON | 8015 | 3433.68 | 2026-02-02 | 0
TX CHILDRENS | BE00129225 | 16762056 | SMART PUMP CONTROLLER | BECTON DICKINSON | 8015 | 3433.68 | 2026-02-02 | 0
TX CHILDRENS | BE00129230 | 16812706 | SMART PUMP CONTROLLER | BECTON DICKINSON | 8015 | 3433.68 | 2026-02-02 | 0
TX CHILDRENS | BE00129228 | 16762040 | SMART PUMP CONTROLLER | BECTON DICKINSON | 8015 | 3433.68 | 2026-02-02 | 0
TX CHILDRENS | BE00129232 | 16762066 | SMART PUMP CONTROLLER | BECTON DICKINSON | 8015 | 3433.68 | 2026-02-02 | 0
TX CHILDRENS | BE00130555 | 1424 | AC FIBRILLATOR | PETER SCHIFF ENTERPRISES | 310C | 3420 | 2026-04-10 | 0
TX CHILDRENS | BE00104371 | B808457135 | BALANCE | METTLER | XS64 | 3417.44 | 2019-03-31 | 0
TX CHILDRENS | BE00128018 | C231209026 | CO2 CARTRIDGE / MODULE | GE Medical Systems Information Tech Inc | PMC40M-GE | 3416.2 | 2024-09-03 | 0
TX CHILDRENS | BE00121559 | C231104025 | CO2 CARTRIDGE / MODULE | GE Medical Systems Information Tech Inc | PMC40M-GE | 3416.2 | 2025-05-06 | 0
TX CHILDRENS | BE00121553 | C231104022 | CO2 CARTRIDGE / MODULE | GE Medical Systems Information Tech Inc | PMC40M-GE | 3416.2 | 2025-05-06 | 0
TX CHILDRENS | BE00101683 | SGV16501054HA | CO2 CARTRIDGE / MODULE | GE Medical Systems Information Tech Inc | E-sCO | 3416.2 | 2018-02-07 | 0
TX CHILDRENS | BE00121554 | C231104032 | CO2 CARTRIDGE / MODULE | GE Medical Systems Information Tech Inc | PMC40M-GE | 3416.2 | 2025-05-06 | 0
TX CHILDRENS | BE00121558 | C231104020 | CO2 CARTRIDGE / MODULE | GE Medical Systems Information Tech Inc | PMC40M-GE | 3416.2 | 2025-05-06 | 0
TX CHILDRENS | BE00121557 | C231104023 | CO2 CARTRIDGE / MODULE | GE Medical Systems Information Tech Inc | PMC40M-GE | 3416.2 | 2025-05-06 | 0
TX CHILDRENS | BE00101684 | SGV16501061HA | CO2 CARTRIDGE / MODULE | GE Medical Systems Information Tech Inc | E-sCO | 3416.2 | 2018-02-07 | 0
TX CHILDRENS | BE00121566 | C231104035 | CO2 CARTRIDGE / MODULE | GE Medical Systems Information Tech Inc | PMC40M-GE | 3416.2 | 2025-05-06 | 0
TX CHILDRENS | BE00127954 | C230904007 | CO2 CARTRIDGE / MODULE | GE Medical Systems Information Tech Inc | PMC40M-GE | 3416.2 | 2025-07-02 | 0
TX CHILDRENS | BE00121569 | C231104021 | CO2 CARTRIDGE / MODULE | GE Medical Systems Information Tech Inc | PMC40M-GE | 3416.2 | 2025-05-06 | 0
TX CHILDRENS | BE00121571 | C231104033 | CO2 CARTRIDGE / MODULE | GE Medical Systems Information Tech Inc | PMC40M-GE | 3416.2 | 2025-05-06 | 0
TX CHILDRENS | BE00121568 | C231104024 | CO2 CARTRIDGE / MODULE | GE Medical Systems Information Tech Inc | PMC40M-GE | 3416.2 | 2025-05-06 | 0
TX CHILDRENS | BE00121567 | C231104028 | CO2 CARTRIDGE / MODULE | GE Medical Systems Information Tech Inc | PMC40M-GE | 3416.2 | 2025-05-06 | 0
TX CHILDRENS | BE00128004 | C231128031 | CO2 CARTRIDGE / MODULE | GE Medical Systems Information Tech Inc | PMC40M-GE | 3416.2 | 2024-09-03 | 0
TX CHILDRENS | BE00121565 | C231104030 | CO2 CARTRIDGE / MODULE | GE Medical Systems Information Tech Inc | PMC40M-GE | 3416.2 | 2025-05-06 | 0
TX CHILDRENS | BE00121564 | C231104034 | CO2 CARTRIDGE / MODULE | GE Medical Systems Information Tech Inc | PMC40M-GE | 3416.2 | 2025-05-06 | 0
TX CHILDRENS | BE00121572 | C231104026 | CO2 CARTRIDGE / MODULE | GE Medical Systems Information Tech Inc | PMC40M-GE | 3416.2 | 2025-05-06 | 0
TX CHILDRENS | BE00127961 | C230524013 | CO2 CARTRIDGE / MODULE | GE Medical Systems Information Tech Inc | PMC40M-GE | 3416.2 | 2025-07-02 | 0
TX CHILDRENS | BE00123395 | C230904046 | CO2 CARTRIDGE / MODULE | GE Medical Systems Information Tech Inc | PMC40M-GE | 3416.2 | 2024-12-12 | 0
TX CHILDRENS | BE00121549 | C231104031 | CO2 CARTRIDGE / MODULE | GE Medical Systems Information Tech Inc | PMC40M-GE | 3416.2 | 2025-05-06 | 0
TX CHILDRENS | BE00127959 | C231006012 | CO2 CARTRIDGE / MODULE | GE Medical Systems Information Tech Inc | PMC40M-GE | 3416.2 | 2025-07-02 | 0
TX CHILDRENS | BE00101685 | SGV16501076HA | CO2 CARTRIDGE / MODULE | GE Medical Systems Information Tech Inc | E-sCO | 3416.2 | 2018-02-07 | 0
TX CHILDRENS | BE00123393 | C230825001 | CO2 CARTRIDGE / MODULE | GE Medical Systems Information Tech Inc | PMC40M-GE | 3416.2 | 2024-12-12 | 0
TX CHILDRENS | BE00127956 | C231006017 | CO2 CARTRIDGE / MODULE | GE Medical Systems Information Tech Inc | PMC40M-GE | 3416.2 | 2025-07-02 | 0
TX CHILDRENS | BE00128020 | C231114010 | CO2 CARTRIDGE / MODULE | GE Medical Systems Information Tech Inc | PMC40M-GE | 3416.2 | 2024-09-03 | 0
TX CHILDRENS | BE00128021 | C231109006 | CO2 CARTRIDGE / MODULE | GE Medical Systems Information Tech Inc | PMC40M-GE | 3416.2 | 2024-09-03 | 0
TX CHILDRENS | BE00123392 | C230904032 | CO2 CARTRIDGE / MODULE | GE Medical Systems Information Tech Inc | PMC40M-GE | 3416.2 | 2024-12-12 | 0
TX CHILDRENS | BE00127952 | C230903020 | CO2 CARTRIDGE / MODULE | GE Medical Systems Information Tech Inc | PMC40M-GE | 3416.2 | 2025-07-02 | 0
TX CHILDRENS | BE00127950 | C231019029 | CO2 CARTRIDGE / MODULE | GE Medical Systems Information Tech Inc | PMC40M-GE | 3416.2 | 2025-07-02 | 0
TX CHILDRENS | BE00128006 | C231128031 | CO2 CARTRIDGE / MODULE | GE Medical Systems Information Tech Inc | PMC40M-GE | 3416.2 | 2024-09-03 | 0
TX CHILDRENS | BE00127957 | C230912026 | CO2 CARTRIDGE / MODULE | GE Medical Systems Information Tech Inc | PMC40M-GE | 3416.2 | 2025-07-02 | 0
TX CHILDRENS | BE00128022 | C231114015 | CO2 CARTRIDGE / MODULE | GE Medical Systems Information Tech Inc | PMC40M-GE | 3416.2 | 2024-09-03 | 0
TX CHILDRENS | BE00121556 | C231104018 | CO2 CARTRIDGE / MODULE | GE Medical Systems Information Tech Inc | PMC40M-GE | 3416.2 | 2025-05-06 | 0
TX CHILDRENS | BE00101673 | SGV16461111HA | CO2 CARTRIDGE / MODULE | GE Medical Systems Information Tech Inc | E-sCO | 3416.2 | 2018-02-07 | 0
TX CHILDRENS | BE00121562 | C231104029 | CO2 CARTRIDGE / MODULE | GE Medical Systems Information Tech Inc | PMC40M-GE | 3416.2 | 2025-05-06 | 0
TX CHILDRENS | BE00121555 | C231104027 | CO2 CARTRIDGE / MODULE | GE Medical Systems Information Tech Inc | PMC40M-GE | 3416.2 | 2025-05-06 | 0
TX CHILDRENS | BE00127960 | C230912035 | CO2 CARTRIDGE / MODULE | GE Medical Systems Information Tech Inc | PMC40M-GE | 3416.2 | 2025-07-02 | 0
TX CHILDRENS | BE00121560 | C231104017 | CO2 CARTRIDGE / MODULE | GE Medical Systems Information Tech Inc | PMC40M-GE | 3416.2 | 2025-05-06 | 0
TX CHILDRENS | BE00115239 | SGV20441007HA | CO2 CARTRIDGE / MODULE | GE Medical Systems Information Tech Inc | E-sCO-00 | 3416.2 | 2022-07-13 | 0
TX CHILDRENS | BE00101682 | SGV16501052HA | CO2 CARTRIDGE / MODULE | GE Medical Systems Information Tech Inc | E-sCO | 3416.2 | 2018-02-07 | 0
TX CHILDRENS | BE00128005 | C231114027 | CO2 CARTRIDGE / MODULE | GE Medical Systems Information Tech Inc | PMC40M-GE | 3416.2 | 2024-09-03 | 0
TX CHILDRENS | BE00127953 | C230904011 | CO2 CARTRIDGE / MODULE | GE Medical Systems Information Tech Inc | PMC40M-GE | 3416.2 | 2025-07-02 | 0
TX CHILDRENS | BE00128019 | C231209003 | CO2 CARTRIDGE / MODULE | GE Medical Systems Information Tech Inc | PMC40M-GE | 3416.2 | 2024-09-03 | 0
TX CHILDRENS | BE00123394 | C230905001 | CO2 CARTRIDGE / MODULE | GE Medical Systems Information Tech Inc | PMC40M-GE | 3416.2 | 2024-12-12 | 0
TX CHILDRENS | BE00121563 | C231104036 | CO2 CARTRIDGE / MODULE | GE Medical Systems Information Tech Inc | PMC40M-GE | 3416.2 | 2025-05-06 | 0
TX CHILDRENS | BE00123396 | C230905006 | CO2 CARTRIDGE / MODULE | GE Medical Systems Information Tech Inc | PMC40M-GE | 3416.2 | 2024-12-12 | 0
TX CHILDRENS | BE00127951 | C230904008 | CO2 CARTRIDGE / MODULE | GE Medical Systems Information Tech Inc | PMC40M-GE | 3416.2 | 2025-07-02 | 0
TX CHILDRENS | BE00101672 | SGV16461047HA | CO2 CARTRIDGE / MODULE | GE Medical Systems Information Tech Inc | E-sCO | 3416.2 | 2018-02-07 | 0
TX CHILDRENS | BE00115240 | SGV20451063HA | CO2 CARTRIDGE / MODULE | GE Medical Systems Information Tech Inc | E-sCO-00 | 3416.2 | 2022-07-13 | 0
TX CHILDRENS | BE00127958 | C230912023 | CO2 CARTRIDGE / MODULE | GE Medical Systems Information Tech Inc | PMC40M-GE | 3416.2 | 2025-07-02 | 0
TX CHILDRENS | BE00121570 | C231104019 | CO2 CARTRIDGE / MODULE | GE Medical Systems Information Tech Inc | PMC40M-GE | 3416.2 | 2025-05-06 | 0
TX CHILDRENS | BE00127955 | C230904010 | CO2 CARTRIDGE / MODULE | GE Medical Systems Information Tech Inc | PMC40M-GE | 3416.2 | 2025-07-02 | 0
TX CHILDRENS | KN219721 | 1001102 | INCUBATOR CO2 | VWR FUNDING INC | 5025 | 3410.25 | 2004-01-24 | 0
TX CHILDRENS | BE00124039 | 6118031 | SAFETY ANALYZER | Fluke Electronics Corporation | ESA612 | 3410 | 2024-10-11 | 0
TX CHILDRENS | BE00124033 | 6124125 | SAFETY ANALYZER | Fluke Electronics Corporation | ESA612 | 3410 | 2024-10-11 | 0
TX CHILDRENS | BE00124041 | 6118033 | SAFETY ANALYZER | Fluke Electronics Corporation | ESA612 | 3410 | 2024-10-11 | 0
TX CHILDRENS | BE00101808 | NONE | DISTRACTION DEVICE | TFH USA LTD | SUPERACTIVE LED | 3409.88 | 2018-07-06 | 0
TX CHILDRENS | BE00129397 | 17107276 | PCA INFUSION PUMP | BECTON DICKINSON | 8120 | 3408 | 2026-02-02 | 0
TX CHILDRENS | BE00129402 | 17106687 | PCA INFUSION PUMP | BECTON DICKINSON | 8120 | 3408 | 2026-02-02 | 0
TX CHILDRENS | BE00129399 | 17111606 | PCA INFUSION PUMP | BECTON DICKINSON | 8120 | 3408 | 2026-02-02 | 0
TX CHILDRENS | BE00129396 | 17111593 | PCA INFUSION PUMP | BECTON DICKINSON | 8120 | 3408 | 2026-02-02 | 0
TX CHILDRENS | BE00129398 | 17117040 | PCA INFUSION PUMP | BECTON DICKINSON | 8120 | 3408 | 2026-02-02 | 0
TX CHILDRENS | BE00129400 | 17107107 | PCA INFUSION PUMP | BECTON DICKINSON | 8120 | 3408 | 2026-02-02 | 0
TX CHILDRENS | BE00129403 | 17107313 | PCA INFUSION PUMP | BECTON DICKINSON | 8120 | 3408 | 2026-02-02 | 0
TX CHILDRENS | BE00129404 | 17111396 | PCA INFUSION PUMP | BECTON DICKINSON | 8120 | 3408 | 2026-02-02 | 0
TX CHILDRENS | BE00129405 | 17111597 | PCA INFUSION PUMP | BECTON DICKINSON | 8120 | 3408 | 2026-02-02 | 0
TX CHILDRENS | BE00129406 | 17106315 | PCA INFUSION PUMP | BECTON DICKINSON | 8120 | 3408 | 2026-02-02 | 0
TX CHILDRENS | BE00129407 | 17111714 | PCA INFUSION PUMP | BECTON DICKINSON | 8120 | 3408 | 2026-02-02 | 0
TX CHILDRENS | BE00129401 | 17106406 | PCA INFUSION PUMP | BECTON DICKINSON | 8120 | 3408 | 2026-02-02 | 0
TX CHILDRENS | BE00128130 | V2697497 | TABLE, EXAM w/SCALE | RITTER MIDWEST DIV SYBRON CORP | 640-001-855 | 3401.14 | 2025-05-07 | 0
TX CHILDRENS | BE00102447 | GM0314E080179 | DISPLAY, FLAT PANEL, TOUCH | KARL STORZ ENDOSCOPY-AMERICA INC | STAP2111LMC | 3400 | 2021-03-02 | 0
TX CHILDRENS | BE00088460 | UU5080 | DISPLAY, FLAT PANEL, TOUCH | KARL STORZ ENDOSCOPY-AMERICA INC | 200905 24 | 3400 | 2018-03-13 | 0
TX CHILDRENS | KN189960 | J64329 | SCALE | METTLER | AE240 | 3400 | 1994-01-11 | 0
TX CHILDRENS | KN197575 | 1113453926 | SCALE | METTLER | PM400 | 3400 | 1997-08-26 | 0
TX CHILDRENS | BE00088457 | YU1628 | DISPLAY, FLAT PANEL, TOUCH | KARL STORZ ENDOSCOPY-AMERICA INC | 200905 24 | 3400 | 2018-03-13 | 0
TX CHILDRENS | BE00102437 | GM0314E080162 | DISPLAY, FLAT PANEL, TOUCH | KARL STORZ ENDOSCOPY-AMERICA INC | STAP2111LMC | 3400 | 2021-02-18 | 0
TX CHILDRENS | BE00088458 | TU1535 | DISPLAY, FLAT PANEL, TOUCH | KARL STORZ ENDOSCOPY-AMERICA INC | 200905 24 | 3400 | 2018-03-13 | 0
TX CHILDRENS | KN212380 | 810-522 | STIMULATOR, NERVE, PERIPHERAL | RADIONICS MEDICAL | OJEMANN | 3400 | 2003-11-11 | 0
TX CHILDRENS | BE00088459 | YU1635 | DISPLAY, FLAT PANEL, TOUCH | KARL STORZ ENDOSCOPY-AMERICA INC | 200905 24 | 3400 | 2018-03-13 | 0
TX CHILDRENS | BE00011430 | 60114 | TEST EQUIPMENT,NON-PATIENT | BOWLES CORPORATION | UPM2000 | 3399 | 2011-07-01 | 0
TX CHILDRENS | BE00012023 | 0243786 | EXERCISE EQUIP, POWERED | SPORTS ART AMERICA | E821 | 3399 | 2011-09-08 | 0
TX CHILDRENS | BE00122961 | (21)107229220819 | SCALE, PATIENT STAND-ON | SCALETRONIX, INC. (subsidiary of WELCH-ALLYN) | 5202-X | 3396.81 | 2025-02-23 | 0
TX CHILDRENS | BE00122960 | (21)107228200710 | SCALE, PATIENT STAND-ON | SCALETRONIX, INC. (subsidiary of WELCH-ALLYN) | 5202-X | 3396.81 | 2025-02-23 | 0
TX CHILDRENS | BE00122959 | (21)107229220820 | SCALE, PATIENT STAND-ON | SCALETRONIX, INC. (subsidiary of WELCH-ALLYN) | 5202-X | 3396.81 | 2025-02-23 | 0
TX CHILDRENS | BE00060146 | 5702 CJ033175 | CENTRIFUGE | Eppendorf North America Inc | 5702 | 3395.85 | 2014-06-02 | 0
TX CHILDRENS | BE00058706 | ASEB-0809 | ANESTHETIC VAPORIZER | DRAEGER MEDICAL INC | ISO 2000 | 3395.7 | 2014-04-03 | 0
TX CHILDRENS | BE00122319 | 2023040088 | HYSTEROSCOPE (HANDHELD) | COOPERSURGICAL INC | ES9000 | 3395 | 2025-01-31 | 0
TX CHILDRENS | BE00061818 | 8680 | ASPIRATOR | MEDCO | ASPIRATOR IV | 3395 | 2016-02-23 | 0
TX CHILDRENS | BE00122320 | 2023040102 | HYSTEROSCOPE (HANDHELD) | COOPERSURGICAL INC | ES9000 | 3395 | 2025-01-31 | 0
TX CHILDRENS | BE00061164 | 1121009943 | OPHTHALMOSCOPE, BINOCULAR INDIRECT | HEINE USA, LTD. | OMEGA 500 LED HQ | 3394 | 2016-02-22 | 0
TX CHILDRENS | BE00061293 | M1224 | SYRINGE INFUSION PUMP | MEDEX (MEDFUSION) | 3500 | 3387 | 2014-11-28 | 0
TX CHILDRENS | BE00061295 | M1227 | SYRINGE INFUSION PUMP | MEDEX (MEDFUSION) | 3500 | 3387 | 2014-11-28 | 0
TX CHILDRENS | BE00061282 | M1239 | SYRINGE INFUSION PUMP | MEDEX (MEDFUSION) | 3500 | 3387 | 2014-11-28 | 0
TX CHILDRENS | BE00061262 | M1238 | SYRINGE INFUSION PUMP | MEDEX (MEDFUSION) | 3500 | 3387 | 2014-11-28 | 0
TX CHILDRENS | BE00061277 | M1231 | SYRINGE INFUSION PUMP | MEDEX (MEDFUSION) | 3500 | 3387 | 2014-11-28 | 0
TX CHILDRENS | BE00061299 | M1251 | SYRINGE INFUSION PUMP | MEDEX (MEDFUSION) | 3500 | 3387 | 2014-11-28 | 0
TX CHILDRENS | BE00061258 | M1236 | SYRINGE INFUSION PUMP | MEDEX (MEDFUSION) | 3500 | 3387 | 2014-11-28 | 0
TX CHILDRENS | BE00061286 | M1243 | SYRINGE INFUSION PUMP | MEDEX (MEDFUSION) | 3500 | 3387 | 2014-11-28 | 0
TX CHILDRENS | BE00061285 | M1245 | SYRINGE INFUSION PUMP | MEDEX (MEDFUSION) | 3500 | 3387 | 2014-11-28 | 0
TX CHILDRENS | BE00061292 | M1254 | SYRINGE INFUSION PUMP | MEDEX (MEDFUSION) | 3500 | 3387 | 2014-11-28 | 0
TX CHILDRENS | BE00061263 | M1242 | SYRINGE INFUSION PUMP | MEDEX (MEDFUSION) | 3500 | 3387 | 2014-11-28 | 0
TX CHILDRENS | BE00061283 | M1230 | SYRINGE INFUSION PUMP | MEDEX (MEDFUSION) | 3500 | 3387 | 2014-11-28 | 0
TX CHILDRENS | BE00061298 | M1232 | SYRINGE INFUSION PUMP | MEDEX (MEDFUSION) | 3500 | 3387 | 2014-11-28 | 0
TX CHILDRENS | BE00061275 | M1235 | SYRINGE INFUSION PUMP | MEDEX (MEDFUSION) | 3500 | 3387 | 2014-11-28 | 0
TX CHILDRENS | BE00061278 | M1222 | SYRINGE INFUSION PUMP | MEDEX (MEDFUSION) | 3500 | 3387 | 2014-11-28 | 0
TX CHILDRENS | BE00061279 | M1244 | SYRINGE INFUSION PUMP | MEDEX (MEDFUSION) | 3500 | 3387 | 2014-11-28 | 0
TX CHILDRENS | BE00061288 | M1234 | SYRINGE INFUSION PUMP | MEDEX (MEDFUSION) | 3500 | 3387 | 2014-11-28 | 0
TX CHILDRENS | BE00061289 | M1240 | SYRINGE INFUSION PUMP | MEDEX (MEDFUSION) | 3500 | 3387 | 2014-11-28 | 0
TX CHILDRENS | BE00061287 | M1226 | SYRINGE INFUSION PUMP | MEDEX (MEDFUSION) | 3500 | 3387 | 2014-11-28 | 0
TX CHILDRENS | BE00061294 | M1225 | SYRINGE INFUSION PUMP | MEDEX (MEDFUSION) | 3500 | 3387 | 2014-11-28 | 0
TX CHILDRENS | BE00061259 | M1255 | SYRINGE INFUSION PUMP | MEDEX (MEDFUSION) | 3500 | 3387 | 2014-11-28 | 0
TX CHILDRENS | BE00061296 | M1220 | SYRINGE INFUSION PUMP | MEDEX (MEDFUSION) | 3500 | 3387 | 2014-11-28 | 0
TX CHILDRENS | BE00061260 | M1233 | SYRINGE INFUSION PUMP | MEDEX (MEDFUSION) | 3500 | 3387 | 2014-11-28 | 0
TX CHILDRENS | BE00061305 | M1248 | SYRINGE INFUSION PUMP | MEDEX (MEDFUSION) | 3500 | 3387 | 2014-12-25 | 0
TX CHILDRENS | BE00061281 | M1250 | SYRINGE INFUSION PUMP | MEDEX (MEDFUSION) | 3500 | 3387 | 2014-11-28 | 0
TX CHILDRENS | BE00061303 | M1246 | SYRINGE INFUSION PUMP | MEDEX (MEDFUSION) | 3500 | 3387 | 2014-11-28 | 0
TX CHILDRENS | BE00061276 | M1228 | SYRINGE INFUSION PUMP | MEDEX (MEDFUSION) | 3500 | 3387 | 2014-11-28 | 0
TX CHILDRENS | BE00061297 | M1223 | SYRINGE INFUSION PUMP | MEDEX (MEDFUSION) | 3500 | 3387 | 2014-11-28 | 0
TX CHILDRENS | BE00061261 | M1252 | SYRINGE INFUSION PUMP | MEDEX (MEDFUSION) | 3500 | 3387 | 2014-11-28 | 0
TX CHILDRENS | BE00061280 | M1237 | SYRINGE INFUSION PUMP | MEDEX (MEDFUSION) | 3500 | 3387 | 2014-11-28 | 0
TX CHILDRENS | BE00061304 | M1247 | SYRINGE INFUSION PUMP | MEDEX (MEDFUSION) | 3500 | 3387 | 2014-12-25 | 0
TX CHILDRENS | BE00061290 | M1249 | SYRINGE INFUSION PUMP | MEDEX (MEDFUSION) | 3500 | 3387 | 2014-11-28 | 0
TX CHILDRENS | BE00061300 | M1253 | SYRINGE INFUSION PUMP | MEDEX (MEDFUSION) | 3500 | 3387 | 2014-11-28 | 0
TX CHILDRENS | BE00061284 | M1221 | SYRINGE INFUSION PUMP | MEDEX (MEDFUSION) | 3500 | 3387 | 2014-11-28 | 0
TX CHILDRENS | BE00061291 | M1241 | SYRINGE INFUSION PUMP | MEDEX (MEDFUSION) | 3500 | 3387 | 2014-11-28 | 0
TX CHILDRENS | BE00102288 | L1519-597-0008 | MICROSCOPE | LAXCO INC | LMC4-UC1 | 3379.75 | 2021-01-09 | 0
TX CHILDRENS | BE00100191 | BO28629A17 | VACCUM PUMP | SORIN GROUP USA INC | XVAC | 3378 | 2018-07-18 | 0
TX CHILDRENS | BE00100193 | BO28630A17 | VACCUM PUMP | SORIN GROUP USA INC | XVAC | 3378 | 2018-07-18 | 0
TX CHILDRENS | BE00109188 | BO29551G17 | VACCUM PUMP | SORIN GROUP USA INC | XVAC | 3377 | 2019-06-21 | 0
TX CHILDRENS | BE00120585 | 2304VEGA0082 | LIGHT, EXAM, AC-POWERED | AMICO CORP. | VEGA 80 LED | 3375.89 | 2024-07-20 | 0
TX CHILDRENS | BE00120583 | 2304VEGA0078 | LIGHT, EXAM, AC-POWERED | AMICO CORP. | VEGA 80 LED | 3375.89 | 2024-07-20 | 0
TX CHILDRENS | BE00082691 | UU1529 | DISPLAY, FLAT PANEL, TOUCH | KARL STORZ ENDOSCOPY-AMERICA INC | 200905 21 | 3375 | 2017-04-20 | 0
TX CHILDRENS | BE00082687 | UU1537 | DISPLAY, FLAT PANEL, TOUCH | KARL STORZ ENDOSCOPY-AMERICA INC | 200905 21 | 3375 | 2017-04-20 | 0
TX CHILDRENS | BE00058393 | G12812765 | PULSE OXIMETER | NELLCOR PURITAN BENNETT LLC | N-600X | 3373.18 | 2018-01-21 | 0
TX CHILDRENS | BE00058391 | G12812762 | PULSE OXIMETER | NELLCOR PURITAN BENNETT LLC | N-600X | 3373.18 | 2018-01-21 | 0
TX CHILDRENS | BE00058392 | G12812763 | PULSE OXIMETER | NELLCOR PURITAN BENNETT LLC | N-600X | 3373.18 | 2018-01-21 | 0
TX CHILDRENS | BE00123171 | SUA23361004HA | CO2 CARTRIDGE / MODULE | GE Medical Systems Information Tech Inc | E-sCO-00 | 3372.6 | 2025-02-21 | 0
TX CHILDRENS | BE00123169 | SUA23371022HA | CO2 CARTRIDGE / MODULE | GE Medical Systems Information Tech Inc | E-sCO-00 | 3372.6 | 2025-02-21 | 0
TX CHILDRENS | BE00123173 | SUA23411123HA | CO2 CARTRIDGE / MODULE | GE Medical Systems Information Tech Inc | E-sCO-00 | 3372.6 | 2025-02-21 | 0
TX CHILDRENS | BE00123170 | SUA23391017HA | CO2 CARTRIDGE / MODULE | GE Medical Systems Information Tech Inc | E-sCO-00 | 3372.6 | 2025-02-21 | 0
TX CHILDRENS | BE00123194 | SUA23411017HA | CO2 CARTRIDGE / MODULE | GE Medical Systems Information Tech Inc | E-sCO-00 | 3372.6 | 2025-02-21 | 0
TX CHILDRENS | BE00123191 | SUA23411146HA | CO2 CARTRIDGE / MODULE | GE Medical Systems Information Tech Inc | E-sCO-00 | 3372.6 | 2025-02-21 | 0
TX CHILDRENS | BE00123180 | SUA23411134HA | CO2 CARTRIDGE / MODULE | GE Medical Systems Information Tech Inc | E-sCO-00 | 3372.6 | 2025-02-21 | 0
TX CHILDRENS | BE00123189 | SUA23371019HA | CO2 CARTRIDGE / MODULE | GE Medical Systems Information Tech Inc | E-sCO-00 | 3372.6 | 2025-02-21 | 0
TX CHILDRENS | BE00123199 | SUA23411060HA | CO2 CARTRIDGE / MODULE | GE Medical Systems Information Tech Inc | E-sCO-00 | 3372.6 | 2025-02-21 | 0
TX CHILDRENS | BE00123198 | SUA23361012HA | CO2 CARTRIDGE / MODULE | GE Medical Systems Information Tech Inc | E-sCO-00 | 3372.6 | 2025-02-21 | 0
TX CHILDRENS | BE00123187 | SUA23411082HA | CO2 CARTRIDGE / MODULE | GE Medical Systems Information Tech Inc | E-sCO-00 | 3372.6 | 2025-02-21 | 0
TX CHILDRENS | BE00123190 | SUA23361009HA | CO2 CARTRIDGE / MODULE | GE Medical Systems Information Tech Inc | E-sCO-00 | 3372.6 | 2025-02-21 | 0
TX CHILDRENS | BE00123177 | SUA23411156HA | CO2 CARTRIDGE / MODULE | GE Medical Systems Information Tech Inc | E-sCO-00 | 3372.6 | 2025-02-21 | 0
TX CHILDRENS | BE00123179 | SUA23411145HA | CO2 CARTRIDGE / MODULE | GE Medical Systems Information Tech Inc | E-sCO-00 | 3372.6 | 2025-02-21 | 0
TX CHILDRENS | BE00123193 | SUA23411071HA | CO2 CARTRIDGE / MODULE | GE Medical Systems Information Tech Inc | E-sCO-00 | 3372.6 | 2025-02-21 | 0
TX CHILDRENS | BE00123192 | SUA23411053HA | CO2 CARTRIDGE / MODULE | GE Medical Systems Information Tech Inc | E-sCO-00 | 3372.6 | 2025-02-21 | 0
TX CHILDRENS | BE00123188 | SUA23361049HA | CO2 CARTRIDGE / MODULE | GE Medical Systems Information Tech Inc | E-sCO-00 | 3372.6 | 2025-02-21 | 0
TX CHILDRENS | BE00123186 | SUA23411147HA | CO2 CARTRIDGE / MODULE | GE Medical Systems Information Tech Inc | E-sCO-00 | 3372.6 | 2025-02-21 | 0
TX CHILDRENS | BE00123185 | SUA23411142HA | CO2 CARTRIDGE / MODULE | GE Medical Systems Information Tech Inc | E-sCO-00 | 3372.6 | 2025-02-21 | 0
TX CHILDRENS | BE00123184 | SUA23411109HA | CO2 CARTRIDGE / MODULE | GE Medical Systems Information Tech Inc | E-sCO-00 | 3372.6 | 2025-02-21 | 0
TX CHILDRENS | BE00123174 | SUA23411152HA | CO2 CARTRIDGE / MODULE | GE Medical Systems Information Tech Inc | E-sCO-00 | 3372.6 | 2025-02-21 | 0
TX CHILDRENS | BE00123178 | SUA23411153HA | CO2 CARTRIDGE / MODULE | GE Medical Systems Information Tech Inc | E-sCO-00 | 3372.6 | 2025-02-21 | 0
TX CHILDRENS | BE00123200 | SUA23311009HA | CO2 CARTRIDGE / MODULE | GE Medical Systems Information Tech Inc | E-sCO-00 | 3372.6 | 2025-02-21 | 0
TX CHILDRENS | BE00123175 | SUA23371018HA | CO2 CARTRIDGE / MODULE | GE Medical Systems Information Tech Inc | E-sCO-00 | 3372.6 | 2025-02-21 | 0
TX CHILDRENS | BE00123195 | SUA23361002HA | CO2 CARTRIDGE / MODULE | GE Medical Systems Information Tech Inc | E-sCO-00 | 3372.6 | 2025-02-21 | 0
TX CHILDRENS | BE00123172 | SUA23391003HA | CO2 CARTRIDGE / MODULE | GE Medical Systems Information Tech Inc | E-sCO-00 | 3372.6 | 2025-02-21 | 0
TX CHILDRENS | BE00123176 | SUA23361008HA | CO2 CARTRIDGE / MODULE | GE Medical Systems Information Tech Inc | E-sCO-00 | 3372.6 | 2025-02-21 | 0
TX CHILDRENS | BE00123182 | SUA23411022HA | CO2 CARTRIDGE / MODULE | GE Medical Systems Information Tech Inc | E-sCO-00 | 3372.6 | 2025-02-21 | 0
TX CHILDRENS | BE00123202 | SUA23411160HA | CO2 CARTRIDGE / MODULE | GE Medical Systems Information Tech Inc | E-sCO-00 | 3372.6 | 2025-02-21 | 0
TX CHILDRENS | BE00123201 | SUA23411003HA | CO2 CARTRIDGE / MODULE | GE Medical Systems Information Tech Inc | E-sCO-00 | 3372.6 | 2025-02-21 | 0
TX CHILDRENS | BE00123183 | SUA23371010HA | CO2 CARTRIDGE / MODULE | GE Medical Systems Information Tech Inc | E-sCO-00 | 3372.6 | 2025-02-21 | 0
TX CHILDRENS | BE00123181 | SUA23371016HA | CO2 CARTRIDGE / MODULE | GE Medical Systems Information Tech Inc | E-sCO-00 | 3372.6 | 2025-02-21 | 0
TX CHILDRENS | BE00123196 | SUA23351101HA | CO2 CARTRIDGE / MODULE | GE Medical Systems Information Tech Inc | E-sCO-00 | 3372.6 | 2025-02-21 | 0
TX CHILDRENS | BE00123197 | SUA23411116HA | CO2 CARTRIDGE / MODULE | GE Medical Systems Information Tech Inc | E-sCO-00 | 3372.6 | 2025-02-21 | 0
TX CHILDRENS | BE00065686 | 1699748-000 | WARMER, BLANKET | ENTHERMICS MEDICAL SYSTEMS | EC350 | 3371 | 2017-04-14 | 0
TX CHILDRENS | BE00089105 | 083013171EA | EXERCISE EQUIP, POWERED | ENDORPHIN CORPORATION | 370 | 3368.63 | 2017-11-20 | 0
TX CHILDRENS | BE00101509 | ASKE-0579 | ANESTHETIC VAPORIZER | DRAEGER MEDICAL INC | SEVO 2000 | 3361.7 | 2019-07-26 | 0
TX CHILDRENS | BE00105703 | ASKJ-1220 | ANESTHETIC VAPORIZER | DRAEGER MEDICAL INC | SEVO 2000 | 3361.7 | 2019-02-13 | 0
TX CHILDRENS | BE00106515 | ASKM-1331 | ANESTHETIC VAPORIZER | DRAEGER MEDICAL INC | SEVO 2000 | 3361.7 | 2019-05-22 | 0
TX CHILDRENS | BE00106517 | ASKM-1320 | ANESTHETIC VAPORIZER | DRAEGER MEDICAL INC | SEVO 2000 | 3361.7 | 2019-05-22 | 0
TX CHILDRENS | BE00105727 | ASKJ-1218 | ANESTHETIC VAPORIZER | DRAEGER MEDICAL INC | SEVO 2000 | 3361.7 | 2019-02-13 | 0
TX CHILDRENS | BE00105730 | ASKJ-1236 | ANESTHETIC VAPORIZER | DRAEGER MEDICAL INC | SEVO 2000 | 3361.7 | 2019-02-13 | 0
TX CHILDRENS | BE00105736 | ASKJ-1232 | ANESTHETIC VAPORIZER | DRAEGER MEDICAL INC | SEVO 2000 | 3361.7 | 2019-02-13 | 0
TX CHILDRENS | BE00105712 | ASKJ-1214 | ANESTHETIC VAPORIZER | DRAEGER MEDICAL INC | SEVO 2000 | 3361.7 | 2019-02-13 | 0
TX CHILDRENS | BE00105706 | ASKJ-1213 | ANESTHETIC VAPORIZER | DRAEGER MEDICAL INC | SEVO 2000 | 3361.7 | 2019-02-13 | 0
TX CHILDRENS | BE00105739 | ASKJ-1211 | ANESTHETIC VAPORIZER | DRAEGER MEDICAL INC | SEVO 2000 | 3361.7 | 2019-02-13 | 0
TX CHILDRENS | BE00105697 | ASKJ-1235 | ANESTHETIC VAPORIZER | DRAEGER MEDICAL INC | SEVO 2000 | 3361.7 | 2019-02-13 | 0
TX CHILDRENS | BE00105718 | ASKJ-1212 | ANESTHETIC VAPORIZER | DRAEGER MEDICAL INC | SEVO 2000 | 3361.7 | 2019-02-13 | 0
TX CHILDRENS | BE00105724 | ASKJ-1219 | ANESTHETIC VAPORIZER | DRAEGER MEDICAL INC | SEVO 2000 | 3361.7 | 2019-02-13 | 0
TX CHILDRENS | BE00105721 | ASKJ-1234 | ANESTHETIC VAPORIZER | DRAEGER MEDICAL INC | SEVO 2000 | 3361.7 | 2019-02-13 | 0
TX CHILDRENS | BE00105715 | ASKJ-1237 | ANESTHETIC VAPORIZER | DRAEGER MEDICAL INC | SEVO 2000 | 3361.7 | 2019-02-13 | 0
TX CHILDRENS | BE00106511 | ASKM-1333 | ANESTHETIC VAPORIZER | DRAEGER MEDICAL INC | SEVO 2000 | 3361.7 | 2019-05-22 | 0
TX CHILDRENS | BE00105700 | ASKJ-1215 | ANESTHETIC VAPORIZER | DRAEGER MEDICAL INC | SEVO 2000 | 3361.7 | 2019-02-13 | 0
TX CHILDRENS | BE00105709 | ASKJ-1216 | ANESTHETIC VAPORIZER | DRAEGER MEDICAL INC | SEVO 2000 | 3361.7 | 2019-02-13 | 0
TX CHILDRENS | BE00106513 | ASKM-1334 | ANESTHETIC VAPORIZER | DRAEGER MEDICAL INC | SEVO 2000 | 3361.7 | 2019-05-22 | 0
TX CHILDRENS | BE00105733 | ASKJ-1217 | ANESTHETIC VAPORIZER | DRAEGER MEDICAL INC | SEVO 2000 | 3361.7 | 2019-02-13 | 0
TX CHILDRENS | BE00110347 | 107231183371 | SCALE, PATIENT WHEELCHAIR | SCALETRONIX, INC. (subsidiary of WELCH-ALLYN) | 6202 | 3360 | 2019-07-30 | 0
TX CHILDRENS | KN231905 | BEGM 04435 | ANESTHETIC VAPORIZER | DATEX-OHMEDA INC | ISOTEC 7 | 3354 | 2010-01-06 | 0
TX CHILDRENS | BE00010160 | WC3A1791 | ANESTHESIA GAS MACHINE | SMITHS MEDICAL ASD INC | MULTI STATION | 3351.6 | 2010-10-11 | 0
TX CHILDRENS | BE00010247 | WC3A1895 | ANESTHESIA GAS MACHINE | SMITHS MEDICAL ASD INC | VAPORSTICK | 3351 | 2010-10-11 | 0
TX CHILDRENS | BE00087977 | 03Z00070 | SPIROMETER | JAEGER MEDICAL INSTRUMENTS | MS-PNEUMO | 3345.61 | 2018-01-30 | 0
TX CHILDRENS | BE00063038 | 061795 | PUMP, PRESSURE | BAXA CORP. | 099 | 3344.5 | 2015-12-11 | 0
TX CHILDRENS | BE00114043 | SGV20321575HA | CO2 CARTRIDGE / MODULE | GE Medical Systems Information Tech Inc | E-sCO | 3344 | 2021-09-30 | 0
TX CHILDRENS | BE00115349 | 770BR6902 | HEAT SEALING DEVICE | BIO RAD LABORATORIES INC | PX1 | 3344 | 2022-07-28 | 0
TX CHILDRENS | BE00114044 | SGV20321599HA | CO2 CARTRIDGE / MODULE | GE Medical Systems Information Tech Inc | E-sCO | 3344 | 2021-09-30 | 0
TX CHILDRENS | BE00114042 | SGV20321487HA | CO2 CARTRIDGE / MODULE | GE Medical Systems Information Tech Inc | E-sCO | 3344 | 2021-09-30 | 0
TX CHILDRENS | BE00114040 | SGV20321476HA | CO2 CARTRIDGE / MODULE | GE Medical Systems Information Tech Inc | E-sCO | 3344 | 2021-09-30 | 0
TX CHILDRENS | BE00114041 | SGV20321483HA | CO2 CARTRIDGE / MODULE | GE Medical Systems Information Tech Inc | E-sCO | 3344 | 2021-09-30 | 0
TX CHILDRENS | BE00114045 | SGV20331004HA | CO2 CARTRIDGE / MODULE | GE Medical Systems Information Tech Inc | E-sCO | 3344 | 2021-09-30 | 0
TX CHILDRENS | BE00064028 | 4802-23262 | SCALE, PATIENT INFANT - PEDI | SCALETRONIX, INC. (subsidiary of WELCH-ALLYN) | 4802 | 3337.86 | 2016-04-28 | 0
TX CHILDRENS | BE00036919 | 4802-22905 | SCALE, PATIENT INFANT - PEDI | SCALETRONIX, INC. (subsidiary of WELCH-ALLYN) | 4802 | 3337.8 | 2015-09-23 | 0
TX CHILDRENS | BE00113701 | AC632LFUVC-51535 | PCR WORK STATION | AIR CLEAN SYSTEMS | AC632LFUVC | 3336.44 | 2021-07-13 | 0
TX CHILDRENS | BE00123133 | 1108401317 | OPHTHALMOSCOPE, BINOCULAR INDIRECT | HEINE USA, LTD. | OMEGA 600 LED HQ | 3334.75 | 2025-03-04 | 0
TX CHILDRENS | BE00123136 | 1108401316 | OPHTHALMOSCOPE, BINOCULAR INDIRECT | HEINE USA, LTD. | OMEGA 600 LED HQ | 3334.75 | 2025-03-04 | 0
TX CHILDRENS | BE00123134 | 1108355316 | OPHTHALMOSCOPE, BINOCULAR INDIRECT | HEINE USA, LTD. | OMEGA 600 LED HQ | 3334.75 | 2025-03-04 | 0
TX CHILDRENS | BE00123135 | 1108355314 | OPHTHALMOSCOPE, BINOCULAR INDIRECT | HEINE USA, LTD. | OMEGA 600 LED HQ | 3334.75 | 2025-03-04 | 0
TX CHILDRENS | BE00033743 | 1013864 | PCA INFUSION PUMP | SMITHS MEDICAL ASD INC | SOLIS 2110 | 3331.36 | 2012-08-24 | 0
TX CHILDRENS | BE00033703 | 1013771 | PCA INFUSION PUMP | SMITHS MEDICAL ASD INC | SOLIS 2110 | 3331.36 | 2012-08-24 | 0
TX CHILDRENS | BE00033716 | 1013586 | PCA INFUSION PUMP | SMITHS MEDICAL ASD INC | SOLIS 2110 | 3331.36 | 2012-08-24 | 0
TX CHILDRENS | BE00033760 | 1013846 | PCA INFUSION PUMP | SMITHS MEDICAL ASD INC | SOLIS 2110 | 3331.36 | 2012-08-24 | 0
TX CHILDRENS | BE00033705 | 1013775 | PCA INFUSION PUMP | SMITHS MEDICAL ASD INC | SOLIS 2110 | 3331.36 | 2012-08-24 | 0
TX CHILDRENS | BE00033756 | 1013840 | PCA INFUSION PUMP | SMITHS MEDICAL ASD INC | SOLIS 2110 | 3331.36 | 2012-08-24 | 0
TX CHILDRENS | BE00033733 | 1013849 | PCA INFUSION PUMP | SMITHS MEDICAL ASD INC | SOLIS 2110 | 3331.36 | 2012-08-24 | 0
TX CHILDRENS | BE00033786 | 1013886 | PCA INFUSION PUMP | SMITHS MEDICAL ASD INC | SOLIS 2110 | 3331.36 | 2012-08-24 | 0
TX CHILDRENS | BE00033725 | 1013829 | PCA INFUSION PUMP | SMITHS MEDICAL ASD INC | SOLIS 2110 | 3331.36 | 2012-08-24 | 0
TX CHILDRENS | BE00033698 | 1013768 | PCA INFUSION PUMP | SMITHS MEDICAL ASD INC | SOLIS 2110 | 3331.36 | 2012-08-24 | 0
TX CHILDRENS | BE00033798 | 1013832 | PCA INFUSION PUMP | SMITHS MEDICAL ASD INC | SOLIS 2110 | 3331.36 | 2012-08-24 | 0
TX CHILDRENS | BE00033707 | 1013770 | PCA INFUSION PUMP | SMITHS MEDICAL ASD INC | SOLIS 2110 | 3331.36 | 2012-08-24 | 0
TX CHILDRENS | BE00033711 | 1013807 | PCA INFUSION PUMP | SMITHS MEDICAL ASD INC | SOLIS 2110 | 3331.36 | 2012-08-24 | 0
TX CHILDRENS | BE00033771 | 1013883 | PCA INFUSION PUMP | SMITHS MEDICAL ASD INC | SOLIS 2110 | 3331.36 | 2012-08-24 | 0
TX CHILDRENS | BE00033767 | 1013845 | PCA INFUSION PUMP | SMITHS MEDICAL ASD INC | SOLIS 2110 | 3331.36 | 2012-08-24 | 0
TX CHILDRENS | BE00033731 | 1013798 | PCA INFUSION PUMP | SMITHS MEDICAL ASD INC | SOLIS 2110 | 3331.36 | 2012-08-24 | 0
TX CHILDRENS | BE00033729 | 1013856 | PCA INFUSION PUMP | SMITHS MEDICAL ASD INC | SOLIS 2110 | 3331.36 | 2012-08-24 | 0
TX CHILDRENS | BE00033713 | 1013587 | PCA INFUSION PUMP | SMITHS MEDICAL ASD INC | SOLIS 2110 | 3331.36 | 2012-08-24 | 0
TX CHILDRENS | BE00033790 | 1013815 | PCA INFUSION PUMP | SMITHS MEDICAL ASD INC | SOLIS 2110 | 3331.36 | 2012-08-24 | 0
TX CHILDRENS | BE00033706 | 1013766 | PCA INFUSION PUMP | SMITHS MEDICAL ASD INC | SOLIS 2110 | 3331.36 | 2012-08-24 | 0
TX CHILDRENS | BE00033699 | 1013805 | PCA INFUSION PUMP | SMITHS MEDICAL ASD INC | SOLIS 2110 | 3331.36 | 2012-08-24 | 0
TX CHILDRENS | BE00033791 | 1013817 | PCA INFUSION PUMP | SMITHS MEDICAL ASD INC | SOLIS 2110 | 3331.36 | 2012-08-24 | 0
TX CHILDRENS | BE00033738 | 1013859 | PCA INFUSION PUMP | SMITHS MEDICAL ASD INC | SOLIS 2110 | 3331.36 | 2012-08-24 | 0
TX CHILDRENS | BE00033744 | 1013877 | PCA INFUSION PUMP | SMITHS MEDICAL ASD INC | SOLIS 2110 | 3331.36 | 2012-08-24 | 0
TX CHILDRENS | BE00033766 | 1013843 | PCA INFUSION PUMP | SMITHS MEDICAL ASD INC | SOLIS 2110 | 3331.36 | 2012-08-24 | 0
TX CHILDRENS | BE00033799 | 1013819 | PCA INFUSION PUMP | SMITHS MEDICAL ASD INC | SOLIS 2110 | 3331.36 | 2012-08-24 | 0
TX CHILDRENS | BE00033728 | 1013853 | PCA INFUSION PUMP | SMITHS MEDICAL ASD INC | SOLIS 2110 | 3331.36 | 2012-08-24 | 0
TX CHILDRENS | BE00033727 | 1013855 | PCA INFUSION PUMP | SMITHS MEDICAL ASD INC | SOLIS 2110 | 3331.36 | 2012-08-24 | 0
TX CHILDRENS | BE00033745 | 1013867 | PCA INFUSION PUMP | SMITHS MEDICAL ASD INC | SOLIS 2110 | 3331.36 | 2012-08-24 | 0
TX CHILDRENS | BE00033717 | 1013812 | PCA INFUSION PUMP | SMITHS MEDICAL ASD INC | SOLIS 2110 | 3331.36 | 2012-08-24 | 0
TX CHILDRENS | BE00033776 | 1013895 | PCA INFUSION PUMP | SMITHS MEDICAL ASD INC | SOLIS 2110 | 3331.36 | 2012-08-24 | 0
TX CHILDRENS | BE00033753 | 1013873 | PCA INFUSION PUMP | SMITHS MEDICAL ASD INC | SOLIS 2110 | 3331.36 | 2012-08-24 | 0
TX CHILDRENS | BE00033749 | 1013858 | PCA INFUSION PUMP | SMITHS MEDICAL ASD INC | SOLIS 2110 | 3331.36 | 2012-08-24 | 0
TX CHILDRENS | BE00033768 | 1013834 | PCA INFUSION PUMP | SMITHS MEDICAL ASD INC | SOLIS 2110 | 3331.36 | 2012-08-24 | 0
TX CHILDRENS | BE00033770 | 1013836 | PCA INFUSION PUMP | SMITHS MEDICAL ASD INC | SOLIS 2110 | 3331.36 | 2012-08-24 | 0
TX CHILDRENS | BE00033734 | 1013852 | PCA INFUSION PUMP | SMITHS MEDICAL ASD INC | SOLIS 2110 | 3331.36 | 2012-08-24 | 0
TX CHILDRENS | BE00033732 | 1013857 | PCA INFUSION PUMP | SMITHS MEDICAL ASD INC | SOLIS 2110 | 3331.36 | 2012-08-24 | 0
TX CHILDRENS | BE00033787 | 1013823 | PCA INFUSION PUMP | SMITHS MEDICAL ASD INC | SOLIS 2110 | 3331.36 | 2012-08-24 | 0
TX CHILDRENS | BE00033796 | 1013825 | PCA INFUSION PUMP | SMITHS MEDICAL ASD INC | SOLIS 2110 | 3331.36 | 2012-08-24 | 0
TX CHILDRENS | BE00033800 | 1013818 | PCA INFUSION PUMP | SMITHS MEDICAL ASD INC | SOLIS 2110 | 3331.36 | 2012-08-24 | 0
TX CHILDRENS | BE00033704 | 1013769 | PCA INFUSION PUMP | SMITHS MEDICAL ASD INC | SOLIS 2110 | 3331.36 | 2012-08-24 | 0
TX CHILDRENS | BE00033761 | 1013844 | PCA INFUSION PUMP | SMITHS MEDICAL ASD INC | SOLIS 2110 | 3331.36 | 2012-08-24 | 0
TX CHILDRENS | BE00033741 | 1013868 | PCA INFUSION PUMP | SMITHS MEDICAL ASD INC | SOLIS 2110 | 3331.36 | 2012-08-24 | 0
TX CHILDRENS | BE00033781 | 1013887 | PCA INFUSION PUMP | SMITHS MEDICAL ASD INC | SOLIS 2110 | 3331.36 | 2012-08-24 | 0
TX CHILDRENS | BE00033777 | 1013888 | PCA INFUSION PUMP | SMITHS MEDICAL ASD INC | SOLIS 2110 | 3331.36 | 2012-08-24 | 0
TX CHILDRENS | BE00033720 | 1013811 | PCA INFUSION PUMP | SMITHS MEDICAL ASD INC | SOLIS 2110 | 3331.36 | 2012-08-24 | 0
TX CHILDRENS | BE00033779 | 1013880 | PCA INFUSION PUMP | SMITHS MEDICAL ASD INC | SOLIS 2110 | 3331.36 | 2012-08-24 | 0
TX CHILDRENS | BE00033794 | 1013814 | PCA INFUSION PUMP | SMITHS MEDICAL ASD INC | SOLIS 2110 | 3331.36 | 2012-08-24 | 0
TX CHILDRENS | BE00033758 | 1013841 | PCA INFUSION PUMP | SMITHS MEDICAL ASD INC | SOLIS 2110 | 3331.36 | 2012-08-24 | 0
TX CHILDRENS | BE00033712 | 1013779 | PCA INFUSION PUMP | SMITHS MEDICAL ASD INC | SOLIS 2110 | 3331.36 | 2012-08-24 | 0
TX CHILDRENS | BE00033784 | 1013893 | PCA INFUSION PUMP | SMITHS MEDICAL ASD INC | SOLIS 2110 | 3331.36 | 2012-08-24 | 0
TX CHILDRENS | BE00033746 | 1013866 | PCA INFUSION PUMP | SMITHS MEDICAL ASD INC | SOLIS 2110 | 3331.36 | 2012-08-24 | 0
TX CHILDRENS | BE00033788 | 1013822 | PCA INFUSION PUMP | SMITHS MEDICAL ASD INC | SOLIS 2110 | 3331.36 | 2012-08-24 | 0
TX CHILDRENS | BE00033750 | 1013874 | PCA INFUSION PUMP | SMITHS MEDICAL ASD INC | SOLIS 2110 | 3331.36 | 2012-08-24 | 0
TX CHILDRENS | BE00033769 | 1013835 | PCA INFUSION PUMP | SMITHS MEDICAL ASD INC | SOLIS 2110 | 3331.36 | 2012-08-24 | 0
TX CHILDRENS | BE00033735 | 1013860 | PCA INFUSION PUMP | SMITHS MEDICAL ASD INC | SOLIS 2110 | 3331.36 | 2012-08-24 | 0
TX CHILDRENS | BE00033700 | 1013773 | PCA INFUSION PUMP | SMITHS MEDICAL ASD INC | SOLIS 2110 | 3331.36 | 2012-08-24 | 0
TX CHILDRENS | BE00033774 | 1013879 | PCA INFUSION PUMP | SMITHS MEDICAL ASD INC | SOLIS 2110 | 3331.36 | 2012-08-24 | 0
TX CHILDRENS | BE00033792 | 1013816 | PCA INFUSION PUMP | SMITHS MEDICAL ASD INC | SOLIS 2110 | 3331.36 | 2012-08-24 | 0
TX CHILDRENS | BE00033714 | 1013780 | PCA INFUSION PUMP | SMITHS MEDICAL ASD INC | SOLIS 2110 | 3331.36 | 2012-08-24 | 0
TX CHILDRENS | BE00033747 | 1013872 | PCA INFUSION PUMP | SMITHS MEDICAL ASD INC | SOLIS 2110 | 3331.36 | 2012-08-24 | 0
TX CHILDRENS | BE00033802 | 1013820 | PCA INFUSION PUMP | SMITHS MEDICAL ASD INC | SOLIS 2110 | 3331.36 | 2012-08-24 | 0
TX CHILDRENS | BE00033709 | 1013804 | PCA INFUSION PUMP | SMITHS MEDICAL ASD INC | SOLIS 2110 | 3331.36 | 2012-08-24 | 0
TX CHILDRENS | BE00033782 | 1013885 | PCA INFUSION PUMP | SMITHS MEDICAL ASD INC | SOLIS 2110 | 3331.36 | 2012-08-24 | 0
TX CHILDRENS | BE00033722 | 1013813 | PCA INFUSION PUMP | SMITHS MEDICAL ASD INC | SOLIS 2110 | 3331.36 | 2012-08-24 | 0
TX CHILDRENS | BE00033754 | 1013875 | PCA INFUSION PUMP | SMITHS MEDICAL ASD INC | SOLIS 2110 | 3331.36 | 2012-08-24 | 0
TX CHILDRENS | BE00033718 | 1013808 | PCA INFUSION PUMP | SMITHS MEDICAL ASD INC | SOLIS 2110 | 3331.36 | 2012-08-24 | 0
TX CHILDRENS | BE00033795 | 1013826 | PCA INFUSION PUMP | SMITHS MEDICAL ASD INC | SOLIS 2110 | 3331.36 | 2012-08-24 | 0
TX CHILDRENS | BE00033723 | 1013585 | PCA INFUSION PUMP | SMITHS MEDICAL ASD INC | SOLIS 2110 | 3331.36 | 2012-08-24 | 0
TX CHILDRENS | BE00033726 | 1013854 | PCA INFUSION PUMP | SMITHS MEDICAL ASD INC | SOLIS 2110 | 3331.36 | 2012-08-24 | 0
TX CHILDRENS | BE00033710 | 1013810 | PCA INFUSION PUMP | SMITHS MEDICAL ASD INC | SOLIS 2110 | 3331.36 | 2012-08-24 | 0
TX CHILDRENS | BE00033801 | 1013831 | PCA INFUSION PUMP | SMITHS MEDICAL ASD INC | SOLIS 2110 | 3331.36 | 2012-08-24 | 0
TX CHILDRENS | BE00033783 | 1013891 | PCA INFUSION PUMP | SMITHS MEDICAL ASD INC | SOLIS 2110 | 3331.36 | 2012-08-24 | 0
TX CHILDRENS | BE00033755 | 1013871 | PCA INFUSION PUMP | SMITHS MEDICAL ASD INC | SOLIS 2110 | 3331.36 | 2012-08-24 | 0
TX CHILDRENS | BE00033773 | 1013889 | PCA INFUSION PUMP | SMITHS MEDICAL ASD INC | SOLIS 2110 | 3331.36 | 2012-08-24 | 0
TX CHILDRENS | BE00033719 | 1013778 | PCA INFUSION PUMP | SMITHS MEDICAL ASD INC | SOLIS 2110 | 3331.36 | 2012-08-24 | 0
TX CHILDRENS | BE00033748 | 1013876 | PCA INFUSION PUMP | SMITHS MEDICAL ASD INC | SOLIS 2110 | 3331.36 | 2012-08-24 | 0
TX CHILDRENS | BE00033697 | 1013767 | PCA INFUSION PUMP | SMITHS MEDICAL ASD INC | SOLIS 2110 | 3331.36 | 2012-08-24 | 0
TX CHILDRENS | BE00033803 | 1013777 | PCA INFUSION PUMP | SMITHS MEDICAL ASD INC | SOLIS 2110 | 3331.36 | 2012-08-24 | 0
TX CHILDRENS | BE00033715 | 1013809 | PCA INFUSION PUMP | SMITHS MEDICAL ASD INC | SOLIS 2110 | 3331.36 | 2012-08-24 | 0
TX CHILDRENS | BE00033772 | 1013890 | PCA INFUSION PUMP | SMITHS MEDICAL ASD INC | SOLIS 2110 | 3331.36 | 2012-08-24 | 0
TX CHILDRENS | BE00033702 | 1013776 | PCA INFUSION PUMP | SMITHS MEDICAL ASD INC | SOLIS 2110 | 3331.36 | 2012-08-24 | 0
TX CHILDRENS | BE00033793 | 1013827 | PCA INFUSION PUMP | SMITHS MEDICAL ASD INC | SOLIS 2110 | 3331.36 | 2012-08-24 | 0
TX CHILDRENS | BE00033780 | 1013881 | PCA INFUSION PUMP | SMITHS MEDICAL ASD INC | SOLIS 2110 | 3331.36 | 2012-08-24 | 0
TX CHILDRENS | BE00034062 | 1018918 | PCA INFUSION PUMP | SMITHS MEDICAL ASD INC | SOLIS 2110 | 3331.36 | 2012-08-24 | 0
TX CHILDRENS | BE00033721 | 1013806 | PCA INFUSION PUMP | SMITHS MEDICAL ASD INC | SOLIS 2110 | 3331.36 | 2012-08-24 | 0
TX CHILDRENS | BE00033751 | 1013870 | PCA INFUSION PUMP | SMITHS MEDICAL ASD INC | SOLIS 2110 | 3331.36 | 2012-08-24 | 0
TX CHILDRENS | BE00033789 | 1013821 | PCA INFUSION PUMP | SMITHS MEDICAL ASD INC | SOLIS 2110 | 3331.36 | 2012-08-24 | 0
TX CHILDRENS | BE00033762 | 1013837 | PCA INFUSION PUMP | SMITHS MEDICAL ASD INC | SOLIS 2110 | 3331.36 | 2012-08-24 | 0
TX CHILDRENS | BE00104437 | ASLK-1130 | ANESTHETIC VAPORIZER | DRAEGER MEDICAL INC | SEVO 2000 | 3327.4 | 2019-10-31 | 0
TX CHILDRENS | BE00061855 | 12153 | AIRWAY CLEARANCE DEVICE | RESPIRONICS INC | COUGH ASSIST T70 | 3325 | 2016-06-02 | 0
TX CHILDRENS | BE00089064 | S056867 | HEMATOLOGY ANALYZER | SIEMENS MEDICAL SOLUTIONS USA INC | DCA VANTAGE | 3319.22 | 2018-04-26 | 0
TX CHILDRENS | BE00065692 | S059713 | HEMATOLOGY ANALYZER | SIEMENS MEDICAL SOLUTIONS USA INC | DCA VANTAGE | 3319.22 | 2017-09-05 | 0
TX CHILDRENS | BE00102316 | S075812 | HEMATOLOGY ANALYZER | SIEMENS MEDICAL SOLUTIONS USA INC | DCA VANTAGE | 3319.22 | 2022-05-20 | 0
TX CHILDRENS | BE00082199 | 14515428 | SMART PUMP CONTROLLER | BECTON DICKINSON | 8015 | 3316 | 2017-02-28 | 0
TX CHILDRENS | BE00082201 | 14515282 | SMART PUMP CONTROLLER | BECTON DICKINSON | 8015 | 3316 | 2017-02-28 | 0
TX CHILDRENS | BE00082204 | 14515378 | SMART PUMP CONTROLLER | BECTON DICKINSON | 8015 | 3316 | 2017-02-28 | 0
TX CHILDRENS | BE00082191 | 14515187 | SMART PUMP CONTROLLER | BECTON DICKINSON | 8015 | 3316 | 2017-02-28 | 0
TX CHILDRENS | BE00082190 | 14515366 | SMART PUMP CONTROLLER | BECTON DICKINSON | 8015 | 3316 | 2017-02-28 | 0
TX CHILDRENS | BE00082195 | 14515400 | SMART PUMP CONTROLLER | BECTON DICKINSON | 8015 | 3316 | 2017-02-28 | 0
TX CHILDRENS | BE00087357 | 14646064 | PCA INFUSION PUMP | BECTON DICKINSON | 8120 | 3316 | 2018-03-15 | 0
TX CHILDRENS | BE00086628 | 14619627 | PCA INFUSION PUMP | BECTON DICKINSON | 8120 | 3316 | 2017-11-08 | 0
TX CHILDRENS | BE00082198 | 14515371 | SMART PUMP CONTROLLER | BECTON DICKINSON | 8015 | 3316 | 2017-02-28 | 0
TX CHILDRENS | BE00082194 | 14515518 | SMART PUMP CONTROLLER | BECTON DICKINSON | 8015 | 3316 | 2017-02-28 | 0
TX CHILDRENS | BE00086618 | 14644123 | SMART PUMP CONTROLLER | BECTON DICKINSON | 8015 | 3316 | 2017-11-08 | 0
TX CHILDRENS | BE00082205 | 14515333 | SMART PUMP CONTROLLER | BECTON DICKINSON | 8015 | 3316 | 2017-02-28 | 0
TX CHILDRENS | BE00082200 | 14515283 | SMART PUMP CONTROLLER | BECTON DICKINSON | 8015 | 3316 | 2017-02-28 | 0
TX CHILDRENS | BE00082192 | 14515534 | SMART PUMP CONTROLLER | BECTON DICKINSON | 8015 | 3316 | 2017-02-28 | 0
TX CHILDRENS | BE00082196 | 14515421 | SMART PUMP CONTROLLER | BECTON DICKINSON | 8015 | 3316 | 2017-02-28 | 0
TX CHILDRENS | BE00086629 | 14698000 | SMART PUMP CONTROLLER | BECTON DICKINSON | 8015 | 3316 | 2017-11-08 | 0
TX CHILDRENS | BE00082202 | 14515384 | SMART PUMP CONTROLLER | BECTON DICKINSON | 8015 | 3316 | 2017-02-28 | 0
TX CHILDRENS | BE00086626 | 14697958 | SMART PUMP CONTROLLER | BECTON DICKINSON | 8015 | 3316 | 2017-11-08 | 0
TX CHILDRENS | BE00082189 | 14515436 | SMART PUMP CONTROLLER | BECTON DICKINSON | 8015 | 3316 | 2017-02-28 | 0
TX CHILDRENS | BE00082197 | 14515517 | SMART PUMP CONTROLLER | BECTON DICKINSON | 8015 | 3316 | 2017-02-28 | 0
TX CHILDRENS | BE00082193 | 14515509 | SMART PUMP CONTROLLER | BECTON DICKINSON | 8015 | 3316 | 2017-02-28 | 0
TX CHILDRENS | BE00082203 | 14515404 | SMART PUMP CONTROLLER | BECTON DICKINSON | 8015 | 3316 | 2017-02-28 | 0
TX CHILDRENS | KN199075 | 7B04564 | MICROSCOPE | OLYMPUS AMERICA INC | BX40F4 | 3314 | 2003-10-16 | 0
TX CHILDRENS | BE00109196 | 2079584-000 | WARMER, BLANKET | ENTHERMICS MEDICAL SYSTEMS | EC350 | 3310 | 2019-06-20 | 0
TX CHILDRENS | BE00100510 | L20705466722 | HPLC DEGASSER | SHIMADZU SCIENTIFIC INSTRUMENT | DGU-20A5R | 3308 | 2018-04-23 | 1078.91
TX CHILDRENS | BE00060878 | BO23599C14 | VACCUM PUMP | SORIN GROUP USA INC | XVAC | 3307 | 2015-05-13 | 0
TX CHILDRENS | BE00060880 | BO23624C14 | VACCUM PUMP | SORIN GROUP USA INC | XVAC | 3307 | 2015-05-13 | 0
TX CHILDRENS | BE00060876 | BO23626C14 | VACCUM PUMP | SORIN GROUP USA INC | XVAC | 3307 | 2015-05-13 | 0
TX CHILDRENS | BE00127539 | L22106051158 | CONTROLLER, SYSTEM | SHIMADZU SCIENTIFIC INSTRUMENT | SCL-40 | 3306.38 | 2024-09-20 | 0
TX CHILDRENS | BE00120449 | (21)100071481623 | NIBP WITH PULSE OX | Hill-Rom Company Inc | (91)73WT | 3305.37 | 2024-06-07 | 0
TX CHILDRENS | BE00121380 | (21)100017712823 | NIBP WITH PULSE OX | Hill-Rom Company Inc | (91)73WT | 3305.37 | 2024-10-10 | 0
TX CHILDRENS | BE00121382 | (21)100017642823 | NIBP WITH PULSE OX | Hill-Rom Company Inc | (91)73WT | 3305.37 | 2024-10-10 | 0
TX CHILDRENS | BE00120450 | (21)100071511623 | NIBP WITH PULSE OX | Hill-Rom Company Inc | (91)73WT | 3305.37 | 2024-06-07 | 0
TX CHILDRENS | BE00121377 | (21)100012541123 | NIBP WITH PULSE OX | Hill-Rom Company Inc | (91)73WT | 3305.37 | 2024-10-10 | 0
TX CHILDRENS | BE00120452 | (21)100071561623 | NIBP WITH PULSE OX | Hill-Rom Company Inc | (91)73WT | 3305.37 | 2024-06-07 | 0
TX CHILDRENS | BE00120448 | (21)100071401623 | NIBP WITH PULSE OX | Hill-Rom Company Inc | (91)73WT | 3305.37 | 2024-06-07 | 0
TX CHILDRENS | BE00120451 | (21)100071521623 | NIBP WITH PULSE OX | Hill-Rom Company Inc | (91)73WT | 3305.37 | 2024-06-07 | 0
TX CHILDRENS | BE00121378 | (21)100017682823 | NIBP WITH PULSE OX | Hill-Rom Company Inc | (91)73WT | 3305.37 | 2024-10-10 | 0
TX CHILDRENS | BE00120446 | (21)100071261623 | NIBP WITH PULSE OX | Hill-Rom Company Inc | (91)73WT | 3305.37 | 2024-06-07 | 0
TX CHILDRENS | BE00120447 | (21)100071281623 | NIBP WITH PULSE OX | Hill-Rom Company Inc | (91)73WT | 3305.37 | 2024-06-07 | 0
TX CHILDRENS | BE00121379 | (21)100017692823 | NIBP WITH PULSE OX | Hill-Rom Company Inc | (91)73WT | 3305.37 | 2024-10-10 | 0
TX CHILDRENS | BE00121381 | (21)100017672823 | NIBP WITH PULSE OX | Hill-Rom Company Inc | (91)73WT | 3305.37 | 2024-10-10 | 0
TX CHILDRENS | BE00086854 | 329334 | SYRINGE INFUSION PUMP | B BRAUN MEDICAL INC | PERFUSOR SPACE | 3303.9 | 2017-12-14 | 0
TX CHILDRENS | BE00086829 | 332343 | SYRINGE INFUSION PUMP | B BRAUN MEDICAL INC | PERFUSOR SPACE | 3303.9 | 2017-12-14 | 0
TX CHILDRENS | BE00086831 | 329296 | SYRINGE INFUSION PUMP | B BRAUN MEDICAL INC | PERFUSOR SPACE | 3303.9 | 2017-12-14 | 0
TX CHILDRENS | BE00086852 | 329345 | SYRINGE INFUSION PUMP | B BRAUN MEDICAL INC | PERFUSOR SPACE | 3303.9 | 2017-12-14 | 0
TX CHILDRENS | BE00086823 | 332380 | SYRINGE INFUSION PUMP | B BRAUN MEDICAL INC | PERFUSOR SPACE | 3303.9 | 2017-12-14 | 0
TX CHILDRENS | BE00086850 | 329291 | SYRINGE INFUSION PUMP | B BRAUN MEDICAL INC | PERFUSOR SPACE | 3303.9 | 2017-12-14 | 0
TX CHILDRENS | BE00086847 | 332331 | SYRINGE INFUSION PUMP | B BRAUN MEDICAL INC | PERFUSOR SPACE | 3303.9 | 2017-12-14 | 0
TX CHILDRENS | BE00086879 | 332306 | SYRINGE INFUSION PUMP | B BRAUN MEDICAL INC | PERFUSOR SPACE | 3303.9 | 2017-12-14 | 0
TX CHILDRENS | BE00086884 | 329329 | SYRINGE INFUSION PUMP | B BRAUN MEDICAL INC | PERFUSOR SPACE | 3303.9 | 2017-12-14 | 0
TX CHILDRENS | BE00086832 | 329417 | SYRINGE INFUSION PUMP | B BRAUN MEDICAL INC | PERFUSOR SPACE | 3303.9 | 2017-12-14 | 0
TX CHILDRENS | BE00086806 | 329326 | SYRINGE INFUSION PUMP | B BRAUN MEDICAL INC | PERFUSOR SPACE | 3303.9 | 2017-12-14 | 0
TX CHILDRENS | BE00086827 | 332328 | SYRINGE INFUSION PUMP | B BRAUN MEDICAL INC | PERFUSOR SPACE | 3303.9 | 2017-12-14 | 0
TX CHILDRENS | BE00086867 | 329363 | SYRINGE INFUSION PUMP | B BRAUN MEDICAL INC | PERFUSOR SPACE | 3303.9 | 2017-12-14 | 0
TX CHILDRENS | BE00086810 | 329300 | SYRINGE INFUSION PUMP | B BRAUN MEDICAL INC | PERFUSOR SPACE | 3303.9 | 2017-12-14 | 0
TX CHILDRENS | BE00086869 | 329437 | SYRINGE INFUSION PUMP | B BRAUN MEDICAL INC | PERFUSOR SPACE | 3303.9 | 2017-12-14 | 0
TX CHILDRENS | BE00086866 | 329313 | SYRINGE INFUSION PUMP | B BRAUN MEDICAL INC | PERFUSOR SPACE | 3303.9 | 2017-12-14 | 0
TX CHILDRENS | BE00086817 | 329364 | SYRINGE INFUSION PUMP | B BRAUN MEDICAL INC | PERFUSOR SPACE | 3303.9 | 2017-12-14 | 0
TX CHILDRENS | BE00086841 | 329348 | SYRINGE INFUSION PUMP | B BRAUN MEDICAL INC | PERFUSOR SPACE | 3303.9 | 2017-12-14 | 0
TX CHILDRENS | BE00086819 | 329302 | SYRINGE INFUSION PUMP | B BRAUN MEDICAL INC | PERFUSOR SPACE | 3303.9 | 2017-12-14 | 0
TX CHILDRENS | BE00086876 | 329337 | SYRINGE INFUSION PUMP | B BRAUN MEDICAL INC | PERFUSOR SPACE | 3303.9 | 2017-12-14 | 0
TX CHILDRENS | BE00086873 | 332386 | SYRINGE INFUSION PUMP | B BRAUN MEDICAL INC | PERFUSOR SPACE | 3303.9 | 2017-12-14 | 0
TX CHILDRENS | BE00086887 | 329427 | SYRINGE INFUSION PUMP | B BRAUN MEDICAL INC | PERFUSOR SPACE | 3303.9 | 2017-12-14 | 0
TX CHILDRENS | BE00086892 | 329447 | SYRINGE INFUSION PUMP | B BRAUN MEDICAL INC | PERFUSOR SPACE | 3303.9 | 2017-12-14 | 0
TX CHILDRENS | BE00086889 | 329387 | SYRINGE INFUSION PUMP | B BRAUN MEDICAL INC | PERFUSOR SPACE | 3303.9 | 2017-12-14 | 0
TX CHILDRENS | BE00086814 | 329429 | SYRINGE INFUSION PUMP | B BRAUN MEDICAL INC | PERFUSOR SPACE | 3303.9 | 2017-12-14 | 0
TX CHILDRENS | BE00086830 | 329309 | SYRINGE INFUSION PUMP | B BRAUN MEDICAL INC | PERFUSOR SPACE | 3303.9 | 2017-12-14 | 0
TX CHILDRENS | BE00086858 | 329312 | SYRINGE INFUSION PUMP | B BRAUN MEDICAL INC | PERFUSOR SPACE | 3303.9 | 2017-12-14 | 0
TX CHILDRENS | BE00086828 | 329450 | SYRINGE INFUSION PUMP | B BRAUN MEDICAL INC | PERFUSOR SPACE | 3303.9 | 2017-12-14 | 0
TX CHILDRENS | BE00086813 | 332326 | SYRINGE INFUSION PUMP | B BRAUN MEDICAL INC | PERFUSOR SPACE | 3303.9 | 2017-12-14 | 0
TX CHILDRENS | BE00086809 | 329304 | SYRINGE INFUSION PUMP | B BRAUN MEDICAL INC | PERFUSOR SPACE | 3303.9 | 2017-12-14 | 0
TX CHILDRENS | BE00086860 | 329385 | SYRINGE INFUSION PUMP | B BRAUN MEDICAL INC | PERFUSOR SPACE | 3303.9 | 2017-12-14 | 0
TX CHILDRENS | BE00086856 | 329349 | SYRINGE INFUSION PUMP | B BRAUN MEDICAL INC | PERFUSOR SPACE | 3303.9 | 2017-12-14 | 0
TX CHILDRENS | BE00086864 | 329389 | SYRINGE INFUSION PUMP | B BRAUN MEDICAL INC | PERFUSOR SPACE | 3303.9 | 2017-12-14 | 0
TX CHILDRENS | BE00086822 | 329392 | SYRINGE INFUSION PUMP | B BRAUN MEDICAL INC | PERFUSOR SPACE | 3303.9 | 2017-12-14 | 0
TX CHILDRENS | BE00086899 | 332362 | SYRINGE INFUSION PUMP | B BRAUN MEDICAL INC | PERFUSOR SPACE | 3303.9 | 2017-12-14 | 0
TX CHILDRENS | BE00086845 | 332387 | SYRINGE INFUSION PUMP | B BRAUN MEDICAL INC | PERFUSOR SPACE | 3303.9 | 2017-12-14 | 0
TX CHILDRENS | BE00086842 | 329405 | SYRINGE INFUSION PUMP | B BRAUN MEDICAL INC | PERFUSOR SPACE | 3303.9 | 2017-12-14 | 0
TX CHILDRENS | BE00086851 | 329325 | SYRINGE INFUSION PUMP | B BRAUN MEDICAL INC | PERFUSOR SPACE | 3303.9 | 2017-12-14 | 0
TX CHILDRENS | BE00086849 | 329315 | SYRINGE INFUSION PUMP | B BRAUN MEDICAL INC | PERFUSOR SPACE | 3303.9 | 2017-12-14 | 0
TX CHILDRENS | BE00086826 | 329319 | SYRINGE INFUSION PUMP | B BRAUN MEDICAL INC | PERFUSOR SPACE | 3303.9 | 2017-12-14 | 0
TX CHILDRENS | BE00086875 | 332400 | SYRINGE INFUSION PUMP | B BRAUN MEDICAL INC | PERFUSOR SPACE | 3303.9 | 2017-12-14 | 0
TX CHILDRENS | BE00086897 | 329338 | SYRINGE INFUSION PUMP | B BRAUN MEDICAL INC | PERFUSOR SPACE | 3303.9 | 2017-12-14 | 0
TX CHILDRENS | BE00086894 | 332356 | SYRINGE INFUSION PUMP | B BRAUN MEDICAL INC | PERFUSOR SPACE | 3303.9 | 2017-12-14 | 0
TX CHILDRENS | BE00086818 | 329358 | SYRINGE INFUSION PUMP | B BRAUN MEDICAL INC | PERFUSOR SPACE | 3303.9 | 2017-12-14 | 0
TX CHILDRENS | BE00086871 | 329441 | SYRINGE INFUSION PUMP | B BRAUN MEDICAL INC | PERFUSOR SPACE | 3303.9 | 2017-12-14 | 0
TX CHILDRENS | BE00086886 | 329288 | SYRINGE INFUSION PUMP | B BRAUN MEDICAL INC | PERFUSOR SPACE | 3303.9 | 2017-12-14 | 0
TX CHILDRENS | BE00086862 | 332329 | SYRINGE INFUSION PUMP | B BRAUN MEDICAL INC | PERFUSOR SPACE | 3303.9 | 2017-12-14 | 0
TX CHILDRENS | BE00086834 | 329307 | SYRINGE INFUSION PUMP | B BRAUN MEDICAL INC | PERFUSOR SPACE | 3303.9 | 2017-12-14 | 0
TX CHILDRENS | BE00086880 | 329409 | SYRINGE INFUSION PUMP | B BRAUN MEDICAL INC | PERFUSOR SPACE | 3303.9 | 2017-12-14 | 0
TX CHILDRENS | BE00086833 | 329342 | SYRINGE INFUSION PUMP | B BRAUN MEDICAL INC | PERFUSOR SPACE | 3303.9 | 2017-12-14 | 0
TX CHILDRENS | BE00086807 | 329366 | SYRINGE INFUSION PUMP | B BRAUN MEDICAL INC | PERFUSOR SPACE | 3303.9 | 2017-12-14 | 0
TX CHILDRENS | BE00086857 | 332365 | SYRINGE INFUSION PUMP | B BRAUN MEDICAL INC | PERFUSOR SPACE | 3303.9 | 2017-12-14 | 0
TX CHILDRENS | BE00086855 | 329445 | SYRINGE INFUSION PUMP | B BRAUN MEDICAL INC | PERFUSOR SPACE | 3303.9 | 2017-12-14 | 0
TX CHILDRENS | BE00086888 | 329333 | SYRINGE INFUSION PUMP | B BRAUN MEDICAL INC | PERFUSOR SPACE | 3303.9 | 2017-12-14 | 0
TX CHILDRENS | BE00086891 | 329399 | SYRINGE INFUSION PUMP | B BRAUN MEDICAL INC | PERFUSOR SPACE | 3303.9 | 2017-12-14 | 0
TX CHILDRENS | BE00086839 | 329444 | SYRINGE INFUSION PUMP | B BRAUN MEDICAL INC | PERFUSOR SPACE | 3303.9 | 2017-12-14 | 0
TX CHILDRENS | BE00086835 | 329332 | SYRINGE INFUSION PUMP | B BRAUN MEDICAL INC | PERFUSOR SPACE | 3303.9 | 2017-12-14 | 0
TX CHILDRENS | BE00086893 | 329310 | SYRINGE INFUSION PUMP | B BRAUN MEDICAL INC | PERFUSOR SPACE | 3303.9 | 2017-12-14 | 0
TX CHILDRENS | BE00086898 | 329321 | SYRINGE INFUSION PUMP | B BRAUN MEDICAL INC | PERFUSOR SPACE | 3303.9 | 2017-12-14 | 0
TX CHILDRENS | BE00086820 | 329355 | SYRINGE INFUSION PUMP | B BRAUN MEDICAL INC | PERFUSOR SPACE | 3303.9 | 2017-12-14 | 0
TX CHILDRENS | BE00086815 | 329339 | SYRINGE INFUSION PUMP | B BRAUN MEDICAL INC | PERFUSOR SPACE | 3303.9 | 2017-12-14 | 0
TX CHILDRENS | BE00086877 | 329318 | SYRINGE INFUSION PUMP | B BRAUN MEDICAL INC | PERFUSOR SPACE | 3303.9 | 2017-12-14 | 0
TX CHILDRENS | BE00086890 | 329292 | SYRINGE INFUSION PUMP | B BRAUN MEDICAL INC | PERFUSOR SPACE | 3303.9 | 2017-12-14 | 0
TX CHILDRENS | BE00086865 | 329336 | SYRINGE INFUSION PUMP | B BRAUN MEDICAL INC | PERFUSOR SPACE | 3303.9 | 2017-12-14 | 0
TX CHILDRENS | BE00086837 | 329415 | SYRINGE INFUSION PUMP | B BRAUN MEDICAL INC | PERFUSOR SPACE | 3303.9 | 2017-12-14 | 0
TX CHILDRENS | BE00086895 | 332334 | SYRINGE INFUSION PUMP | B BRAUN MEDICAL INC | PERFUSOR SPACE | 3303.9 | 2017-12-14 | 0
TX CHILDRENS | BE00086843 | 329439 | SYRINGE INFUSION PUMP | B BRAUN MEDICAL INC | PERFUSOR SPACE | 3303.9 | 2017-12-14 | 0
TX CHILDRENS | BE00086874 | 332351 | SYRINGE INFUSION PUMP | B BRAUN MEDICAL INC | PERFUSOR SPACE | 3303.9 | 2017-12-14 | 0
TX CHILDRENS | BE00086824 | 329418 | SYRINGE INFUSION PUMP | B BRAUN MEDICAL INC | PERFUSOR SPACE | 3303.9 | 2017-12-14 | 0
TX CHILDRENS | BE00086846 | 332337 | SYRINGE INFUSION PUMP | B BRAUN MEDICAL INC | PERFUSOR SPACE | 3303.9 | 2017-12-14 | 0
TX CHILDRENS | BE00086848 | 329413 | SYRINGE INFUSION PUMP | B BRAUN MEDICAL INC | PERFUSOR SPACE | 3303.9 | 2017-12-14 | 0
TX CHILDRENS | BE00086882 | 329359 | SYRINGE INFUSION PUMP | B BRAUN MEDICAL INC | PERFUSOR SPACE | 3303.9 | 2017-12-14 | 0
TX CHILDRENS | BE00086805 | 329317 | SYRINGE INFUSION PUMP | B BRAUN MEDICAL INC | PERFUSOR SPACE | 3303.9 | 2017-12-14 | 0
TX CHILDRENS | BE00086811 | 332332 | SYRINGE INFUSION PUMP | B BRAUN MEDICAL INC | PERFUSOR SPACE | 3303.9 | 2017-12-14 | 0
TX CHILDRENS | BE00086838 | 329375 | SYRINGE INFUSION PUMP | B BRAUN MEDICAL INC | PERFUSOR SPACE | 3303.9 | 2017-12-14 | 0
TX CHILDRENS | BE00086863 | 332406 | SYRINGE INFUSION PUMP | B BRAUN MEDICAL INC | PERFUSOR SPACE | 3303.9 | 2017-12-14 | 0
TX CHILDRENS | BE00086812 | 329341 | SYRINGE INFUSION PUMP | B BRAUN MEDICAL INC | PERFUSOR SPACE | 3303.9 | 2017-12-14 | 0
TX CHILDRENS | BE00086885 | 329433 | SYRINGE INFUSION PUMP | B BRAUN MEDICAL INC | PERFUSOR SPACE | 3303.9 | 2017-12-14 | 0
TX CHILDRENS | BE00086808 | 329369 | SYRINGE INFUSION PUMP | B BRAUN MEDICAL INC | PERFUSOR SPACE | 3303.9 | 2017-12-14 | 0
TX CHILDRENS | BE00086836 | 329350 | SYRINGE INFUSION PUMP | B BRAUN MEDICAL INC | PERFUSOR SPACE | 3303.9 | 2017-12-14 | 0
TX CHILDRENS | BE00086861 | 329323 | SYRINGE INFUSION PUMP | B BRAUN MEDICAL INC | PERFUSOR SPACE | 3303.9 | 2017-12-14 | 0
TX CHILDRENS | BE00086840 | 329395 | SYRINGE INFUSION PUMP | B BRAUN MEDICAL INC | PERFUSOR SPACE | 3303.9 | 2017-12-14 | 0
TX CHILDRENS | BE00086868 | 329379 | SYRINGE INFUSION PUMP | B BRAUN MEDICAL INC | PERFUSOR SPACE | 3303.9 | 2017-12-14 | 0
TX CHILDRENS | BE00086816 | 329377 | SYRINGE INFUSION PUMP | B BRAUN MEDICAL INC | PERFUSOR SPACE | 3303.9 | 2017-12-14 | 0
TX CHILDRENS | BE00086870 | 329430 | SYRINGE INFUSION PUMP | B BRAUN MEDICAL INC | PERFUSOR SPACE | 3303.9 | 2017-12-14 | 0
TX CHILDRENS | BE00086825 | 329443 | SYRINGE INFUSION PUMP | B BRAUN MEDICAL INC | PERFUSOR SPACE | 3303.9 | 2017-12-14 | 0
TX CHILDRENS | BE00086872 | 329425 | SYRINGE INFUSION PUMP | B BRAUN MEDICAL INC | PERFUSOR SPACE | 3303.9 | 2017-12-14 | 0
TX CHILDRENS | BE00086896 | 329416 | SYRINGE INFUSION PUMP | B BRAUN MEDICAL INC | PERFUSOR SPACE | 3303.9 | 2017-12-14 | 0
TX CHILDRENS | BE00086844 | 329440 | SYRINGE INFUSION PUMP | B BRAUN MEDICAL INC | PERFUSOR SPACE | 3303.9 | 2017-12-14 | 0
TX CHILDRENS | BE00086853 | 329381 | SYRINGE INFUSION PUMP | B BRAUN MEDICAL INC | PERFUSOR SPACE | 3303.9 | 2017-12-14 | 0
TX CHILDRENS | BE00086881 | 332352 | SYRINGE INFUSION PUMP | B BRAUN MEDICAL INC | PERFUSOR SPACE | 3303.9 | 2017-12-14 | 0
TX CHILDRENS | BE00086859 | 329335 | SYRINGE INFUSION PUMP | B BRAUN MEDICAL INC | PERFUSOR SPACE | 3303.9 | 2017-12-14 | 0
TX CHILDRENS | BE00086883 | 329327 | SYRINGE INFUSION PUMP | B BRAUN MEDICAL INC | PERFUSOR SPACE | 3303.9 | 2017-12-14 | 0
TX CHILDRENS | BE00086878 | 329295 | SYRINGE INFUSION PUMP | B BRAUN MEDICAL INC | PERFUSOR SPACE | 3303.9 | 2017-12-14 | 0
TX CHILDRENS | BE00086821 | 329303 | SYRINGE INFUSION PUMP | B BRAUN MEDICAL INC | PERFUSOR SPACE | 3303.9 | 2017-12-14 | 0
TX CHILDRENS | BE00036968 | A2412-2571-020 | MICROSCOPE | Fisher Scientific Company LLC | MICROMASTER | 3302.72 | 2012-05-03 | 0
TX CHILDRENS | BE00035995 | GHNA06140 | HEMODIALYSIS SYSTEM ACCESSORY | GAMBRO INC. | PRISMAFLO II | 3300 | 2013-01-30 | 0
TX CHILDRENS | BE00065224 | E01580 | HEMODIALYSIS SYSTEM ACCESSORY | GAMBRO INC. | PRISMAFLO II S | 3300 | 2016-09-15 | 0
TX CHILDRENS | BE00125387 | HGAD60288 | PHOTOTHERAPY UNIT, NEONATAL | GE Precision Healthcare LLC | BILISOFT 2.0 | 3300 | 2025-06-24 | 0
TX CHILDRENS | BE00059845 | E00595 | HEMODIALYSIS SYSTEM ACCESSORY | GAMBRO INC. | PRISMAFLO II | 3300 | 2014-08-11 | 0
TX CHILDRENS | BE00035294 | NONE | PORTABLE AIR COMPRESSOR | LAERDAL MEDICAL CORP | DSS11-2 | 3300 | 2013-07-01 | 0
TX CHILDRENS | KN7003051 | 1126149219 | SCALE | METTLER | AB204-S | 3300 | 2006-06-13 | 0
TX CHILDRENS | BE00088443 | OT9260 | LIGHT SOURCE | KARL STORZ ENDOSCOPY-AMERICA INC | 201614 20 | 3300 | 2018-03-13 | 0
TX CHILDRENS | BE00088441 | OT9262 | LIGHT SOURCE | KARL STORZ ENDOSCOPY-AMERICA INC | 201614 20 | 3300 | 2018-03-13 | 0
TX CHILDRENS | BE00088442 | OT9266 | LIGHT SOURCE | KARL STORZ ENDOSCOPY-AMERICA INC | 201614 20 | 3300 | 2018-03-13 | 0
TX CHILDRENS | BE00059844 | E00594 | HEMODIALYSIS SYSTEM ACCESSORY | GAMBRO INC. | PRISMAFLO II | 3300 | 2014-08-11 | 0
TX CHILDRENS | BE00123268 | HGAC60456 | PHOTOTHERAPY UNIT, NEONATAL | GE Precision Healthcare LLC | BILISOFT 2.0 | 3300 | 2025-06-24 | 0
TX CHILDRENS | BE00035998 | GHNA06281 | HEMODIALYSIS SYSTEM ACCESSORY | GAMBRO INC. | PRISMAFLO II | 3300 | 2013-01-30 | 0
TX CHILDRENS | BE00065225 | E01581 | HEMODIALYSIS SYSTEM ACCESSORY | GAMBRO INC. | PRISMAFLO II S | 3300 | 2016-09-15 | 0
TX CHILDRENS | BE00011701 | 3377 | CONTINUOUS PASSIVE MOTION (CPM) | KINETEC USA INC | 6080 ELBOW CPM | 3300 | 2011-10-01 | 0
TX CHILDRENS | BE00034830 | 97523933 | CAPNOGRAPH | NELLCOR PURITAN BENNETT LLC | N-85 | 3300 | 2013-02-02 | 0
TX CHILDRENS | BE00035996 | GHNA06259 | HEMODIALYSIS SYSTEM ACCESSORY | GAMBRO INC. | PRISMAFLO II | 3300 | 2013-01-30 | 0
TX CHILDRENS | BE00125386 | HGAD60263 | PHOTOTHERAPY UNIT, NEONATAL | GE Precision Healthcare LLC | BILISOFT 2.0 | 3300 | 2025-06-24 | 0
TX CHILDRENS | BE00088444 | UT10333 | LIGHT SOURCE | KARL STORZ ENDOSCOPY-AMERICA INC | 201614 20 | 3300 | 2018-03-13 | 0
TX CHILDRENS | BE00035295 | NONE | PORTABLE AIR COMPRESSOR | LAERDAL MEDICAL CORP | DSS11-2 | 3300 | 2013-07-01 | 0
TX CHILDRENS | BE00035293 | NONE | PORTABLE AIR COMPRESSOR | LAERDAL MEDICAL CORP | DSS11-2 | 3300 | 2013-07-01 | 0
TX CHILDRENS | BE00035997 | GHNA06260 | HEMODIALYSIS SYSTEM ACCESSORY | GAMBRO INC. | PRISMAFLO II | 3300 | 2013-01-30 | 0
TX CHILDRENS | BE00123269 | HGAC61012 | PHOTOTHERAPY UNIT, NEONATAL | GE Precision Healthcare LLC | BILISOFT 2.0 | 3300 | 2025-06-24 | 0
TX CHILDRENS | KN216121 | 2403258 | THERAPEUTIC TREATMENT BED | MIDLAND INDUSTRIAL SUPPLY CO | 22284 | 3299 | 2004-04-01 | 0
TX CHILDRENS | BE00128025 | 2024157501102 | COMPUTER CART | STRYKER CORP | 0694-002-001 | 3291.31 | 2025-09-10 | 0
TX CHILDRENS | BE00128024 | 2024157500729 | COMPUTER CART | STRYKER CORP | 0694-002-001 | 3291.31 | 2025-09-10 | 0
TX CHILDRENS | BE00126598 | 2024157500729 | COMPUTER CART | STRYKER CORP | 0694-002-001 | 3291.31 | 2025-09-10 | 0
TX CHILDRENS | KN208446 | B055379 | OSCILLOSCOPE | TEKTRONIX (TOLL FREE) | THS720P | 3290 | 2004-12-18 | 0
TX CHILDRENS | KN200991 | G9Y11102 | MULTI MEDIA PROJECTOR | PROXIMA CORP | LS1 | 3289 | 2001-01-12 | 0
TX CHILDRENS | BE00124682 | 16317232 | SMART PUMP CONTROLLER | BECTON DICKINSON | 8015 | 3288.96 | 2025-01-31 | 0
TX CHILDRENS | BE00124639 | 16315628 | SMART PUMP CONTROLLER | BECTON DICKINSON | 8015 | 3288.96 | 2025-01-31 | 0
TX CHILDRENS | BE00124712 | 16317671 | SMART PUMP CONTROLLER | BECTON DICKINSON | 8015 | 3288.96 | 2025-01-31 | 0
TX CHILDRENS | BE00124710 | 16317642 | SMART PUMP CONTROLLER | BECTON DICKINSON | 8015 | 3288.96 | 2025-01-31 | 0
TX CHILDRENS | BE00124770 | 16316928 | SMART PUMP CONTROLLER | BECTON DICKINSON | 8015 | 3288.96 | 2025-01-31 | 0
TX CHILDRENS | BE00124768 | 16316852 | SMART PUMP CONTROLLER | BECTON DICKINSON | 8015 | 3288.96 | 2025-01-31 | 0
TX CHILDRENS | BE00124754 | 16316703 | SMART PUMP CONTROLLER | BECTON DICKINSON | 8015 | 3288.96 | 2025-01-31 | 0
TX CHILDRENS | BE00124778 | 16316999 | SMART PUMP CONTROLLER | BECTON DICKINSON | 8015 | 3288.96 | 2025-01-31 | 0
TX CHILDRENS | BE00114782 | 15957655 | SMART PUMP CONTROLLER | BECTON DICKINSON | 8015 | 3288.96 | 2022-02-01 | 0
TX CHILDRENS | BE00124816 | 16318252 | SMART PUMP CONTROLLER | BECTON DICKINSON | 8015 | 3288.96 | 2025-01-31 | 0
TX CHILDRENS | BE00124745 | 16315677 | SMART PUMP CONTROLLER | BECTON DICKINSON | 8015 | 3288.96 | 2025-01-31 | 0
TX CHILDRENS | BE00124731 | 16317294 | SMART PUMP CONTROLLER | BECTON DICKINSON | 8015 | 3288.96 | 2025-01-31 | 0
TX CHILDRENS | BE00114958 | 15957639 | SMART PUMP CONTROLLER | BECTON DICKINSON | 8015 | 3288.96 | 2022-02-01 | 0
TX CHILDRENS | BE00124799 | 16317049 | SMART PUMP CONTROLLER | BECTON DICKINSON | 8015 | 3288.96 | 2025-01-31 | 0
TX CHILDRENS | BE00124701 | 16317289 | SMART PUMP CONTROLLER | BECTON DICKINSON | 8015 | 3288.96 | 2025-01-31 | 0
TX CHILDRENS | BE00124721 | 16315680 | SMART PUMP CONTROLLER | BECTON DICKINSON | 8015 | 3288.96 | 2025-01-31 | 0
TX CHILDRENS | BE00117599 | 16051475 | SMART PUMP CONTROLLER | BECTON DICKINSON | 8015 | 3288.96 | 2023-08-30 | 0
TX CHILDRENS | BE00124677 | 16316744 | SMART PUMP CONTROLLER | BECTON DICKINSON | 8015 | 3288.96 | 2025-01-31 | 0
TX CHILDRENS | BE00124673 | 16317677 | SMART PUMP CONTROLLER | BECTON DICKINSON | 8015 | 3288.96 | 2025-01-31 | 0
TX CHILDRENS | BE00124675 | 16316711 | SMART PUMP CONTROLLER | BECTON DICKINSON | 8015 | 3288.96 | 2025-01-31 | 0
TX CHILDRENS | BE00124790 | 16317283 | SMART PUMP CONTROLLER | BECTON DICKINSON | 8015 | 3288.96 | 2025-01-31 | 0
TX CHILDRENS | BE00114903 | 15957917 | SMART PUMP CONTROLLER | BECTON DICKINSON | 8015 | 3288.96 | 2022-02-01 | 0
TX CHILDRENS | BE00124748 | 16316447 | SMART PUMP CONTROLLER | BECTON DICKINSON | 8015 | 3288.96 | 2025-01-31 | 0
TX CHILDRENS | BE00124653 | 16316292 | SMART PUMP CONTROLLER | BECTON DICKINSON | 8015 | 3288.96 | 2025-01-31 | 0
TX CHILDRENS | BE00124757 | 16317687 | SMART PUMP CONTROLLER | BECTON DICKINSON | 8015 | 3288.96 | 2025-01-31 | 0
TX CHILDRENS | BE00114896 | 15957234 | SMART PUMP CONTROLLER | BECTON DICKINSON | 8015 | 3288.96 | 2022-02-01 | 0
TX CHILDRENS | BE00124803 | 16317685 | SMART PUMP CONTROLLER | BECTON DICKINSON | 8015 | 3288.96 | 2025-01-31 | 0
TX CHILDRENS | BE00124807 | 16316370 | SMART PUMP CONTROLLER | BECTON DICKINSON | 8015 | 3288.96 | 2025-01-31 | 0
TX CHILDRENS | BE00124642 | 16315812 | SMART PUMP CONTROLLER | BECTON DICKINSON | 8015 | 3288.96 | 2025-01-31 | 0
TX CHILDRENS | BE00114892 | 15957904 | SMART PUMP CONTROLLER | BECTON DICKINSON | 8015 | 3288.96 | 2022-02-01 | 0
TX CHILDRENS | BE00114888 | 15957646 | SMART PUMP CONTROLLER | BECTON DICKINSON | 8015 | 3288.96 | 2022-02-01 | 0
TX CHILDRENS | BE00124727 | 16318258 | SMART PUMP CONTROLLER | BECTON DICKINSON | 8015 | 3288.96 | 2025-01-31 | 0
TX CHILDRENS | BE00124703 | 16317312 | SMART PUMP CONTROLLER | BECTON DICKINSON | 8015 | 3288.96 | 2025-01-31 | 0
TX CHILDRENS | BE00114787 | 15957733 | SMART PUMP CONTROLLER | BECTON DICKINSON | 8015 | 3288.96 | 2022-02-01 | 0
TX CHILDRENS | BE00124658 | 16315624 | SMART PUMP CONTROLLER | BECTON DICKINSON | 8015 | 3288.96 | 2025-01-31 | 0
TX CHILDRENS | BE00124729 | 16317540 | SMART PUMP CONTROLLER | BECTON DICKINSON | 8015 | 3288.96 | 2025-01-31 | 0
TX CHILDRENS | BE00124707 | 16317817 | SMART PUMP CONTROLLER | BECTON DICKINSON | 8015 | 3288.96 | 2025-01-31 | 0
TX CHILDRENS | BE00120087 | 16114097 | SMART PUMP CONTROLLER | BECTON DICKINSON | 8015 | 3288.96 | 2024-05-17 | 0
TX CHILDRENS | BE00114774 | 15957687 | SMART PUMP CONTROLLER | BECTON DICKINSON | 8015 | 3288.96 | 2022-02-01 | 0
TX CHILDRENS | BE00124649 | 16316107 | SMART PUMP CONTROLLER | BECTON DICKINSON | 8015 | 3288.96 | 2025-01-31 | 0
TX CHILDRENS | BE00124738 | 16316043 | SMART PUMP CONTROLLER | BECTON DICKINSON | 8015 | 3288.96 | 2025-01-31 | 0
TX CHILDRENS | BE00124717 | 16317848 | SMART PUMP CONTROLLER | BECTON DICKINSON | 8015 | 3288.96 | 2025-01-31 | 0
TX CHILDRENS | BE00124811 | 16317897 | SMART PUMP CONTROLLER | BECTON DICKINSON | 8015 | 3288.96 | 2025-01-31 | 0
TX CHILDRENS | BE00124764 | 16316681 | SMART PUMP CONTROLLER | BECTON DICKINSON | 8015 | 3288.96 | 2025-01-31 | 0
TX CHILDRENS | BE00124697 | 16316706 | SMART PUMP CONTROLLER | BECTON DICKINSON | 8015 | 3288.96 | 2025-01-31 | 0
TX CHILDRENS | BE00114786 | 15957740 | SMART PUMP CONTROLLER | BECTON DICKINSON | 8015 | 3288.96 | 2022-02-01 | 0
TX CHILDRENS | BE00124656 | 16315826 | SMART PUMP CONTROLLER | BECTON DICKINSON | 8015 | 3288.96 | 2025-01-31 | 0
TX CHILDRENS | BE00114899 | 15957693 | SMART PUMP CONTROLLER | BECTON DICKINSON | 8015 | 3288.96 | 2022-02-01 | 0
TX CHILDRENS | BE00114898 | 15957742 | SMART PUMP CONTROLLER | BECTON DICKINSON | 8015 | 3288.96 | 2022-02-01 | 0
TX CHILDRENS | BE00117122 | 16052089 | SMART PUMP CONTROLLER | BECTON DICKINSON | 8015 | 3288.96 | 2023-04-19 | 0
TX CHILDRENS | BE00124741 | 16316164 | SMART PUMP CONTROLLER | BECTON DICKINSON | 8015 | 3288.96 | 2025-01-31 | 0
TX CHILDRENS | BE00114778 | 15957907 | SMART PUMP CONTROLLER | BECTON DICKINSON | 8015 | 3288.96 | 2022-02-01 | 0
TX CHILDRENS | BE00124692 | 16317129 | SMART PUMP CONTROLLER | BECTON DICKINSON | 8015 | 3288.96 | 2025-01-31 | 0
TX CHILDRENS | BE00124733 | 16316664 | SMART PUMP CONTROLLER | BECTON DICKINSON | 8015 | 3288.96 | 2025-01-31 | 0
TX CHILDRENS | BE00124756 | 16317313 | SMART PUMP CONTROLLER | BECTON DICKINSON | 8015 | 3288.96 | 2025-01-31 | 0
TX CHILDRENS | BE00124664 | 16316570 | SMART PUMP CONTROLLER | BECTON DICKINSON | 8015 | 3288.96 | 2025-01-31 | 0
TX CHILDRENS | BE00114897 | 15957702 | SMART PUMP CONTROLLER | BECTON DICKINSON | 8015 | 3288.96 | 2022-02-01 | 0
TX CHILDRENS | BE00124689 | 16317268 | SMART PUMP CONTROLLER | BECTON DICKINSON | 8015 | 3288.96 | 2025-01-31 | 0
TX CHILDRENS | BE00124780 | 16317113 | SMART PUMP CONTROLLER | BECTON DICKINSON | 8015 | 3288.96 | 2025-01-31 | 0
TX CHILDRENS | BE00124805 | 16317821 | SMART PUMP CONTROLLER | BECTON DICKINSON | 8015 | 3288.96 | 2025-01-31 | 0
TX CHILDRENS | BE00124691 | 16317119 | SMART PUMP CONTROLLER | BECTON DICKINSON | 8015 | 3288.96 | 2025-01-31 | 0
TX CHILDRENS | BE00124783 | 16318239 | SMART PUMP CONTROLLER | BECTON DICKINSON | 8015 | 3288.96 | 2025-01-31 | 0
TX CHILDRENS | BE00117485 | 16053827 | SMART PUMP CONTROLLER | BECTON DICKINSON | 8015 | 3288.96 | 2023-06-13 | 0
TX CHILDRENS | BE00124685 | 16316982 | SMART PUMP CONTROLLER | BECTON DICKINSON | 8015 | 3288.96 | 2025-01-31 | 0
TX CHILDRENS | BE00124760 | 16316674 | SMART PUMP CONTROLLER | BECTON DICKINSON | 8015 | 3288.96 | 2025-01-31 | 0
TX CHILDRENS | BE00120085 | 16114074 | SMART PUMP CONTROLLER | BECTON DICKINSON | 8015 | 3288.96 | 2024-05-17 | 0
TX CHILDRENS | BE00114965 | 15957710 | SMART PUMP CONTROLLER | BECTON DICKINSON | 8015 | 3288.96 | 2022-02-01 | 0
TX CHILDRENS | BE00124759 | 16316660 | SMART PUMP CONTROLLER | BECTON DICKINSON | 8015 | 3288.96 | 2025-01-31 | 0
TX CHILDRENS | BE00124667 | 16316648 | SMART PUMP CONTROLLER | BECTON DICKINSON | 8015 | 3288.96 | 2025-01-31 | 0
TX CHILDRENS | BE00124666 | 16316631 | SMART PUMP CONTROLLER | BECTON DICKINSON | 8015 | 3288.96 | 2025-01-31 | 0
TX CHILDRENS | BE00117486 | 16053819 | SMART PUMP CONTROLLER | BECTON DICKINSON | 8015 | 3288.96 | 2023-06-13 | 0
TX CHILDRENS | BE00114894 | 15957645 | SMART PUMP CONTROLLER | BECTON DICKINSON | 8015 | 3288.96 | 2022-02-01 | 0
TX CHILDRENS | BE00114960 | 15957698 | SMART PUMP CONTROLLER | BECTON DICKINSON | 8015 | 3288.96 | 2022-02-01 | 0
TX CHILDRENS | BE00124699 | 16317269 | SMART PUMP CONTROLLER | BECTON DICKINSON | 8015 | 3288.96 | 2025-01-31 | 0
TX CHILDRENS | BE00124774 | 16316658 | SMART PUMP CONTROLLER | BECTON DICKINSON | 8015 | 3288.96 | 2025-01-31 | 0
TX CHILDRENS | BE00124705 | 16317400 | SMART PUMP CONTROLLER | BECTON DICKINSON | 8015 | 3288.96 | 2025-01-31 | 0
TX CHILDRENS | BE00124753 | 16317478 | SMART PUMP CONTROLLER | BECTON DICKINSON | 8015 | 3288.96 | 2025-01-31 | 0
TX CHILDRENS | BE00124663 | 16316556 | SMART PUMP CONTROLLER | BECTON DICKINSON | 8015 | 3288.96 | 2025-01-31 | 0
TX CHILDRENS | BE00124638 | 16316320 | SMART PUMP CONTROLLER | BECTON DICKINSON | 8015 | 3288.96 | 2025-01-31 | 0
TX CHILDRENS | BE00114890 | 15957699 | SMART PUMP CONTROLLER | BECTON DICKINSON | 8015 | 3288.96 | 2022-02-01 | 0
TX CHILDRENS | BE00114885 | 15957725 | SMART PUMP CONTROLLER | BECTON DICKINSON | 8015 | 3288.96 | 2022-02-01 | 0
TX CHILDRENS | BE00124750 | 16317147 | SMART PUMP CONTROLLER | BECTON DICKINSON | 8015 | 3288.96 | 2025-01-31 | 0
TX CHILDRENS | BE00124776 | 16317409 | SMART PUMP CONTROLLER | BECTON DICKINSON | 8015 | 3288.96 | 2025-01-31 | 0
TX CHILDRENS | BE00124797 | 16317506 | SMART PUMP CONTROLLER | BECTON DICKINSON | 8015 | 3288.96 | 2025-01-31 | 0
TX CHILDRENS | BE00124792 | 16317302 | SMART PUMP CONTROLLER | BECTON DICKINSON | 8015 | 3288.96 | 2025-01-31 | 0
TX CHILDRENS | BE00124772 | 16316949 | SMART PUMP CONTROLLER | BECTON DICKINSON | 8015 | 3288.96 | 2025-01-31 | 0
TX CHILDRENS | BE00114784 | 15957236 | SMART PUMP CONTROLLER | BECTON DICKINSON | 8015 | 3288.96 | 2022-02-01 | 0
TX CHILDRENS | BE00124794 | 16317314 | SMART PUMP CONTROLLER | BECTON DICKINSON | 8015 | 3288.96 | 2025-01-31 | 0
TX CHILDRENS | BE00124814 | 16318097 | SMART PUMP CONTROLLER | BECTON DICKINSON | 8015 | 3288.96 | 2025-01-31 | 0
TX CHILDRENS | BE00124725 | 16318238 | SMART PUMP CONTROLLER | BECTON DICKINSON | 8015 | 3288.96 | 2025-01-31 | 0
TX CHILDRENS | BE00114908 | 15957913 | SMART PUMP CONTROLLER | BECTON DICKINSON | 8015 | 3288.96 | 2022-02-01 | 0
TX CHILDRENS | BE00114780 | 15957756 | SMART PUMP CONTROLLER | BECTON DICKINSON | 8015 | 3288.96 | 2022-02-01 | 0
TX CHILDRENS | BE00117124 | 16052195 | SMART PUMP CONTROLLER | BECTON DICKINSON | 8015 | 3288.96 | 2023-04-19 | 0
TX CHILDRENS | BE00124693 | 16317132 | SMART PUMP CONTROLLER | BECTON DICKINSON | 8015 | 3288.96 | 2025-01-31 | 0
TX CHILDRENS | BE00124785 | 16317153 | SMART PUMP CONTROLLER | BECTON DICKINSON | 8015 | 3288.96 | 2025-01-31 | 0
TX CHILDRENS | BE00124646 | 16315824 | SMART PUMP CONTROLLER | BECTON DICKINSON | 8015 | 3288.96 | 2025-01-31 | 0
TX CHILDRENS | BE00114776 | 15957741 | SMART PUMP CONTROLLER | BECTON DICKINSON | 8015 | 3288.96 | 2022-02-01 | 0
TX CHILDRENS | BE00124696 | 16317252 | SMART PUMP CONTROLLER | BECTON DICKINSON | 8015 | 3288.96 | 2025-01-31 | 0
TX CHILDRENS | BE00117123 | 16052172 | SMART PUMP CONTROLLER | BECTON DICKINSON | 8015 | 3288.96 | 2023-04-19 | 0
TX CHILDRENS | BE00124763 | 16316704 | SMART PUMP CONTROLLER | BECTON DICKINSON | 8015 | 3288.96 | 2025-01-31 | 0
TX CHILDRENS | BE00124715 | 16316428 | SMART PUMP CONTROLLER | BECTON DICKINSON | 8015 | 3288.96 | 2025-01-31 | 0
TX CHILDRENS | BE00124659 | 16316456 | SMART PUMP CONTROLLER | BECTON DICKINSON | 8015 | 3288.96 | 2025-01-31 | 0
TX CHILDRENS | BE00124683 | 16316967 | SMART PUMP CONTROLLER | BECTON DICKINSON | 8015 | 3288.96 | 2025-01-31 | 0
TX CHILDRENS | BE00114772 | 15957565 | SMART PUMP CONTROLLER | BECTON DICKINSON | 8015 | 3288.96 | 2022-02-01 | 0
TX CHILDRENS | BE00124801 | 16317611 | SMART PUMP CONTROLLER | BECTON DICKINSON | 8015 | 3288.96 | 2025-01-31 | 0
TX CHILDRENS | BE00124723 | 16318055 | SMART PUMP CONTROLLER | BECTON DICKINSON | 8015 | 3288.96 | 2025-01-31 | 0
TX CHILDRENS | BE00124669 | 16318137 | SMART PUMP CONTROLLER | BECTON DICKINSON | 8015 | 3288.96 | 2025-01-31 | 0
TX CHILDRENS | BE00114901 | 15957711 | SMART PUMP CONTROLLER | BECTON DICKINSON | 8015 | 3288.96 | 2022-02-01 | 0
TX CHILDRENS | BE00124740 | 16316143 | SMART PUMP CONTROLLER | BECTON DICKINSON | 8015 | 3288.96 | 2025-01-31 | 0
TX CHILDRENS | BE00124650 | 16317901 | SMART PUMP CONTROLLER | BECTON DICKINSON | 8015 | 3288.96 | 2025-01-31 | 0
TX CHILDRENS | BE00124743 | 16317106 | SMART PUMP CONTROLLER | BECTON DICKINSON | 8015 | 3288.96 | 2025-01-31 | 0
TX CHILDRENS | BE00120086 | 16114098 | SMART PUMP CONTROLLER | BECTON DICKINSON | 8015 | 3288.96 | 2024-05-17 | 0
TX CHILDRENS | BE00124787 | 16317261 | SMART PUMP CONTROLLER | BECTON DICKINSON | 8015 | 3288.96 | 2025-01-31 | 0
TX CHILDRENS | BE00124766 | 16316715 | SMART PUMP CONTROLLER | BECTON DICKINSON | 8015 | 3288.96 | 2025-01-31 | 0
TX CHILDRENS | BE00124678 | 16317137 | SMART PUMP CONTROLLER | BECTON DICKINSON | 8015 | 3288.96 | 2025-01-31 | 0
TX CHILDRENS | BE00114905 | 15957695 | SMART PUMP CONTROLLER | BECTON DICKINSON | 8015 | 3288.96 | 2022-02-01 | 0
TX CHILDRENS | BE00114893 | 15957703 | SMART PUMP CONTROLLER | BECTON DICKINSON | 8015 | 3288.96 | 2022-02-01 | 0
TX CHILDRENS | BE00114963 | 15957686 | SMART PUMP CONTROLLER | BECTON DICKINSON | 8015 | 3288.96 | 2022-02-01 | 0
TX CHILDRENS | BE00124735 | 16315813 | SMART PUMP CONTROLLER | BECTON DICKINSON | 8015 | 3288.96 | 2025-01-31 | 0
TX CHILDRENS | BE00124806 | 16317827 | SMART PUMP CONTROLLER | BECTON DICKINSON | 8015 | 3288.96 | 2025-01-31 | 0
TX CHILDRENS | BE00124802 | 16316969 | SMART PUMP CONTROLLER | BECTON DICKINSON | 8015 | 3288.96 | 2025-01-31 | 0
TX CHILDRENS | BE00114771 | 15957829 | SMART PUMP CONTROLLER | BECTON DICKINSON | 8015 | 3288.96 | 2022-02-01 | 0
TX CHILDRENS | BE00124737 | 16315834 | SMART PUMP CONTROLLER | BECTON DICKINSON | 8015 | 3288.96 | 2025-01-31 | 0
TX CHILDRENS | BE00124665 | 16316606 | SMART PUMP CONTROLLER | BECTON DICKINSON | 8015 | 3288.96 | 2025-01-31 | 0
TX CHILDRENS | BE00117488 | 16053807 | SMART PUMP CONTROLLER | BECTON DICKINSON | 8015 | 3288.96 | 2023-06-13 | 0
TX CHILDRENS | BE00124781 | 16317128 | SMART PUMP CONTROLLER | BECTON DICKINSON | 8015 | 3288.96 | 2025-01-31 | 0
TX CHILDRENS | BE00124716 | 16317280 | SMART PUMP CONTROLLER | BECTON DICKINSON | 8015 | 3288.96 | 2025-01-31 | 0
TX CHILDRENS | BE00114779 | 15957688 | SMART PUMP CONTROLLER | BECTON DICKINSON | 8015 | 3288.96 | 2022-02-01 | 0
TX CHILDRENS | BE00124670 | 16316423 | SMART PUMP CONTROLLER | BECTON DICKINSON | 8015 | 3288.96 | 2025-01-31 | 0
TX CHILDRENS | BE00120091 | 16114130 | SMART PUMP CONTROLLER | BECTON DICKINSON | 8015 | 3288.96 | 2024-05-17 | 0
TX CHILDRENS | BE00124788 | 16316650 | SMART PUMP CONTROLLER | BECTON DICKINSON | 8015 | 3288.96 | 2025-01-31 | 0
TX CHILDRENS | BE00120089 | 16114040 | SMART PUMP CONTROLLER | BECTON DICKINSON | 8015 | 3288.96 | 2024-05-17 | 0
TX CHILDRENS | BE00124672 | 16316701 | SMART PUMP CONTROLLER | BECTON DICKINSON | 8015 | 3288.96 | 2025-01-31 | 0
TX CHILDRENS | BE00114900 | 15957910 | SMART PUMP CONTROLLER | BECTON DICKINSON | 8015 | 3288.96 | 2022-02-01 | 0
TX CHILDRENS | BE00124660 | 16316459 | SMART PUMP CONTROLLER | BECTON DICKINSON | 8015 | 3288.96 | 2025-01-31 | 0
TX CHILDRENS | BE00124773 | 16315648 | SMART PUMP CONTROLLER | BECTON DICKINSON | 8015 | 3288.96 | 2025-01-31 | 0
TX CHILDRENS | BE00124684 | 16316977 | SMART PUMP CONTROLLER | BECTON DICKINSON | 8015 | 3288.96 | 2025-01-31 | 0
TX CHILDRENS | BE00124795 | 16317375 | SMART PUMP CONTROLLER | BECTON DICKINSON | 8015 | 3288.96 | 2025-01-31 | 0
TX CHILDRENS | BE00114957 | 15957729 | SMART PUMP CONTROLLER | BECTON DICKINSON | 8015 | 3288.96 | 2022-02-01 | 0
TX CHILDRENS | BE00124657 | 16316425 | SMART PUMP CONTROLLER | BECTON DICKINSON | 8015 | 3288.96 | 2025-01-31 | 0
TX CHILDRENS | BE00114788 | 15957708 | SMART PUMP CONTROLLER | BECTON DICKINSON | 8015 | 3288.96 | 2022-02-01 | 0
TX CHILDRENS | BE00124706 | 16317439 | SMART PUMP CONTROLLER | BECTON DICKINSON | 8015 | 3288.96 | 2025-01-31 | 0
TX CHILDRENS | BE00124798 | 16317605 | SMART PUMP CONTROLLER | BECTON DICKINSON | 8015 | 3288.96 | 2025-01-31 | 0
TX CHILDRENS | BE00124777 | 16316996 | SMART PUMP CONTROLLER | BECTON DICKINSON | 8015 | 3288.96 | 2025-01-31 | 0
TX CHILDRENS | BE00124679 | 16316856 | SMART PUMP CONTROLLER | BECTON DICKINSON | 8015 | 3288.96 | 2025-01-31 | 0
TX CHILDRENS | BE00124732 | 16315678 | SMART PUMP CONTROLLER | BECTON DICKINSON | 8015 | 3288.96 | 2025-01-31 | 0
TX CHILDRENS | BE00114764 | 15957685 | SMART PUMP CONTROLLER | BECTON DICKINSON | 8015 | 3288.96 | 2022-02-01 | 0
TX CHILDRENS | BE00114889 | 15957811 | SMART PUMP CONTROLLER | BECTON DICKINSON | 8015 | 3288.96 | 2022-02-01 | 0
TX CHILDRENS | BE00114959 | 15957712 | SMART PUMP CONTROLLER | BECTON DICKINSON | 8015 | 3288.96 | 2022-02-01 | 0
TX CHILDRENS | BE00114886 | 15957726 | SMART PUMP CONTROLLER | BECTON DICKINSON | 8015 | 3288.96 | 2022-02-01 | 0
TX CHILDRENS | BE00117484 | 16053842 | SMART PUMP CONTROLLER | BECTON DICKINSON | 8015 | 3288.96 | 2023-06-13 | 0
TX CHILDRENS | BE00124709 | 16317617 | SMART PUMP CONTROLLER | BECTON DICKINSON | 8015 | 3288.96 | 2025-01-31 | 0
TX CHILDRENS | BE00124711 | 16317663 | SMART PUMP CONTROLLER | BECTON DICKINSON | 8015 | 3288.96 | 2025-01-31 | 0
TX CHILDRENS | BE00124686 | 16316984 | SMART PUMP CONTROLLER | BECTON DICKINSON | 8015 | 3288.96 | 2025-01-31 | 0
TX CHILDRENS | BE00124668 | 16317662 | SMART PUMP CONTROLLER | BECTON DICKINSON | 8015 | 3288.96 | 2025-01-31 | 0
TX CHILDRENS | BE00124648 | 16317894 | SMART PUMP CONTROLLER | BECTON DICKINSON | 8015 | 3288.96 | 2025-01-31 | 0
TX CHILDRENS | BE00124671 | 16316698 | SMART PUMP CONTROLLER | BECTON DICKINSON | 8015 | 3288.96 | 2025-01-31 | 0
TX CHILDRENS | BE00114770 | 15957797 | SMART PUMP CONTROLLER | BECTON DICKINSON | 8015 | 3288.96 | 2022-02-01 | 0
TX CHILDRENS | BE00114907 | 15957713 | SMART PUMP CONTROLLER | BECTON DICKINSON | 8015 | 3288.96 | 2022-02-01 | 0
TX CHILDRENS | BE00124645 | 16316072 | SMART PUMP CONTROLLER | BECTON DICKINSON | 8015 | 3288.96 | 2025-01-31 | 0
TX CHILDRENS | BE00114775 | 15957744 | SMART PUMP CONTROLLER | BECTON DICKINSON | 8015 | 3288.96 | 2022-02-01 | 0
TX CHILDRENS | BE00124720 | 16317893 | SMART PUMP CONTROLLER | BECTON DICKINSON | 8015 | 3288.96 | 2025-01-31 | 0
TX CHILDRENS | BE00124761 | 16317880 | SMART PUMP CONTROLLER | BECTON DICKINSON | 8015 | 3288.96 | 2025-01-31 | 0
TX CHILDRENS | BE00124789 | 16317254 | SMART PUMP CONTROLLER | BECTON DICKINSON | 8015 | 3288.96 | 2025-01-31 | 0
TX CHILDRENS | BE00124694 | 16316988 | SMART PUMP CONTROLLER | BECTON DICKINSON | 8015 | 3288.96 | 2025-01-31 | 0
TX CHILDRENS | BE00124818 | 16318260 | SMART PUMP CONTROLLER | BECTON DICKINSON | 8015 | 3288.96 | 2025-01-31 | 0
TX CHILDRENS | BE00124652 | 16317306 | SMART PUMP CONTROLLER | BECTON DICKINSON | 8015 | 3288.96 | 2025-01-31 | 0
TX CHILDRENS | BE00124747 | 16315644 | SMART PUMP CONTROLLER | BECTON DICKINSON | 8015 | 3288.96 | 2025-01-31 | 0
TX CHILDRENS | BE00124767 | 16317867 | SMART PUMP CONTROLLER | BECTON DICKINSON | 8015 | 3288.96 | 2025-01-31 | 0
TX CHILDRENS | BE00124674 | 16316707 | SMART PUMP CONTROLLER | BECTON DICKINSON | 8015 | 3288.96 | 2025-01-31 | 0
TX CHILDRENS | BE00124700 | 16316512 | SMART PUMP CONTROLLER | BECTON DICKINSON | 8015 | 3288.96 | 2025-01-31 | 0
TX CHILDRENS | BE00114904 | 15957777 | SMART PUMP CONTROLLER | BECTON DICKINSON | 8015 | 3288.96 | 2022-02-01 | 0
TX CHILDRENS | BE00124655 | 16316380 | SMART PUMP CONTROLLER | BECTON DICKINSON | 8015 | 3288.96 | 2025-01-31 | 0
TX CHILDRENS | BE00124724 | 16317264 | SMART PUMP CONTROLLER | BECTON DICKINSON | 8015 | 3288.96 | 2025-01-31 | 0
TX CHILDRENS | BE00114783 | 15957696 | SMART PUMP CONTROLLER | BECTON DICKINSON | 8015 | 3288.96 | 2022-02-01 | 0
TX CHILDRENS | BE00124744 | 16316253 | SMART PUMP CONTROLLER | BECTON DICKINSON | 8015 | 3288.96 | 2025-01-31 | 0
TX CHILDRENS | BE00124651 | 16316742 | SMART PUMP CONTROLLER | BECTON DICKINSON | 8015 | 3288.96 | 2025-01-31 | 0
TX CHILDRENS | BE00124702 | 16317284 | SMART PUMP CONTROLLER | BECTON DICKINSON | 8015 | 3288.96 | 2025-01-31 | 0
TX CHILDRENS | BE00124793 | 16315808 | SMART PUMP CONTROLLER | BECTON DICKINSON | 8015 | 3288.96 | 2025-01-31 | 0
TX CHILDRENS | BE00124726 | 16316609 | SMART PUMP CONTROLLER | BECTON DICKINSON | 8015 | 3288.96 | 2025-01-31 | 0
TX CHILDRENS | BE00124687 | 16315990 | SMART PUMP CONTROLLER | BECTON DICKINSON | 8015 | 3288.96 | 2025-01-31 | 0
TX CHILDRENS | BE00124736 | 16317117 | SMART PUMP CONTROLLER | BECTON DICKINSON | 8015 | 3288.96 | 2025-01-31 | 0
TX CHILDRENS | BE00124779 | 16317053 | SMART PUMP CONTROLLER | BECTON DICKINSON | 8015 | 3288.96 | 2025-01-31 | 0
TX CHILDRENS | BE00124688 | 16316951 | SMART PUMP CONTROLLER | BECTON DICKINSON | 8015 | 3288.96 | 2025-01-31 | 0
TX CHILDRENS | BE00117487 | 16053812 | SMART PUMP CONTROLLER | BECTON DICKINSON | 8015 | 3288.96 | 2023-06-13 | 0
TX CHILDRENS | BE00124755 | 16317847 | SMART PUMP CONTROLLER | BECTON DICKINSON | 8015 | 3288.96 | 2025-01-31 | 0
TX CHILDRENS | BE00124782 | 16317886 | SMART PUMP CONTROLLER | BECTON DICKINSON | 8015 | 3288.96 | 2025-01-31 | 0
TX CHILDRENS | BE00124690 | 16316872 | SMART PUMP CONTROLLER | BECTON DICKINSON | 8015 | 3288.96 | 2025-01-31 | 0
TX CHILDRENS | BE00124714 | 16317807 | SMART PUMP CONTROLLER | BECTON DICKINSON | 8015 | 3288.96 | 2025-01-31 | 0
TX CHILDRENS | BE00124640 | 16317983 | SMART PUMP CONTROLLER | BECTON DICKINSON | 8015 | 3288.96 | 2025-01-31 | 0
TX CHILDRENS | BE00124804 | 16316458 | SMART PUMP CONTROLLER | BECTON DICKINSON | 8015 | 3288.96 | 2025-01-31 | 0
TX CHILDRENS | BE00114773 | 15957690 | SMART PUMP CONTROLLER | BECTON DICKINSON | 8015 | 3288.96 | 2022-02-01 | 0
TX CHILDRENS | BE00124713 | 16316699 | SMART PUMP CONTROLLER | BECTON DICKINSON | 8015 | 3288.96 | 2025-01-31 | 0
TX CHILDRENS | BE00124704 | 16316481 | SMART PUMP CONTROLLER | BECTON DICKINSON | 8015 | 3288.96 | 2025-01-31 | 0
TX CHILDRENS | BE00124643 | 16315688 | SMART PUMP CONTROLLER | BECTON DICKINSON | 8015 | 3288.96 | 2025-01-31 | 0
TX CHILDRENS | BE00124708 | 16316288 | SMART PUMP CONTROLLER | BECTON DICKINSON | 8015 | 3288.96 | 2025-01-31 | 0
TX CHILDRENS | BE00124796 | 16316983 | SMART PUMP CONTROLLER | BECTON DICKINSON | 8015 | 3288.96 | 2025-01-31 | 0
TX CHILDRENS | BE00117601 | 16051726 | SMART PUMP CONTROLLER | BECTON DICKINSON | 8015 | 3288.96 | 2023-08-30 | 0
TX CHILDRENS | BE00114961 | 15957701 | SMART PUMP CONTROLLER | BECTON DICKINSON | 8015 | 3288.96 | 2022-02-01 | 0
TX CHILDRENS | BE00124730 | 16315646 | SMART PUMP CONTROLLER | BECTON DICKINSON | 8015 | 3288.96 | 2025-01-31 | 0
TX CHILDRENS | BE00124661 | 16316854 | SMART PUMP CONTROLLER | BECTON DICKINSON | 8015 | 3288.96 | 2025-01-31 | 0
TX CHILDRENS | BE00124758 | 16316652 | SMART PUMP CONTROLLER | BECTON DICKINSON | 8015 | 3288.96 | 2025-01-31 | 0
TX CHILDRENS | BE00114895 | 15957728 | SMART PUMP CONTROLLER | BECTON DICKINSON | 8015 | 3288.96 | 2022-02-01 | 0
TX CHILDRENS | BE00114887 | 15957704 | SMART PUMP CONTROLLER | BECTON DICKINSON | 8015 | 3288.96 | 2022-02-01 | 0
TX CHILDRENS | BE00124752 | 16316712 | SMART PUMP CONTROLLER | BECTON DICKINSON | 8015 | 3288.96 | 2025-01-31 | 0
TX CHILDRENS | BE00124662 | 16316538 | SMART PUMP CONTROLLER | BECTON DICKINSON | 8015 | 3288.96 | 2025-01-31 | 0
TX CHILDRENS | BE00124775 | 16316710 | SMART PUMP CONTROLLER | BECTON DICKINSON | 8015 | 3288.96 | 2025-01-31 | 0
TX CHILDRENS | BE00124644 | 16315810 | SMART PUMP CONTROLLER | BECTON DICKINSON | 8015 | 3288.96 | 2025-01-31 | 0
TX CHILDRENS | BE00124641 | 16315654 | SMART PUMP CONTROLLER | BECTON DICKINSON | 8015 | 3288.96 | 2025-01-31 | 0
TX CHILDRENS | BE00114891 | 15957823 | SMART PUMP CONTROLLER | BECTON DICKINSON | 8015 | 3288.96 | 2022-02-01 | 0
TX CHILDRENS | BE00124728 | 16315597 | SMART PUMP CONTROLLER | BECTON DICKINSON | 8015 | 3288.96 | 2025-01-31 | 0
TX CHILDRENS | BE00124680 | 16316876 | SMART PUMP CONTROLLER | BECTON DICKINSON | 8015 | 3288.96 | 2025-01-31 | 0
TX CHILDRENS | BE00124722 | 16316451 | SMART PUMP CONTROLLER | BECTON DICKINSON | 8015 | 3288.96 | 2025-01-31 | 0
TX CHILDRENS | BE00114906 | 15957706 | SMART PUMP CONTROLLER | BECTON DICKINSON | 8015 | 3288.96 | 2022-02-01 | 0
TX CHILDRENS | BE00124654 | 16316323 | SMART PUMP CONTROLLER | BECTON DICKINSON | 8015 | 3288.96 | 2025-01-31 | 0
TX CHILDRENS | BE00124791 | 16316646 | SMART PUMP CONTROLLER | BECTON DICKINSON | 8015 | 3288.96 | 2025-01-31 | 0
TX CHILDRENS | BE00118644 | 16159874 | SMART PUMP CONTROLLER | BECTON DICKINSON | 8015 | 3288.96 | 2023-11-29 | 0
TX CHILDRENS | BE00120092 | 16114105 | SMART PUMP CONTROLLER | BECTON DICKINSON | 8015 | 3288.96 | 2024-05-17 | 0
TX CHILDRENS | BE00124698 | 16317265 | SMART PUMP CONTROLLER | BECTON DICKINSON | 8015 | 3288.96 | 2025-01-31 | 0
TX CHILDRENS | BE00124749 | 16316746 | SMART PUMP CONTROLLER | BECTON DICKINSON | 8015 | 3288.96 | 2025-01-31 | 0
TX CHILDRENS | BE00124676 | 16316568 | SMART PUMP CONTROLLER | BECTON DICKINSON | 8015 | 3288.96 | 2025-01-31 | 0
TX CHILDRENS | BE00124746 | 16316416 | SMART PUMP CONTROLLER | BECTON DICKINSON | 8015 | 3288.96 | 2025-01-31 | 0
TX CHILDRENS | BE00114781 | 15957676 | SMART PUMP CONTROLLER | BECTON DICKINSON | 8015 | 3288.96 | 2022-02-01 | 0
TX CHILDRENS | BE00124817 | 16317826 | SMART PUMP CONTROLLER | BECTON DICKINSON | 8015 | 3288.96 | 2025-01-31 | 0
TX CHILDRENS | BE00124769 | 16316550 | SMART PUMP CONTROLLER | BECTON DICKINSON | 8015 | 3288.96 | 2025-01-31 | 0
TX CHILDRENS | BE00124771 | 16316919 | SMART PUMP CONTROLLER | BECTON DICKINSON | 8015 | 3288.96 | 2025-01-31 | 0
TX CHILDRENS | BE00114785 | 15957694 | SMART PUMP CONTROLLER | BECTON DICKINSON | 8015 | 3288.96 | 2022-02-01 | 0
TX CHILDRENS | BE00124784 | 16317138 | SMART PUMP CONTROLLER | BECTON DICKINSON | 8015 | 3288.96 | 2025-01-31 | 0
TX CHILDRENS | BE00120088 | 16114070 | SMART PUMP CONTROLLER | BECTON DICKINSON | 8015 | 3288.96 | 2024-05-17 | 0
TX CHILDRENS | BE00114777 | 15957950 | SMART PUMP CONTROLLER | BECTON DICKINSON | 8015 | 3288.96 | 2022-02-01 | 0
TX CHILDRENS | BE00124808 | 16317868 | SMART PUMP CONTROLLER | BECTON DICKINSON | 8015 | 3288.96 | 2025-01-31 | 0
TX CHILDRENS | BE00124718 | 16318255 | SMART PUMP CONTROLLER | BECTON DICKINSON | 8015 | 3288.96 | 2025-01-31 | 0
TX CHILDRENS | BE00114902 | 15957806 | SMART PUMP CONTROLLER | BECTON DICKINSON | 8015 | 3288.96 | 2022-02-01 | 0
TX CHILDRENS | BE00124765 | 16316600 | SMART PUMP CONTROLLER | BECTON DICKINSON | 8015 | 3288.96 | 2025-01-31 | 0
TX CHILDRENS | BE00124786 | 16317668 | SMART PUMP CONTROLLER | BECTON DICKINSON | 8015 | 3288.96 | 2025-01-31 | 0
TX CHILDRENS | BE00124812 | 16317979 | SMART PUMP CONTROLLER | BECTON DICKINSON | 8015 | 3288.96 | 2025-01-31 | 0
TX CHILDRENS | BE00124739 | 16316915 | SMART PUMP CONTROLLER | BECTON DICKINSON | 8015 | 3288.96 | 2025-01-31 | 0
TX CHILDRENS | BE00124742 | 16316256 | SMART PUMP CONTROLLER | BECTON DICKINSON | 8015 | 3288.96 | 2025-01-31 | 0
TX CHILDRENS | BE00124647 | 16318062 | SMART PUMP CONTROLLER | BECTON DICKINSON | 8015 | 3288.96 | 2025-01-31 | 0
TX CHILDRENS | BE00124695 | 16316400 | SMART PUMP CONTROLLER | BECTON DICKINSON | 8015 | 3288.96 | 2025-01-31 | 0
TX CHILDRENS | BE00124762 | 16316133 | SMART PUMP CONTROLLER | BECTON DICKINSON | 8015 | 3288.96 | 2025-01-31 | 0
TX CHILDRENS | BE00120090 | 16114181 | SMART PUMP CONTROLLER | BECTON DICKINSON | 8015 | 3288.96 | 2024-05-17 | 0
TX CHILDRENS | BE00124813 | 16316980 | SMART PUMP CONTROLLER | BECTON DICKINSON | 8015 | 3288.96 | 2025-01-31 | 0
TX CHILDRENS | BE00063810 | HFAT60925 | PHOTOTHERAPY UNIT, NEONATAL | DATEX-OHMEDA INC | BILISOFT | 3283 | 2016-03-16 | 0
TX CHILDRENS | BE00063813 | HFAU60068 | PHOTOTHERAPY UNIT, NEONATAL | DATEX-OHMEDA INC | BILISOFT | 3283 | 2016-03-16 | 0
TX CHILDRENS | BE00063809 | HFAU60039 | PHOTOTHERAPY UNIT, NEONATAL | DATEX-OHMEDA INC | BILISOFT | 3283 | 2016-03-16 | 0
TX CHILDRENS | BE00063812 | HFAU60065 | PHOTOTHERAPY UNIT, NEONATAL | DATEX-OHMEDA INC | BILISOFT | 3283 | 2016-03-16 | 0
TX CHILDRENS | BE00063814 | HFAU60066 | PHOTOTHERAPY UNIT, NEONATAL | DATEX-OHMEDA INC | BILISOFT | 3283 | 2016-03-16 | 0
TX CHILDRENS | BE00063811 | HFAT60923 | PHOTOTHERAPY UNIT, NEONATAL | DATEX-OHMEDA INC | BILISOFT | 3283 | 2016-03-16 | 0
TX CHILDRENS | BE00113835 | (21)U107229201909 | SCALE, PATIENT WHEELCHAIR | SCALETRONIX, INC. (subsidiary of WELCH-ALLYN) | 6002 | 3278 | 2021-09-07 | 0
TX CHILDRENS | KN227278 | FI-2601 | EXERCISE EQUIP, NON-POWERED | EFI (Engineering Fitness Int.) | 26000 | 3275.85 | 2007-10-09 | 0
TX CHILDRENS | KN189580 | 2178 | INCUBATOR | Fisher Scientific Company LLC | 255D | 3275 | 1991-12-30 | 0
TX CHILDRENS | KN158339 | 12897 | TEST EQUIPMENT,NON-PATIENT | SONY CORPORATION-SVCE CENTER | UP-980 | 3275 | 2002-12-17 | 0
TX CHILDRENS | BE00118343 | HY224340 | MICROSAMPLER INCUBATOR | SciGene CORPORATION | HYBEX | 3272.5 | 2023-10-26 | 0
TX CHILDRENS | BE00106444 | 2058734 | PLATLET ROTATOR | HELMER LABS INC | PF96H | 3270.52 | 2020-01-14 | 0
TX CHILDRENS | BE00125531 | VSGM64E2307G094 | EXERCISE EQUIP, NON-POWERED | MATRIX, INC | VS-S70 | 3267.18 | 2025-01-30 | 0
TX CHILDRENS | BE00117703 | YO03812 | SMOKE EVACUATOR | KARL STORZ ENDOSCOPY-AMERICA INC | UP 501 | 3266.76 | 2022-08-08 | 0
TX CHILDRENS | BE00117674 | YO03827 | SMOKE EVACUATOR | KARL STORZ ENDOSCOPY-AMERICA INC | UP 501 | 3266.76 | 2022-08-08 | 0
TX CHILDRENS | BE00102441 | YQ02327 | SMOKE EVACUATOR | KARL STORZ ENDOSCOPY-AMERICA INC | UP 501 | 3266.76 | 2021-03-02 | 0
TX CHILDRENS | BE00116514 | YO03826 | SMOKE EVACUATOR | KARL STORZ ENDOSCOPY-AMERICA INC | UP 501 | 3266.76 | 2022-08-08 | 0
TX CHILDRENS | BE00117715 | YO03813 | SMOKE EVACUATOR | KARL STORZ ENDOSCOPY-AMERICA INC | UP 501 | 3266.76 | 2022-08-08 | 0
TX CHILDRENS | BE00102423 | YQ02320 | SMOKE EVACUATOR | KARL STORZ ENDOSCOPY-AMERICA INC | UP 501 | 3266.76 | 2021-02-18 | 0
TX CHILDRENS | BE00117687 | YO03817 | SMOKE EVACUATOR | KARL STORZ ENDOSCOPY-AMERICA INC | UP 501 | 3266.76 | 2022-08-08 | 0
TX CHILDRENS | BE00102062 | 2018H001288614 | LIGHT, EXAM, AC-POWERED | STERIS Corporation | HEXALUX | 3264.72 | 2019-12-04 | 0
TX CHILDRENS | BE00117489 | HA1DQCZY | VISUAL ACUITY CHART | M&S TECHNOLOGIES INC | SMART SYSTEM PC-PLUS | 3262.38 | 2023-06-21 | 0
TX CHILDRENS | BE00121052 | HGR4MJAY | VISUAL ACUITY CHART | M&S TECHNOLOGIES INC | SMART SYSTEM PC-PLUS | 3262.38 | 2023-06-21 | 0
TX CHILDRENS | BE00117498 | HA1DSRD6 | VISUAL ACUITY CHART | M&S TECHNOLOGIES INC | SMART SYSTEM PC-PLUS | 3262.38 | 2023-06-21 | 0
TX CHILDRENS | BE00117499 | HA1EQFX3 | VISUAL ACUITY CHART | M&S TECHNOLOGIES INC | SMART SYSTEM PC-PLUS | 3262.38 | 2023-06-21 | 0
TX CHILDRENS | BE00117490 | HA1DPVCE | VISUAL ACUITY CHART | M&S TECHNOLOGIES INC | SMART SYSTEM PC-PLUS | 3262.38 | 2023-06-21 | 0
TX CHILDRENS | BE00117492 | HA1E7FWK | VISUAL ACUITY CHART | M&S TECHNOLOGIES INC | SMART SYSTEM PC-PLUS | 3262.38 | 2023-06-21 | 0
TX CHILDRENS | BE00117495 | HA1DQKQW | VISUAL ACUITY CHART | M&S TECHNOLOGIES INC | SMART SYSTEM PC-PLUS | 3262.38 | 2023-06-21 | 0
TX CHILDRENS | BE00117493 | HA1DR1T1 | VISUAL ACUITY CHART | M&S TECHNOLOGIES INC | SMART SYSTEM PC-PLUS | 3262.38 | 2023-06-21 | 0
TX CHILDRENS | BE00117494 | HA1E79TY | VISUAL ACUITY CHART | M&S TECHNOLOGIES INC | SMART SYSTEM PC-PLUS | 3262.38 | 2023-06-21 | 0
TX CHILDRENS | BE00117496 | HA1E96K9 | VISUAL ACUITY CHART | M&S TECHNOLOGIES INC | SMART SYSTEM PC-PLUS | 3262.38 | 2023-06-21 | 0
TX CHILDRENS | BE00117491 | HA1E98QJ | VISUAL ACUITY CHART | M&S TECHNOLOGIES INC | SMART SYSTEM PC-PLUS | 3262.38 | 2023-06-21 | 0
TX CHILDRENS | BE00112002 | (21)107228191301 | SCALE, PATIENT WHEELCHAIR | SCALETRONIX, INC. (subsidiary of WELCH-ALLYN) | 6202 | 3258.5 | 2020-10-01 | 0
TX CHILDRENS | BE00060199 | 621BR 13461 | DNA THERMAL CYCLER | BIO RAD LABORATORIES INC | T100 | 3250 | 2014-06-11 | 0
TX CHILDRENS | BE00121239 | KZ210-2023050021 | WARMER, BLANKET | POINT A TECHNOLOGIES, INC | KN-210 | 3250 | 2024-12-12 | 0
TX CHILDRENS | BE00062618 | 877207061209 | VENTILATOR NONCONTINUOUS | RESPIRONICS INC | BIPAP FOCUS | 3250 | 2016-01-25 | 0
TX CHILDRENS | BE00060582 | 877207071101 | VENTILATOR NONCONTINUOUS | RESPIRONICS INC | BIPAP FOCUS | 3250 | 2014-12-29 | 0
TX CHILDRENS | KN199318 | 6XW20600252 | OVERHEAD PROJECTOR | INFOCUS SYSTEMS | LP130 | 3250 | 2003-06-05 | 0
TX CHILDRENS | HTMUS-1319246WX3 | 1319246WX3 | PROBE, CURVED LINEAR - LINEAR | GE Precision Healthcare LLC | 8C-RS | 3250 | 2025-05-02 | 0
TX CHILDRENS | KN136293 | 6XW11801049 | OVERHEAD PROJECTOR | INFOCUS SYSTEMS | LP130 | 3250 | 2003-06-05 | 0
TX CHILDRENS | BE00088663 | 91690 | STADIOMETER | HOLTAIN LTD | 602VR | 3249 | 2017-10-03 | 0
TX CHILDRENS | BE00088664 | 90332 | STADIOMETER | HOLTAIN LTD | 602VR | 3249 | 2017-10-03 | 0
TX CHILDRENS | BE00114651 | (21)U107218201237 | SCALE, PATIENT STAND-ON | SCALETRONIX, INC. (subsidiary of WELCH-ALLYN) | 5002 | 3247 | 2022-01-13 | 0
TX CHILDRENS | BE00100514 | L20235456756 | CONTROLLER, SYSTEM | SHIMADZU SCIENTIFIC INSTRUMENT | CBM-20A | 3245 | 2018-04-23 | 1078.91
TX CHILDRENS | 10414 | B528329 | TEST EQUIPMENT,NON-PATIENT | TEKTRONIX (TOLL FREE) | 434 | 3245 | 1979-01-31 | 0
TX CHILDRENS | BE00107456 | (21)107214181675 | SCALE, PATIENT WHEELCHAIR | SCALETRONIX, INC. (subsidiary of WELCH-ALLYN) | 6002 | 3243.14 | 2019-08-06 | 0
TX CHILDRENS | BE00103411 | AC632LFUVC-4988 | PCR WORK STATION | BIOEXPRESS LLC | AC632LFUVC | 3240 | 2019-04-11 | 0
TX CHILDRENS | BE00103852 | 5702 HH645541 | CENTRIFUGE | Eppendorf North America Inc | 5702 | 3239.52 | 2019-08-23 | 0
TX CHILDRENS | KN228180 | 0803087 | MICROSCOPE ACCESSORIES | OLYMPUS AMERICA INC | U-RFL-T | 3239 | 2009-06-03 | 0
TX CHILDRENS | BE00082157 | HFAV60027 | PHOTOTHERAPY UNIT, NEONATAL | DATEX-OHMEDA INC | BILISOFT | 3236.38 | 2017-02-18 | 0
TX CHILDRENS | BE00082153 | HFAV60030 | PHOTOTHERAPY UNIT, NEONATAL | DATEX-OHMEDA INC | BILISOFT | 3236.38 | 2017-02-18 | 0
TX CHILDRENS | BE00082155 | HFAV60025 | PHOTOTHERAPY UNIT, NEONATAL | DATEX-OHMEDA INC | BILISOFT | 3236.38 | 2017-02-18 | 0
TX CHILDRENS | BE00082145 | HFAV60038 | PHOTOTHERAPY UNIT, NEONATAL | DATEX-OHMEDA INC | BILISOFT | 3236.38 | 2017-02-18 | 0
TX CHILDRENS | BE00082156 | HFAV60028 | PHOTOTHERAPY UNIT, NEONATAL | DATEX-OHMEDA INC | BILISOFT | 3236.38 | 2017-02-18 | 0
TX CHILDRENS | BE00105701 | ASKJ-0426 | ANESTHETIC VAPORIZER | DRAEGER MEDICAL INC | ISO 2000 | 3235.65 | 2019-02-13 | 0
TX CHILDRENS | BE00105740 | ASKJ-0992 | ANESTHETIC VAPORIZER | DRAEGER MEDICAL INC | ISO 2000 | 3235.65 | 2019-02-13 | 0
TX CHILDRENS | BE00105731 | ASKJ-0983 | ANESTHETIC VAPORIZER | DRAEGER MEDICAL INC | ISO 2000 | 3235.65 | 2019-02-13 | 0
TX CHILDRENS | BE00105713 | ASKJ-0981 | ANESTHETIC VAPORIZER | DRAEGER MEDICAL INC | ISO 2000 | 3235.65 | 2019-02-13 | 0
TX CHILDRENS | BE00105707 | ASKJ-0996 | ANESTHETIC VAPORIZER | DRAEGER MEDICAL INC | ISO 2000 | 3235.65 | 2019-02-13 | 0
TX CHILDRENS | BE00105725 | ASKJ-0429 | ANESTHETIC VAPORIZER | DRAEGER MEDICAL INC | ISO 2000 | 3235.65 | 2019-02-13 | 0
TX CHILDRENS | BE00105704 | ASKJ-0994 | ANESTHETIC VAPORIZER | DRAEGER MEDICAL INC | ISO 2000 | 3235.65 | 2019-02-13 | 0
TX CHILDRENS | BE00105737 | ASKJ-0993 | ANESTHETIC VAPORIZER | DRAEGER MEDICAL INC | ISO 2000 | 3235.65 | 2019-02-13 | 0
TX CHILDRENS | BE00105734 | ASKJ-0998 | ANESTHETIC VAPORIZER | DRAEGER MEDICAL INC | ISO 2000 | 3235.65 | 2019-02-13 | 0
TX CHILDRENS | BE00105728 | ASKJ-0430 | ANESTHETIC VAPORIZER | DRAEGER MEDICAL INC | ISO 2000 | 3235.65 | 2019-02-13 | 0
TX CHILDRENS | BE00105719 | ASKJ-0995 | ANESTHETIC VAPORIZER | DRAEGER MEDICAL INC | ISO 2000 | 3235.65 | 2019-02-13 | 0
TX CHILDRENS | BE00105710 | ASKJ-0428 | ANESTHETIC VAPORIZER | DRAEGER MEDICAL INC | ISO 2000 | 3235.65 | 2019-02-13 | 0
TX CHILDRENS | BE00105722 | ASKJ-0991 | ANESTHETIC VAPORIZER | DRAEGER MEDICAL INC | ISO 2000 | 3235.65 | 2019-02-13 | 0
TX CHILDRENS | BE00105698 | ASKJ-0982 | ANESTHETIC VAPORIZER | DRAEGER MEDICAL INC | ISO 2000 | 3235.65 | 2019-02-13 | 0
TX CHILDRENS | BE00105716 | ASKJ-0427 | ANESTHETIC VAPORIZER | DRAEGER MEDICAL INC | ISO 2000 | 3235.65 | 2019-02-13 | 0
TX CHILDRENS | BE00061015 | UW0689638 | LIGHT SOURCE | KARL STORZ ENDOSCOPY-AMERICA INC | XENON NOVA 175 | 3232.35 | 2015-06-29 | 0
TX CHILDRENS | BE00059750 | PT9544 | LIGHT SOURCE | KARL STORZ ENDOSCOPY-AMERICA INC | 201614 20 | 3232.25 | 2017-06-01 | 0
TX CHILDRENS | BE00086694 | NU6550 | LIGHT SOURCE | KARL STORZ ENDOSCOPY-AMERICA INC | 201614 20 | 3232.25 | 2021-02-18 | 0
TX CHILDRENS | 6197 | B527463 | TEST EQUIPMENT,NON-PATIENT | TEKTRONIX (TOLL FREE) | 434 | 3230 | 1978-01-01 | 0
TX CHILDRENS | KN222695 | G3306632 | MULTI MEDIA PROJECTOR | SANYO | PLC-XP21N | 3225 | 2004-09-05 | 0
TX CHILDRENS | BE00105306 | 14808673 | PCA INFUSION PUMP | BECTON DICKINSON | 8120 | 3220 | 2019-01-11 | 0
TX CHILDRENS | BE00125045 | 16268987 | PCA INFUSION PUMP | BECTON DICKINSON | 8120 | 3220 | 2025-01-31 | 0
TX CHILDRENS | BE00105331 | 14820371 | PCA INFUSION PUMP | BECTON DICKINSON | 8120 | 3220 | 2019-01-11 | 0
TX CHILDRENS | BE00125059 | 16269090 | PCA INFUSION PUMP | BECTON DICKINSON | 8120 | 3220 | 2025-01-31 | 0
TX CHILDRENS | BE00087360 | 14649965 | PCA INFUSION PUMP | BECTON DICKINSON | 8120 | 3220 | 2018-03-15 | 0
TX CHILDRENS | BE00105303 | 14779882 | PCA INFUSION PUMP | BECTON DICKINSON | 8120 | 3220 | 2019-01-11 | 0
TX CHILDRENS | BE00105304 | 14820859 | PCA INFUSION PUMP | BECTON DICKINSON | 8120 | 3220 | 2019-01-11 | 0
TX CHILDRENS | BE00125039 | 16268957 | PCA INFUSION PUMP | BECTON DICKINSON | 8120 | 3220 | 2025-01-31 | 0
TX CHILDRENS | BE00125064 | 16269327 | PCA INFUSION PUMP | BECTON DICKINSON | 8120 | 3220 | 2025-01-31 | 0
TX CHILDRENS | BE00123074 | 16277345 | PCA INFUSION PUMP | BECTON DICKINSON | 8120 | 3220 | 2024-11-12 | 0
TX CHILDRENS | BE00125035 | 16268939 | PCA INFUSION PUMP | BECTON DICKINSON | 8120 | 3220 | 2025-01-31 | 0
TX CHILDRENS | BE00087387 | 14644945 | PCA INFUSION PUMP | BECTON DICKINSON | 8120 | 3220 | 2018-03-15 | 0
TX CHILDRENS | BE00087375 | 14646680 | PCA INFUSION PUMP | BECTON DICKINSON | 8120 | 3220 | 2018-03-15 | 0
TX CHILDRENS | BE00112179 | 15682918 | PCA INFUSION PUMP | BECTON DICKINSON | 8120 | 3220 | 2020-10-23 | 0
TX CHILDRENS | BE00087353 | 14645636 | PCA INFUSION PUMP | BECTON DICKINSON | 8120 | 3220 | 2018-03-15 | 0
TX CHILDRENS | BE00125054 | 16269064 | PCA INFUSION PUMP | BECTON DICKINSON | 8120 | 3220 | 2025-01-31 | 0
TX CHILDRENS | BE00105350 | 14777320 | PCA INFUSION PUMP | BECTON DICKINSON | 8120 | 3220 | 2019-01-11 | 0
TX CHILDRENS | BE00087393 | 14659412 | PCA INFUSION PUMP | BECTON DICKINSON | 8120 | 3220 | 2018-03-15 | 0
TX CHILDRENS | BE00112173 | 15683384 | PCA INFUSION PUMP | BECTON DICKINSON | 8120 | 3220 | 2020-10-23 | 0
TX CHILDRENS | BE00087362 | 14647137 | PCA INFUSION PUMP | BECTON DICKINSON | 8120 | 3220 | 2018-03-15 | 0
TX CHILDRENS | BE00087396 | 14646378 | PCA INFUSION PUMP | BECTON DICKINSON | 8120 | 3220 | 2018-03-15 | 0
TX CHILDRENS | BE00087399 | 14660809 | PCA INFUSION PUMP | BECTON DICKINSON | 8120 | 3220 | 2018-03-15 | 0
TX CHILDRENS | BE00114950 | 15933158 | PCA INFUSION PUMP | BECTON DICKINSON | 8120 | 3220 | 2022-02-02 | 0
TX CHILDRENS | BE00114954 | 15933558 | PCA INFUSION PUMP | BECTON DICKINSON | 8120 | 3220 | 2022-02-02 | 0
TX CHILDRENS | BE00114952 | 15933560 | PCA INFUSION PUMP | BECTON DICKINSON | 8120 | 3220 | 2022-02-02 | 0
TX CHILDRENS | BE00087373 | 14646800 | PCA INFUSION PUMP | BECTON DICKINSON | 8120 | 3220 | 2018-03-15 | 0
TX CHILDRENS | BE00125032 | 16268928 | PCA INFUSION PUMP | BECTON DICKINSON | 8120 | 3220 | 2025-01-31 | 0
TX CHILDRENS | BE00125058 | 16269089 | PCA INFUSION PUMP | BECTON DICKINSON | 8120 | 3220 | 2025-01-31 | 0
TX CHILDRENS | BE00105354 | 14791951 | PCA INFUSION PUMP | BECTON DICKINSON | 8120 | 3220 | 2019-01-11 | 0
TX CHILDRENS | BE00100753 | 14756652 | PCA INFUSION PUMP | BECTON DICKINSON | 8120 | 3220 | 2018-06-08 | 0
TX CHILDRENS | BE00114949 | 15933554 | PCA INFUSION PUMP | BECTON DICKINSON | 8120 | 3220 | 2022-02-02 | 0
TX CHILDRENS | BE00087370 | 14660292 | PCA INFUSION PUMP | BECTON DICKINSON | 8120 | 3220 | 2018-03-15 | 0
TX CHILDRENS | BE00114754 | 15950705 | PCA INFUSION PUMP | BECTON DICKINSON | 8120 | 3220 | 2022-02-02 | 0
TX CHILDRENS | BE00087381 | 14660870 | PCA INFUSION PUMP | BECTON DICKINSON | 8120 | 3220 | 2018-03-15 | 0
TX CHILDRENS | BE00125063 | 16269288 | PCA INFUSION PUMP | BECTON DICKINSON | 8120 | 3220 | 2025-01-31 | 0
TX CHILDRENS | BE00125038 | 16268955 | PCA INFUSION PUMP | BECTON DICKINSON | 8120 | 3220 | 2025-01-31 | 0
TX CHILDRENS | BE00105301 | 14777454 | PCA INFUSION PUMP | BECTON DICKINSON | 8120 | 3220 | 2019-01-11 | 0
TX CHILDRENS | BE00087403 | 14645224 | PCA INFUSION PUMP | BECTON DICKINSON | 8120 | 3220 | 2018-03-15 | 0
TX CHILDRENS | BE00105356 | 14782572 | PCA INFUSION PUMP | BECTON DICKINSON | 8120 | 3220 | 2019-01-11 | 0
TX CHILDRENS | BE00087359 | 14638391 | PCA INFUSION PUMP | BECTON DICKINSON | 8120 | 3220 | 2018-03-15 | 0
TX CHILDRENS | BE00087388 | 14660774 | PCA INFUSION PUMP | BECTON DICKINSON | 8120 | 3220 | 2018-03-15 | 0
TX CHILDRENS | BE00105392 | 14777479 | PCA INFUSION PUMP | BECTON DICKINSON | 8120 | 3220 | 2019-01-11 | 0
TX CHILDRENS | BE00087363 | 14632092 | PCA INFUSION PUMP | BECTON DICKINSON | 8120 | 3220 | 2018-03-15 | 0
TX CHILDRENS | BE00105348 | 14808684 | PCA INFUSION PUMP | BECTON DICKINSON | 8120 | 3220 | 2019-01-11 | 0
TX CHILDRENS | BE00112175 | 15683465 | PCA INFUSION PUMP | BECTON DICKINSON | 8120 | 3220 | 2020-10-23 | 0
TX CHILDRENS | BE00112176 | 15688499 | PCA INFUSION PUMP | BECTON DICKINSON | 8120 | 3220 | 2020-10-23 | 0
TX CHILDRENS | BE00087369 | 14652840 | PCA INFUSION PUMP | BECTON DICKINSON | 8120 | 3220 | 2018-03-15 | 0
TX CHILDRENS | BE00087372 | 14660948 | PCA INFUSION PUMP | BECTON DICKINSON | 8120 | 3220 | 2018-03-15 | 0
TX CHILDRENS | BE00102585 | 14761799 | PCA INFUSION PUMP | BECTON DICKINSON | 8120 | 3220 | 2018-06-08 | 0
TX CHILDRENS | BE00087397 | 14648121 | PCA INFUSION PUMP | BECTON DICKINSON | 8120 | 3220 | 2018-03-15 | 0
TX CHILDRENS | BE00087398 | 14650427 | PCA INFUSION PUMP | BECTON DICKINSON | 8120 | 3220 | 2018-03-15 | 0
TX CHILDRENS | BE00125029 | 16267062 | PCA INFUSION PUMP | BECTON DICKINSON | 8120 | 3220 | 2025-01-31 | 0
TX CHILDRENS | BE00105297 | 14803802 | PCA INFUSION PUMP | BECTON DICKINSON | 8120 | 3220 | 2019-01-11 | 0
TX CHILDRENS | BE00125053 | 16269061 | PCA INFUSION PUMP | BECTON DICKINSON | 8120 | 3220 | 2025-01-31 | 0
TX CHILDRENS | BE00105352 | 14962331 | PCA INFUSION PUMP | BECTON DICKINSON | 8120 | 3220 | 2019-01-11 | 0
TX CHILDRENS | BE00102591 | 14761874 | PCA INFUSION PUMP | BECTON DICKINSON | 8120 | 3220 | 2018-06-08 | 0
TX CHILDRENS | BE00100761 | 14756686 | PCA INFUSION PUMP | BECTON DICKINSON | 8120 | 3220 | 2018-06-08 | 0
TX CHILDRENS | BE00102590 | 14762290 | PCA INFUSION PUMP | BECTON DICKINSON | 8120 | 3220 | 2018-06-08 | 0
TX CHILDRENS | BE00100758 | 14762300 | PCA INFUSION PUMP | BECTON DICKINSON | 8120 | 3220 | 2018-06-08 | 0
TX CHILDRENS | BE00087374 | 14648089 | PCA INFUSION PUMP | BECTON DICKINSON | 8120 | 3220 | 2018-03-15 | 0
TX CHILDRENS | BE00125046 | 16269002 | PCA INFUSION PUMP | BECTON DICKINSON | 8120 | 3220 | 2025-01-31 | 0
TX CHILDRENS | BE00105318 | 14820221 | PCA INFUSION PUMP | BECTON DICKINSON | 8120 | 3220 | 2019-01-11 | 0
TX CHILDRENS | BE00125047 | 16269005 | PCA INFUSION PUMP | BECTON DICKINSON | 8120 | 3220 | 2025-01-31 | 0
TX CHILDRENS | BE00112180 | 15683597 | PCA INFUSION PUMP | BECTON DICKINSON | 8120 | 3220 | 2020-10-23 | 0
TX CHILDRENS | BE00087400 | 14639023 | PCA INFUSION PUMP | BECTON DICKINSON | 8120 | 3220 | 2018-03-15 | 0
TX CHILDRENS | BE00114753 | 15933561 | PCA INFUSION PUMP | BECTON DICKINSON | 8120 | 3220 | 2022-02-02 | 0
TX CHILDRENS | BE00104338 | 15315912 | PCA INFUSION PUMP | BECTON DICKINSON | 8120 | 3220 | 2019-11-18 | 0
TX CHILDRENS | BE00125042 | 16268971 | PCA INFUSION PUMP | BECTON DICKINSON | 8120 | 3220 | 2025-01-31 | 0
TX CHILDRENS | BE00105333 | 14808723 | PCA INFUSION PUMP | BECTON DICKINSON | 8120 | 3220 | 2019-01-11 | 0
TX CHILDRENS | BE00087361 | 14647134 | PCA INFUSION PUMP | BECTON DICKINSON | 8120 | 3220 | 2018-03-15 | 0
TX CHILDRENS | BE00125041 | 16268967 | PCA INFUSION PUMP | BECTON DICKINSON | 8120 | 3220 | 2025-01-31 | 0
TX CHILDRENS | BE00125043 | 16268979 | PCA INFUSION PUMP | BECTON DICKINSON | 8120 | 3220 | 2025-01-31 | 0
TX CHILDRENS | BE00087386 | 14646634 | PCA INFUSION PUMP | BECTON DICKINSON | 8120 | 3220 | 2018-03-15 | 0
TX CHILDRENS | BE00114962 | 15933162 | PCA INFUSION PUMP | BECTON DICKINSON | 8120 | 3220 | 2022-02-02 | 0
TX CHILDRENS | BE00114944 | 15933569 | PCA INFUSION PUMP | BECTON DICKINSON | 8120 | 3220 | 2022-02-02 | 0
TX CHILDRENS | BE00125044 | 16268981 | PCA INFUSION PUMP | BECTON DICKINSON | 8120 | 3220 | 2025-01-31 | 0
TX CHILDRENS | BE00125061 | 16269126 | PCA INFUSION PUMP | BECTON DICKINSON | 8120 | 3220 | 2025-01-31 | 0
TX CHILDRENS | BE00087384 | 14645221 | PCA INFUSION PUMP | BECTON DICKINSON | 8120 | 3220 | 2018-03-15 | 0
TX CHILDRENS | BE00104337 | 15317993 | PCA INFUSION PUMP | BECTON DICKINSON | 8120 | 3220 | 2019-11-18 | 0
TX CHILDRENS | BE00087389 | 14650235 | PCA INFUSION PUMP | BECTON DICKINSON | 8120 | 3220 | 2018-03-15 | 0
TX CHILDRENS | BE00104339 | 15316836 | PCA INFUSION PUMP | BECTON DICKINSON | 8120 | 3220 | 2019-11-18 | 0
TX CHILDRENS | BE00125034 | 16268934 | PCA INFUSION PUMP | BECTON DICKINSON | 8120 | 3220 | 2025-01-31 | 0
TX CHILDRENS | BE00087378 | 14645439 | PCA INFUSION PUMP | BECTON DICKINSON | 8120 | 3220 | 2018-03-15 | 0
TX CHILDRENS | BE00087382 | 14646356 | PCA INFUSION PUMP | BECTON DICKINSON | 8120 | 3220 | 2018-03-15 | 0
TX CHILDRENS | BE00125048 | 16269017 | PCA INFUSION PUMP | BECTON DICKINSON | 8120 | 3220 | 2025-01-31 | 0
TX CHILDRENS | BE00125051 | 16269047 | PCA INFUSION PUMP | BECTON DICKINSON | 8120 | 3220 | 2025-01-31 | 0
TX CHILDRENS | BE00112172 | 15688856 | PCA INFUSION PUMP | BECTON DICKINSON | 8120 | 3220 | 2020-10-23 | 0
TX CHILDRENS | BE00087371 | 14652399 | PCA INFUSION PUMP | BECTON DICKINSON | 8120 | 3220 | 2018-03-15 | 0
TX CHILDRENS | BE00125057 | 16269086 | PCA INFUSION PUMP | BECTON DICKINSON | 8120 | 3220 | 2025-01-31 | 0
TX CHILDRENS | BE00105355 | 14963001 | PCA INFUSION PUMP | BECTON DICKINSON | 8120 | 3220 | 2019-01-11 | 0
TX CHILDRENS | BE00125056 | 16269085 | PCA INFUSION PUMP | BECTON DICKINSON | 8120 | 3220 | 2025-01-31 | 0
TX CHILDRENS | BE00125028 | 16266392 | PCA INFUSION PUMP | BECTON DICKINSON | 8120 | 3220 | 2025-01-31 | 0
TX CHILDRENS | BE00114955 | 15933170 | PCA INFUSION PUMP | BECTON DICKINSON | 8120 | 3220 | 2022-02-02 | 0
TX CHILDRENS | BE00114956 | 15933150 | PCA INFUSION PUMP | BECTON DICKINSON | 8120 | 3220 | 2022-02-02 | 0
TX CHILDRENS | BE00102588 | 14760733 | PCA INFUSION PUMP | BECTON DICKINSON | 8120 | 3220 | 2018-06-08 | 0
TX CHILDRENS | BE00102589 | 14756656 | PCA INFUSION PUMP | BECTON DICKINSON | 8120 | 3220 | 2018-06-08 | 0
TX CHILDRENS | BE00102587 | 14757581 | PCA INFUSION PUMP | BECTON DICKINSON | 8120 | 3220 | 2018-06-08 | 0
TX CHILDRENS | BE00087379 | 14659463 | PCA INFUSION PUMP | BECTON DICKINSON | 8120 | 3220 | 2018-03-15 | 0
TX CHILDRENS | BE00105305 | 14776825 | PCA INFUSION PUMP | BECTON DICKINSON | 8120 | 3220 | 2019-01-11 | 0
TX CHILDRENS | BE00125036 | 16268943 | PCA INFUSION PUMP | BECTON DICKINSON | 8120 | 3220 | 2025-01-31 | 0
TX CHILDRENS | BE00087402 | 14645653 | PCA INFUSION PUMP | BECTON DICKINSON | 8120 | 3220 | 2018-03-15 | 0
TX CHILDRENS | BE00105351 | 14779621 | PCA INFUSION PUMP | BECTON DICKINSON | 8120 | 3220 | 2019-01-11 | 0
TX CHILDRENS | BE00105332 | 14639825 | PCA INFUSION PUMP | BECTON DICKINSON | 8120 | 3220 | 2019-01-11 | 0
TX CHILDRENS | BE00087395 | 14640468 | PCA INFUSION PUMP | BECTON DICKINSON | 8120 | 3220 | 2018-03-15 | 0
TX CHILDRENS | BE00100760 | 14762262 | PCA INFUSION PUMP | BECTON DICKINSON | 8120 | 3220 | 2018-06-08 | 0
TX CHILDRENS | BE00125031 | 16268926 | PCA INFUSION PUMP | BECTON DICKINSON | 8120 | 3220 | 2025-01-31 | 0
TX CHILDRENS | BE00100757 | 14758039 | PCA INFUSION PUMP | BECTON DICKINSON | 8120 | 3220 | 2018-06-08 | 0
TX CHILDRENS | BE00112174 | 15688862 | PCA INFUSION PUMP | BECTON DICKINSON | 8120 | 3220 | 2020-10-23 | 0
TX CHILDRENS | BE00087376 | 14652545 | PCA INFUSION PUMP | BECTON DICKINSON | 8120 | 3220 | 2018-03-15 | 0
TX CHILDRENS | BE00125050 | 16269036 | PCA INFUSION PUMP | BECTON DICKINSON | 8120 | 3220 | 2025-01-31 | 0
TX CHILDRENS | BE00100754 | 14757660 | PCA INFUSION PUMP | BECTON DICKINSON | 8120 | 3220 | 2018-06-08 | 0
TX CHILDRENS | BE00105349 | 14777072 | PCA INFUSION PUMP | BECTON DICKINSON | 8120 | 3220 | 2019-01-11 | 0
TX CHILDRENS | BE00087390 | 14651546 | PCA INFUSION PUMP | BECTON DICKINSON | 8120 | 3220 | 2018-03-15 | 0
TX CHILDRENS | BE00125862 | 16268945 | PCA INFUSION PUMP | BECTON DICKINSON | 8120 | 3220 | 2025-01-31 | 0
TX CHILDRENS | BE00087394 | 14648698 | PCA INFUSION PUMP | BECTON DICKINSON | 8120 | 3220 | 2018-03-15 | 0
TX CHILDRENS | BE00114948 | 15933151 | PCA INFUSION PUMP | BECTON DICKINSON | 8120 | 3220 | 2022-02-02 | 0
TX CHILDRENS | BE00087383 | 14656388 | PCA INFUSION PUMP | BECTON DICKINSON | 8120 | 3220 | 2018-03-15 | 0
TX CHILDRENS | BE00087380 | 14639010 | PCA INFUSION PUMP | BECTON DICKINSON | 8120 | 3220 | 2018-03-15 | 0
TX CHILDRENS | HTMUS-224447PD3 | 224447PD3 | PROBE, PHASED ARRAY | GE Precision Healthcare LLC | 6S-RS | 3220 | 2024-10-10 | 0
TX CHILDRENS | BE00105353 | 14778785 | PCA INFUSION PUMP | BECTON DICKINSON | 8120 | 3220 | 2019-01-11 | 0
TX CHILDRENS | BE00125052 | 16269058 | PCA INFUSION PUMP | BECTON DICKINSON | 8120 | 3220 | 2025-01-31 | 0
TX CHILDRENS | BE00114966 | 15950755 | PCA INFUSION PUMP | BECTON DICKINSON | 8120 | 3220 | 2022-02-02 | 0
TX CHILDRENS | BE00114964 | 15933559 | PCA INFUSION PUMP | BECTON DICKINSON | 8120 | 3220 | 2022-02-02 | 0
TX CHILDRENS | BE00087385 | 14639709 | PCA INFUSION PUMP | BECTON DICKINSON | 8120 | 3220 | 2018-03-15 | 0
TX CHILDRENS | BE00087364 | 14639835 | PCA INFUSION PUMP | BECTON DICKINSON | 8120 | 3220 | 2018-03-15 | 0
TX CHILDRENS | BE00114967 | 15933142 | PCA INFUSION PUMP | BECTON DICKINSON | 8120 | 3220 | 2022-02-02 | 0
TX CHILDRENS | BE00105334 | 14640030 | PCA INFUSION PUMP | BECTON DICKINSON | 8120 | 3220 | 2019-01-11 | 0
TX CHILDRENS | BE00125040 | 16268958 | PCA INFUSION PUMP | BECTON DICKINSON | 8120 | 3220 | 2025-01-31 | 0
TX CHILDRENS | BE00105320 | 14960744 | PCA INFUSION PUMP | BECTON DICKINSON | 8120 | 3220 | 2019-01-11 | 0
TX CHILDRENS | BE00105319 | 14777035 | PCA INFUSION PUMP | BECTON DICKINSON | 8120 | 3220 | 2019-01-11 | 0
TX CHILDRENS | BE00112177 | 15683262 | PCA INFUSION PUMP | BECTON DICKINSON | 8120 | 3220 | 2020-10-23 | 0
TX CHILDRENS | BE00112178 | 15681459 | PCA INFUSION PUMP | BECTON DICKINSON | 8120 | 3220 | 2020-10-23 | 0
TX CHILDRENS | BE00125033 | 16268931 | PCA INFUSION PUMP | BECTON DICKINSON | 8120 | 3220 | 2025-01-31 | 0
TX CHILDRENS | BE00125055 | 16269073 | PCA INFUSION PUMP | BECTON DICKINSON | 8120 | 3220 | 2025-01-31 | 0
TX CHILDRENS | BE00102593 | 14756678 | PCA INFUSION PUMP | BECTON DICKINSON | 8120 | 3220 | 2018-06-08 | 0
TX CHILDRENS | BE00100762 | 14756713 | PCA INFUSION PUMP | BECTON DICKINSON | 8120 | 3220 | 2018-06-08 | 0
TX CHILDRENS | BE00100759 | 14762197 | PCA INFUSION PUMP | BECTON DICKINSON | 8120 | 3220 | 2018-06-08 | 0
TX CHILDRENS | BE00102592 | 14756454 | PCA INFUSION PUMP | BECTON DICKINSON | 8120 | 3220 | 2018-06-08 | 0
TX CHILDRENS | BE00100755 | 14762219 | PCA INFUSION PUMP | BECTON DICKINSON | 8120 | 3220 | 2018-06-08 | 0
TX CHILDRENS | BE00100756 | 14756874 | PCA INFUSION PUMP | BECTON DICKINSON | 8120 | 3220 | 2018-06-08 | 0
TX CHILDRENS | BE00102586 | 14760219 | PCA INFUSION PUMP | BECTON DICKINSON | 8120 | 3220 | 2018-06-08 | 0
TX CHILDRENS | BE00114951 | 15950694 | PCA INFUSION PUMP | BECTON DICKINSON | 8120 | 3220 | 2022-02-02 | 0
TX CHILDRENS | BE00087377 | 14640281 | PCA INFUSION PUMP | BECTON DICKINSON | 8120 | 3220 | 2018-03-15 | 0
TX CHILDRENS | BE00114953 | 15933555 | PCA INFUSION PUMP | BECTON DICKINSON | 8120 | 3220 | 2022-02-02 | 0
TX CHILDRENS | BE00102594 | 14756875 | PCA INFUSION PUMP | BECTON DICKINSON | 8120 | 3220 | 2018-06-08 | 0
TX CHILDRENS | BE00105302 | 14962720 | PCA INFUSION PUMP | BECTON DICKINSON | 8120 | 3220 | 2019-01-11 | 0
TX CHILDRENS | BE00125062 | 16269272 | PCA INFUSION PUMP | BECTON DICKINSON | 8120 | 3220 | 2025-01-31 | 0
TX CHILDRENS | BE00087401 | 14659440 | PCA INFUSION PUMP | BECTON DICKINSON | 8120 | 3220 | 2018-03-15 | 0
TX CHILDRENS | BE00087404 | 14660802 | PCA INFUSION PUMP | BECTON DICKINSON | 8120 | 3220 | 2018-03-15 | 0
TX CHILDRENS | BE00125060 | 16269107 | PCA INFUSION PUMP | BECTON DICKINSON | 8120 | 3220 | 2025-01-31 | 0
TX CHILDRENS | BE00125037 | 16268944 | PCA INFUSION PUMP | BECTON DICKINSON | 8120 | 3220 | 2025-01-31 | 0
TX CHILDRENS | BE00105330 | 14791107 | PCA INFUSION PUMP | BECTON DICKINSON | 8120 | 3220 | 2019-01-11 | 0
TX CHILDRENS | KN219082 | 07023204 | INCUBATOR CO2 | SHELDON MANUFACTURING INC. | 2325 | 3216.47 | 2005-09-09 | 0
TX CHILDRENS | KN219083 | 07023404 | INCUBATOR CO2 | SHELDON MANUFACTURING INC. | 2325 | 3216.47 | 2005-09-09 | 0
TX CHILDRENS | BE00129149 | C231208015 | CO2 CARTRIDGE / MODULE | GE Medical Systems Information Tech Inc | PMC40M-GE | 3212 | 2025-12-05 | 0
TX CHILDRENS | BE00129147 | C231208004 | CO2 CARTRIDGE / MODULE | GE Medical Systems Information Tech Inc | PMC40M-GE | 3212 | 2025-12-05 | 0
TX CHILDRENS | BE00129148 | C231208016 | CO2 CARTRIDGE / MODULE | GE Medical Systems Information Tech Inc | PMC40M-GE | 3212 | 2025-12-05 | 0
TX CHILDRENS | BE00129150 | C231208013 | CO2 CARTRIDGE / MODULE | GE Medical Systems Information Tech Inc | PMC40M-GE | 3212 | 2025-12-05 | 0
TX CHILDRENS | BE00129151 | C231208007 | CO2 CARTRIDGE / MODULE | GE Medical Systems Information Tech Inc | PMC40M-GE | 3212 | 2025-12-05 | 0
TX CHILDRENS | BE00129155 | C231207046 | CO2 CARTRIDGE / MODULE | GE Medical Systems Information Tech Inc | PMC40M-GE | 3212 | 2025-12-05 | 0
TX CHILDRENS | BE00129154 | C231207048 | CO2 CARTRIDGE / MODULE | GE Medical Systems Information Tech Inc | PMC40M-GE | 3212 | 2025-12-05 | 0
TX CHILDRENS | BE00129152 | C231208008 | CO2 CARTRIDGE / MODULE | GE Medical Systems Information Tech Inc | PMC40M-GE | 3212 | 2025-12-05 | 0
TX CHILDRENS | BE00129153 | C231208011 | CO2 CARTRIDGE / MODULE | GE Medical Systems Information Tech Inc | PMC40M-GE | 3212 | 2025-12-05 | 0
TX CHILDRENS | BE00104438 | ASLK-0635 | ANESTHETIC VAPORIZER | DRAEGER MEDICAL INC | ISO 2000 | 3203.63 | 2019-10-31 | 0
TX CHILDRENS | KN184612 | 449148 | MICROSCOPE | NIKON INSTRUMENT INC | LABOPHOT 2 | 3203.07 | 1993-09-03 | 0
TX CHILDRENS | BE00089038 | 336576 | EXERCISE EQUIP, NON-POWERED | SPORTS ART AMERICA | DF-100 | 3201.86 | 2017-10-03 | 0
TX CHILDRENS | KN189740 | J8TB00030 | VIDEO CASSETTE RECORDER (VCR) | PANASONIC | AG-7300 | 3200 | 1994-10-31 | 0
TX CHILDRENS | BE00100925 | E02900 | HEMODIALYSIS SYSTEM ACCESSORY | GAMBRO INC. | PRISMAFLO II S | 3200 | 2018-08-20 | 0
TX CHILDRENS | BE00033044 | 4251 | EXERCISE EQUIP, NON-POWERED | TOTAL GYM | 26000-01 | 3200 | 2011-03-28 | 0
TX CHILDRENS | KN197750 | 4RSCHV000626 | COMPUTER & PERIPHERALS | ZENITH, NATIONAL PART SALES/DI | ZPR-6934-KS | 3200 | 1996-06-01 | 0
TX CHILDRENS | KN216280 | 7296 | CUBICLE, ISOLATION | PEACE MEDICAL INC | 200B | 3200 | 2005-06-01 | 0
TX CHILDRENS | BE00100901 | E02636 | HEMODIALYSIS SYSTEM ACCESSORY | GAMBRO INC. | PRISMAFLO II S | 3200 | 2018-08-15 | 0
TX CHILDRENS | KN217622 | 45764 | VIDEO CASSETTE RECORDER (VCR) | SONY CORPORATION-SVCE CENTER | SVO-9500MD | 3200 | 2002-05-01 | 0
TX CHILDRENS | KN223449 | G05884980 | PULSE OXIMETER | NELLCOR PURITAN BENNETT LLC | NPB-40 | 3200 | 2005-09-27 | 0
TX CHILDRENS | KN223456 | G05885061 | PULSE OXIMETER | NELLCOR PURITAN BENNETT LLC | NPB-40 | 3200 | 2005-09-27 | 0
TX CHILDRENS | BE00100992 | E02901 | HEMODIALYSIS SYSTEM ACCESSORY | GAMBRO INC. | PRISMAFLO II S | 3200 | 2018-09-07 | 0
TX CHILDRENS | BE00120191 | 9DW3081024 | DISPLAY, FLAT PANEL, TOUCH | GE Medical Systems Information Tech Inc | MD22 | 3200 | 2024-05-08 | 0
TX CHILDRENS | KN180789 | G8TB00199 | VIDEO CASSETTE RECORDER (VCR) | PANASONIC | AG-7300 | 3200 | 1990-01-19 | 0
TX CHILDRENS | BE00100993 | E02902 | HEMODIALYSIS SYSTEM ACCESSORY | GAMBRO INC. | PRISMAFLO II S | 3200 | 2018-09-07 | 0
TX CHILDRENS | BE00100994 | E02903 | HEMODIALYSIS SYSTEM ACCESSORY | GAMBRO INC. | PRISMAFLO II S | 3200 | 2018-09-07 | 0
TX CHILDRENS | BE00100924 | E02870 | HEMODIALYSIS SYSTEM ACCESSORY | GAMBRO INC. | PRISMAFLO II S | 3200 | 2018-08-20 | 0
TX CHILDRENS | KN223448 | G05884976 | PULSE OXIMETER | NELLCOR PURITAN BENNETT LLC | NPB-40 | 3200 | 2005-09-27 | 0
TX CHILDRENS | KN217621 | 45737 | VIDEO CASSETTE RECORDER (VCR) | SONY CORPORATION-SVCE CENTER | SVO-9500MD | 3200 | 2002-05-01 | 0
TX CHILDRENS | KN223452 | G05885011 | PULSE OXIMETER | NELLCOR PURITAN BENNETT LLC | NPB-40 | 3200 | 2005-09-27 | 0
TX CHILDRENS | KN197695 | 4SSCHV001266 | COMPUTER & PERIPHERALS | ZENITH, NATIONAL PART SALES/DI | ZPR-6934-KS | 3200 | 1996-08-04 | 0
TX CHILDRENS | BE00100903 | E02747 | HEMODIALYSIS SYSTEM ACCESSORY | GAMBRO INC. | PRISMAFLO II S | 3200 | 2018-08-15 | 0
TX CHILDRENS | KN223455 | G05885059 | PULSE OXIMETER | NELLCOR PURITAN BENNETT LLC | NPB-40 | 3200 | 2005-09-27 | 0
TX CHILDRENS | KN217623 | 45758 | VIDEO CASSETTE RECORDER (VCR) | SONY CORPORATION-SVCE CENTER | SVO-9500MD | 3200 | 2002-05-01 | 0
TX CHILDRENS | KN223447 | G05884952 | PULSE OXIMETER | NELLCOR PURITAN BENNETT LLC | NPB-40 | 3200 | 2005-09-27 | 0
TX CHILDRENS | KN223451 | G05885007 | PULSE OXIMETER | NELLCOR PURITAN BENNETT LLC | NPB-40 | 3200 | 2005-09-27 | 0
TX CHILDRENS | KN223442 | G05881702 | PULSE OXIMETER | NELLCOR PURITAN BENNETT LLC | NPB-40 | 3200 | 2005-09-27 | 0
TX CHILDRENS | BE00120193 | 9DW3081022 | DISPLAY, FLAT PANEL, TOUCH | GE Medical Systems Information Tech Inc | MD22 | 3200 | 2024-05-08 | 0
TX CHILDRENS | BE00100923 | E02872 | HEMODIALYSIS SYSTEM ACCESSORY | GAMBRO INC. | PRISMAFLO II S | 3200 | 2018-08-20 | 0
TX CHILDRENS | KN216281 | 7306 | CUBICLE, ISOLATION | PEACE MEDICAL INC | 200B | 3200 | 2015-01-26 | 0
TX CHILDRENS | KN215943 | 12055 | SLITLAMP BIOMICROSCOPE | ENHANCED MEDICAL SERVICES LLC | KM-500 | 3200 | 2003-01-25 | 0
TX CHILDRENS | KN197693 | 4SSCHV001204 | COMPUTER & PERIPHERALS | ZENITH, NATIONAL PART SALES/DI | ZPR-6934-KS | 3200 | 1996-08-04 | 0
TX CHILDRENS | KN216279 | 7311 | CUBICLE, ISOLATION | PEACE MEDICAL INC | 200B | 3200 | 2005-06-01 | 0
TX CHILDRENS | KN216282 | 7312 | CUBICLE, ISOLATION | PEACE MEDICAL INC | 200B | 3200 | 2015-01-26 | 0
TX CHILDRENS | BE00100904 | E02871 | HEMODIALYSIS SYSTEM ACCESSORY | GAMBRO INC. | PRISMAFLO II S | 3200 | 2018-08-15 | 0
TX CHILDRENS | KN180788 | C8TB00025 | VIDEO CASSETTE RECORDER (VCR) | PANASONIC | AG-7300 | 3200 | 1990-01-19 | 0
TX CHILDRENS | KN223446 | G05884948 | PULSE OXIMETER | NELLCOR PURITAN BENNETT LLC | NPB-40 | 3200 | 2005-09-27 | 0
TX CHILDRENS | BE00100902 | E02746 | HEMODIALYSIS SYSTEM ACCESSORY | GAMBRO INC. | PRISMAFLO II S | 3200 | 2018-08-15 | 0
TX CHILDRENS | KN223445 | G05884933 | PULSE OXIMETER | NELLCOR PURITAN BENNETT LLC | NPB-40 | 3200 | 2005-09-27 | 0
TX CHILDRENS | KN223450 | G05885006 | PULSE OXIMETER | NELLCOR PURITAN BENNETT LLC | NPB-40 | 3200 | 2005-09-27 | 0
TX CHILDRENS | KN216283 | 7308 | CUBICLE, ISOLATION | PEACE MEDICAL INC | 200B | 3200 | 2005-06-01 | 0
TX CHILDRENS | KN197749 | 4QSCHV000011 | COMPUTER & PERIPHERALS | ZENITH, NATIONAL PART SALES/DI | ZPR-6934-KS | 3200 | 1996-06-01 | 0
TX CHILDRENS | KN186167 | A1TH00141 | VIDEO CASSETTE RECORDER (VCR) | PANASONIC | AG-7300 | 3200 | 1992-03-08 | 0
TX CHILDRENS | KN197748 | 4SSCHV000995 | COMPUTER & PERIPHERALS | ZENITH, NATIONAL PART SALES/DI | ZPR-6934-KS | 3200 | 1996-06-01 | 0
TX CHILDRENS | BE00105679 | E26517-0068 | SCALE, SLING / BED | (CARDINAL) DETECTO SCALE CO | IBFL500 | 3198.22 | 2019-06-20 | 0
TX CHILDRENS | BE00106554 | E26517-0064 | SCALE, SLING / BED | (CARDINAL) DETECTO SCALE CO | IBFL500 | 3198.22 | 2019-06-20 | 0
TX CHILDRENS | BE00105678 | E26917-0242 | SCALE, SLING / BED | (CARDINAL) DETECTO SCALE CO | IBFL500 | 3198.22 | 2019-06-20 | 0
TX CHILDRENS | BE00106553 | E26517-0067 | SCALE, SLING / BED | (CARDINAL) DETECTO SCALE CO | IBFL500 | 3198.22 | 2019-06-20 | 0
TX CHILDRENS | BE00106552 | E27117-0100 | SCALE, SLING / BED | (CARDINAL) DETECTO SCALE CO | IBFL500 | 3198.22 | 2019-06-20 | 0
TX CHILDRENS | BE00059715 | 780002E0413159 | OPHTHALMIC INSTRUMENT STAND | RELIANCE MEDICAL PRODUCTS, INC | 7800 | 3198 | 2014-07-31 | 0
TX CHILDRENS | BE00059717 | 780002E0413153 | OPHTHALMIC INSTRUMENT STAND | RELIANCE MEDICAL PRODUCTS, INC | 7800 | 3198 | 2014-07-31 | 0
TX CHILDRENS | BE00059713 | 780002E0413139 | OPHTHALMIC INSTRUMENT STAND | RELIANCE MEDICAL PRODUCTS, INC | 7800 | 3198 | 2014-07-31 | 0
TX CHILDRENS | BE00059719 | 780002E0413138 | OPHTHALMIC INSTRUMENT STAND | RELIANCE MEDICAL PRODUCTS, INC | 7800 | 3198 | 2014-07-31 | 0
TX CHILDRENS | BE00120829 | SNA23060083SA | PDM w/ DISPLAY | GE Medical Systems Information Tech Inc | CARESCAPE ONE | 3197.4 | 2025-05-15 | 0
TX CHILDRENS | BE00120830 | SNA23070136SA | PDM w/ DISPLAY | GE Medical Systems Information Tech Inc | CARESCAPE ONE | 3197.4 | 2025-05-15 | 0
TX CHILDRENS | BE00120826 | SNA22380057SA | PDM w/ DISPLAY | GE Medical Systems Information Tech Inc | CARESCAPE ONE | 3197.4 | 2025-05-15 | 0
TX CHILDRENS | BE00120828 | SNA23040062SA | PDM w/ DISPLAY | GE Medical Systems Information Tech Inc | CARESCAPE ONE | 3197.4 | 2025-05-15 | 0
TX CHILDRENS | BE00120827 | SNA22380059SA | PDM w/ DISPLAY | GE Medical Systems Information Tech Inc | CARESCAPE ONE | 3197.4 | 2025-05-15 | 0
TX CHILDRENS | BE00120834 | SNA23080005SA | PDM w/ DISPLAY | GE Medical Systems Information Tech Inc | CARESCAPE ONE | 3197.4 | 2025-05-15 | 0
TX CHILDRENS | BE00120832 | SNA23070149SA | PDM w/ DISPLAY | GE Medical Systems Information Tech Inc | CARESCAPE ONE | 3197.4 | 2025-05-15 | 0
TX CHILDRENS | BE00120831 | SNA23070139SA | PDM w/ DISPLAY | GE Medical Systems Information Tech Inc | CARESCAPE ONE | 3197.4 | 2025-05-15 | 0
TX CHILDRENS | BE00120833 | SNA23070179SA | PDM w/ DISPLAY | GE Medical Systems Information Tech Inc | CARESCAPE ONE | 3197.4 | 2025-05-15 | 0
TX CHILDRENS | BE00120836 | SNA23080031SA | PDM w/ DISPLAY | GE Medical Systems Information Tech Inc | CARESCAPE ONE | 3197.4 | 2025-05-15 | 0
TX CHILDRENS | BE00120835 | SNA23080019SA | PDM w/ DISPLAY | GE Medical Systems Information Tech Inc | CARESCAPE ONE | 3197.4 | 2025-05-15 | 0
TX CHILDRENS | BE00120825 | SNA22360015SA | PDM w/ DISPLAY | GE Medical Systems Information Tech Inc | CARESCAPE ONE | 3197.4 | 2025-05-15 | 0
TX CHILDRENS | BE00110379 | 1917H00091066 | LIGHT, EXAM, AC-POWERED | STERIS Corporation | HEXALUX | 3196.55 | 2019-08-30 | 0
TX CHILDRENS | BE00064699 | 8693 | ASPIRATOR | MEDCO | ASPIRATOR IV | 3195 | 2016-07-19 | 0
TX CHILDRENS | KN231613 | T15438-05 | FRACTION COLLECTOR | CMA MICRODIALYSIS INC. | CMA 142 | 3190 | 2009-12-17 | 0
TX CHILDRENS | BE00033035 | 11035109106105 | LIGHT, EXAM, AC-POWERED | STERIS Corporation | HARMONY LA 300 | 3188.32 | 2012-02-09 | 0
TX CHILDRENS | BE00012621 | 11035109106103 | LIGHT, EXAM, AC-POWERED | STERIS Corporation | HARMONY LA 300 | 3188.32 | 2012-02-09 | 0
TX CHILDRENS | BE00012612 | 11030410106149 | LIGHT, EXAM, AC-POWERED | STERIS Corporation | HARMONY LA 300 | 3188.32 | 2012-02-09 | 0
TX CHILDRENS | BE00012615 | 11030410106158 | LIGHT, EXAM, AC-POWERED | STERIS Corporation | HARMONY LA 300 | 3188.32 | 2012-02-09 | 0
TX CHILDRENS | BE00012603 | 11030410106145 | LIGHT, EXAM, AC-POWERED | STERIS Corporation | HARMONY LA 300 | 3188.32 | 2012-02-09 | 0
TX CHILDRENS | BE00012344 | 11030410106149 | LIGHT, EXAM, AC-POWERED | STERIS Corporation | HARMONY LA 300 | 3188.32 | 2012-07-17 | 0
TX CHILDRENS | BE00012614 | 11030410106152 | LIGHT, EXAM, AC-POWERED | STERIS Corporation | HARMONY LA 300 | 3188.32 | 2012-02-09 | 0
TX CHILDRENS | BE00012604 | 11030410106150 | LIGHT, EXAM, AC-POWERED | STERIS Corporation | HARMONY LA 300 | 3188.32 | 2012-02-09 | 0
TX CHILDRENS | BE00012341 | 11030410106159 | LIGHT, EXAM, AC-POWERED | STERIS Corporation | HARMONY LA 300 | 3188.32 | 2012-07-17 | 0
TX CHILDRENS | BE00033020 | 11035109106104 | LIGHT, EXAM, AC-POWERED | STERIS Corporation | HARMONY LA 300 | 3188.32 | 2012-02-09 | 0
TX CHILDRENS | BE00012610 | 11030410106143 | LIGHT, EXAM, AC-POWERED | STERIS Corporation | HARMONY LA 300 | 3188.32 | 2012-02-09 | 0
TX CHILDRENS | BE00012613 | 11030410106146 | LIGHT, EXAM, AC-POWERED | STERIS Corporation | HARMONY LA 300 | 3188.32 | 2012-02-09 | 0
TX CHILDRENS | BE00012611 | 11030410106147 | LIGHT, EXAM, AC-POWERED | STERIS Corporation | HARMONY LA 300 | 3188.32 | 2012-02-09 | 0
TX CHILDRENS | BE00012620 | 11035109106110 | LIGHT, EXAM, AC-POWERED | STERIS Corporation | HARMONY LA 300 | 3188.32 | 2012-02-09 | 0
TX CHILDRENS | BE00012327 | 11030410106156 | LIGHT, EXAM, AC-POWERED | STERIS Corporation | HARMONY LA 300 | 3188.32 | 2011-08-09 | 0
TX CHILDRENS | BE00012653 | 11035109106106 | LIGHT, EXAM, AC-POWERED | STERIS Corporation | HARMONY LA 300 | 3188.32 | 2012-02-09 | 0
TX CHILDRENS | BE00125134 | 1291280 | PCA INFUSION PUMP | SMITHS MEDICAL ASD INC | SOLIS 2110 | 3186.51 | 2025-02-28 | 0
TX CHILDRENS | BE00125131 | 1291287 | PCA INFUSION PUMP | SMITHS MEDICAL ASD INC | SOLIS 2110 | 3186.51 | 2025-02-28 | 0
TX CHILDRENS | BE00125138 | 1291294 | PCA INFUSION PUMP | SMITHS MEDICAL ASD INC | SOLIS 2110 | 3186.51 | 2025-02-28 | 0
TX CHILDRENS | BE00125151 | 1291285 | PCA INFUSION PUMP | SMITHS MEDICAL ASD INC | SOLIS 2110 | 3186.51 | 2025-02-28 | 0
TX CHILDRENS | BE00125142 | 1291278 | PCA INFUSION PUMP | SMITHS MEDICAL ASD INC | SOLIS 2110 | 3186.51 | 2025-02-28 | 0
TX CHILDRENS | BE00125155 | 1291283 | PCA INFUSION PUMP | SMITHS MEDICAL ASD INC | SOLIS 2110 | 3186.51 | 2025-02-28 | 0
TX CHILDRENS | BE00125140 | 1291296 | PCA INFUSION PUMP | SMITHS MEDICAL ASD INC | SOLIS 2110 | 3186.51 | 2025-02-28 | 0
TX CHILDRENS | BE00125139 | 1291295 | PCA INFUSION PUMP | SMITHS MEDICAL ASD INC | SOLIS 2110 | 3186.51 | 2025-02-28 | 0
TX CHILDRENS | BE00125153 | 1291290 | PCA INFUSION PUMP | SMITHS MEDICAL ASD INC | SOLIS 2110 | 3186.51 | 2025-02-28 | 0
TX CHILDRENS | BE00125133 | 1291279 | PCA INFUSION PUMP | SMITHS MEDICAL ASD INC | SOLIS 2110 | 3186.51 | 2025-02-28 | 0
TX CHILDRENS | BE00125154 | 1291282 | PCA INFUSION PUMP | SMITHS MEDICAL ASD INC | SOLIS 2110 | 3186.51 | 2025-02-28 | 0
TX CHILDRENS | BE00125150 | 1291284 | PCA INFUSION PUMP | SMITHS MEDICAL ASD INC | SOLIS 2110 | 3186.51 | 2025-02-28 | 0
TX CHILDRENS | BE00125149 | 1291289 | PCA INFUSION PUMP | SMITHS MEDICAL ASD INC | SOLIS 2110 | 3186.51 | 2025-02-28 | 0
TX CHILDRENS | BE00125136 | 1291293 | PCA INFUSION PUMP | SMITHS MEDICAL ASD INC | SOLIS 2110 | 3186.51 | 2025-02-28 | 0
TX CHILDRENS | BE00125146 | 1291276 | PCA INFUSION PUMP | SMITHS MEDICAL ASD INC | SOLIS 2110 | 3186.51 | 2025-02-28 | 0
TX CHILDRENS | BE00125144 | 1291299 | PCA INFUSION PUMP | SMITHS MEDICAL ASD INC | SOLIS 2110 | 3186.51 | 2025-02-28 | 0
TX CHILDRENS | BE00125132 | 1291292 | PCA INFUSION PUMP | SMITHS MEDICAL ASD INC | SOLIS 2110 | 3186.51 | 2025-02-28 | 0
TX CHILDRENS | BE00125141 | 1291297 | PCA INFUSION PUMP | SMITHS MEDICAL ASD INC | SOLIS 2110 | 3186.51 | 2025-02-28 | 0
TX CHILDRENS | BE00125135 | 1291281 | PCA INFUSION PUMP | SMITHS MEDICAL ASD INC | SOLIS 2110 | 3186.51 | 2025-02-28 | 0
TX CHILDRENS | BE00125148 | 1291288 | PCA INFUSION PUMP | SMITHS MEDICAL ASD INC | SOLIS 2110 | 3186.51 | 2025-02-28 | 0
TX CHILDRENS | BE00125152 | 1291286 | PCA INFUSION PUMP | SMITHS MEDICAL ASD INC | SOLIS 2110 | 3186.51 | 2025-02-28 | 0
TX CHILDRENS | BE00125145 | 1291298 | PCA INFUSION PUMP | SMITHS MEDICAL ASD INC | SOLIS 2110 | 3186.51 | 2025-02-28 | 0
TX CHILDRENS | BE00125147 | 1291291 | PCA INFUSION PUMP | SMITHS MEDICAL ASD INC | SOLIS 2110 | 3186.51 | 2025-02-28 | 0
TX CHILDRENS | BE00125143 | 1291300 | PCA INFUSION PUMP | SMITHS MEDICAL ASD INC | SOLIS 2110 | 3186.51 | 2025-02-28 | 0
TX CHILDRENS | BE00116141 | 2751759-000 | WARMER, BLANKET | ENTHERMICS MEDICAL SYSTEMS | EC350 | 3181.97 | 2021-12-29 | 0
TX CHILDRENS | BE00113983 | 2855129-000 | WARMER, BLANKET | ENTHERMICS MEDICAL SYSTEMS | EC350 | 3181.97 | 2021-12-16 | 0
TX CHILDRENS | KN229601 | PR15J2310311BP | WATER PURIFIER | US FILTER INC. | PURELAB PRIMA | 3181.9 | 2007-12-10 | 0
TX CHILDRENS | BE00121561 | 2026523 | BEAD BATH | LAB ARMOR, LLC | 74300-714 | 3177.38 | 2025-06-05 | 0
TX CHILDRENS | BE00088945 | 201600555 | TYMPANOMETER | WELCH ALLYN INC | MICROTYMP 3 | 3176.58 | 2017-10-03 | 0
TX CHILDRENS | BE00088946 | 201600556 | TYMPANOMETER | WELCH ALLYN INC | MICROTYMP 3 | 3176.58 | 2017-10-03 | 0
TX CHILDRENS | BE00033528 | 295800-200 | WATER PURIFIER | THERMO FISHER SCIENTIFIC ASHEVILLE LLC | 7143 | 3175 | 2012-07-14 | 0
TX CHILDRENS | BE00033527 | 295799-194 | WATER PURIFIER | THERMO FISHER SCIENTIFIC ASHEVILLE LLC | 7143 | 3175 | 2012-07-14 | 0
TX CHILDRENS | BE00121475 | 108892 | THERAPEUTIC TREATMENT BED | Armedica | AM-640 | 3170.37 | 2024-11-08 | 0
TX CHILDRENS | BE00121499 | 105626 | THERAPEUTIC TREATMENT BED | Armedica | AM-640 | 3170.37 | 2024-10-19 | 0
TX CHILDRENS | BE00121498 | 105627 | THERAPEUTIC TREATMENT BED | Armedica | AM-640 | 3170.37 | 2024-10-19 | 0
TX CHILDRENS | KN211069 | 13404 | VIDEO PRINTER, B&W | SONY CORPORATION-SVCE CENTER | UP-980 | 3170 | 2003-05-28 | 0
TX CHILDRENS | BE00088317 | 5702 FQ442529 | CENTRIFUGE | Eppendorf North America Inc | 5702 | 3166.62 | 2018-02-27 | 0
TX CHILDRENS | BE00088320 | 5702 FQ742527 | CENTRIFUGE | Eppendorf North America Inc | 5702 | 3166.62 | 2018-02-27 | 0
TX CHILDRENS | BE00088318 | 5702 FQ442530 | CENTRIFUGE | Eppendorf North America Inc | 5702 | 3166.62 | 2018-02-27 | 0
TX CHILDRENS | BE00088322 | 5702 FQ642524 | CENTRIFUGE | Eppendorf North America Inc | 5702 | 3166.62 | 2018-02-27 | 0
TX CHILDRENS | BE00088327 | 5702 FQ242535 | CENTRIFUGE | Eppendorf North America Inc | 5702 | 3166.62 | 2018-02-27 | 0
TX CHILDRENS | BE00088324 | 5702 FQ942522 | CENTRIFUGE | Eppendorf North America Inc | 5702 | 3166.62 | 2018-02-27 | 0
TX CHILDRENS | BE00088323 | 5702 FQ242523 | CENTRIFUGE | Eppendorf North America Inc | 5702 | 3166.62 | 2018-02-27 | 0
TX CHILDRENS | BE00088331 | 5702 FP542308 | CENTRIFUGE | Eppendorf North America Inc | 5702 | 3166.62 | 2018-02-27 | 0
TX CHILDRENS | BE00088319 | 5702 FQ842531 | CENTRIFUGE | Eppendorf North America Inc | 5702 | 3166.62 | 2018-02-27 | 0
TX CHILDRENS | BE00088325 | 5702 FQ342526 | CENTRIFUGE | Eppendorf North America Inc | 5702 | 3166.62 | 2018-02-27 | 0
TX CHILDRENS | BE00088332 | 5702 FP942309 | CENTRIFUGE | Eppendorf North America Inc | 5702 | 3166.62 | 2018-02-27 | 0
TX CHILDRENS | BE00088329 | 5702 FQ542533 | CENTRIFUGE | Eppendorf North America Inc | 5702 | 3166.62 | 2018-02-27 | 0
TX CHILDRENS | BE00088328 | 5702 FQ942534 | CENTRIFUGE | Eppendorf North America Inc | 5702 | 3166.62 | 2018-02-27 | 0
TX CHILDRENS | BE00088321 | 5702 FQ042528 | CENTRIFUGE | Eppendorf North America Inc | 5702 | 3166.62 | 2018-02-27 | 0
TX CHILDRENS | BE00088326 | 5702 FQ042525 | CENTRIFUGE | Eppendorf North America Inc | 5702 | 3166.62 | 2018-02-27 | 0
TX CHILDRENS | BE00088330 | 5702 FQ942558 | CENTRIFUGE | Eppendorf North America Inc | 5702 | 3166.62 | 2018-02-27 | 0
TX CHILDRENS | BE00062479 | 0296703 | EXERCISE EQUIP, POWERED | SPORTS ART AMERICA | E825 | 3165.1 | 2015-10-16 | 0
TX CHILDRENS | BE00114587 | (21)U107201210018 | SCALE, PATIENT INFANT - PEDI | SCALETRONIX, INC. (subsidiary of WELCH-ALLYN) | 4802D-AK | 3163 | 2022-01-13 | 0
TX CHILDRENS | KN225585 | BEGN 01362 | ANESTHETIC VAPORIZER | DATEX-OHMEDA INC | ISOTEC 7 | 3159 | 2010-07-26 | 0
TX CHILDRENS | KN228453 | BEGM 01932 | ANESTHETIC VAPORIZER | DATEX-OHMEDA INC | ISOTEC 7 | 3159 | 2009-08-13 | 0
TX CHILDRENS | KN225808 | BEGN 01353 | ANESTHETIC VAPORIZER | DATEX-OHMEDA INC | ISOTEC 7 | 3159 | 2010-07-26 | 0
TX CHILDRENS | BE00033048 | B06-211201890-002 | EXERCISE EQUIP, NON-POWERED | Life Fitness | ILLP | 3154.17 | 2015-12-31 | 0
TX CHILDRENS | BE00102558 | G136-27453 | DENTAL ULTRASONIC SCALER | DENTSPLY SIRONA | CAVITRON PLUS | 3152.69 | 2018-10-12 | 0
TX CHILDRENS | BE00103855 | 770BR4443 | HEAT SEALING DEVICE | BIO RAD LABORATORIES INC | PX1 | 3152 | 2019-08-23 | 0
TX CHILDRENS | BE00104443 | 2057483 | PLASMA THAWING DEVICE | HELMER LABS INC | DH2 | 3150.15 | 2019-12-16 | 0
TX CHILDRENS | BE00104444 | 2057484 | PLASMA THAWING DEVICE | HELMER LABS INC | DH2 | 3150.15 | 2019-12-16 | 0
TX CHILDRENS | KN208526 | 00008 | MEDICAL GATEWAY | TechnoVenture, Inc. | TV-BRG1 | 3150 | 2005-01-29 | 0
TX CHILDRENS | KN231891 | 2815051 | UTILITY CART | OLYMPUS AMERICA INC | WM-WP1 | 3147.17 | 2009-12-04 | 0
TX CHILDRENS | BE00062447 | EE07/4786 | DENTAL OPERATIVE UNIT | MASTERCRAFT DENTAL CO OF TEXAS | 802 | 3146 | 2015-12-29 | 0
TX CHILDRENS | BE00062444 | EE07/4737 | DENTAL OPERATIVE UNIT | MASTERCRAFT DENTAL CO OF TEXAS | 802 | 3146 | 2015-12-29 | 0
TX CHILDRENS | BE00062442 | EE07/4735 | DENTAL OPERATIVE UNIT | MASTERCRAFT DENTAL CO OF TEXAS | 802 | 3146 | 2015-12-29 | 0
TX CHILDRENS | BE00062449 | EE07/4138 | DENTAL OPERATIVE UNIT | MASTERCRAFT DENTAL CO OF TEXAS | 802 | 3146 | 2015-12-29 | 0
TX CHILDRENS | BE00125628 | NA/B/10441 | GAS SCAVENGING APPARATUS | LINDE GAS & EQUIPMENT | MINISCAV | 3145 | 2025-01-18 | 0
TX CHILDRENS | BE00108655 | 0001227-03 | CENTRIFUGE | HETTICH AG | EBA 280 | 3142.37 | 2019-08-27 | 0
TX CHILDRENS | BE00108656 | 0001220-03 | CENTRIFUGE | HETTICH AG | EBA 280 | 3142.37 | 2019-08-27 | 0
TX CHILDRENS | BE00117234 | VSGM64E2208G144 | EXERCISE EQUIP, NON-POWERED | MATRIX, INC | VS-S70 | 3141.52 | 2023-12-07 | 0
TX CHILDRENS | BE00087352 | 14816714 | SYRINGE INFUSION PUMP | BECTON DICKINSON | 8110 | 3141 | 2018-03-15 | 0
TX CHILDRENS | BE00087351 | 14816733 | SYRINGE INFUSION PUMP | BECTON DICKINSON | 8110 | 3141 | 2018-03-15 | 0
TX CHILDRENS | BE00087366 | 14816962 | SYRINGE INFUSION PUMP | BECTON DICKINSON | 8110 | 3141 | 2018-03-15 | 0
TX CHILDRENS | BE00087333 | 14816440 | SYRINGE INFUSION PUMP | BECTON DICKINSON | 8110 | 3141 | 2018-03-15 | 0
TX CHILDRENS | BE00087334 | 14815821 | SYRINGE INFUSION PUMP | BECTON DICKINSON | 8110 | 3141 | 2018-03-15 | 0
TX CHILDRENS | BE00087337 | 14816920 | SYRINGE INFUSION PUMP | BECTON DICKINSON | 8110 | 3141 | 2018-03-15 | 0
TX CHILDRENS | BE00087367 | 14816601 | SYRINGE INFUSION PUMP | BECTON DICKINSON | 8110 | 3141 | 2018-03-15 | 0
TX CHILDRENS | BE00087349 | 14816448 | SYRINGE INFUSION PUMP | BECTON DICKINSON | 8110 | 3141 | 2018-03-15 | 0
TX CHILDRENS | BE00087346 | 14816287 | SYRINGE INFUSION PUMP | BECTON DICKINSON | 8110 | 3141 | 2018-03-15 | 0
TX CHILDRENS | BE00087347 | 14816079 | SYRINGE INFUSION PUMP | BECTON DICKINSON | 8110 | 3141 | 2018-03-15 | 0
TX CHILDRENS | BE00087344 | 14816647 | SYRINGE INFUSION PUMP | BECTON DICKINSON | 8110 | 3141 | 2018-03-15 | 0
TX CHILDRENS | BE00086621 | 14677810 | SYRINGE INFUSION PUMP | BECTON DICKINSON | 8110 | 3141 | 2017-11-08 | 0
TX CHILDRENS | BE00087339 | 14816720 | SYRINGE INFUSION PUMP | BECTON DICKINSON | 8110 | 3141 | 2018-03-15 | 0
TX CHILDRENS | BE00087342 | 14814184 | SYRINGE INFUSION PUMP | BECTON DICKINSON | 8110 | 3141 | 2018-03-15 | 0
TX CHILDRENS | BE00087340 | 14817323 | SYRINGE INFUSION PUMP | BECTON DICKINSON | 8110 | 3141 | 2018-03-15 | 0
TX CHILDRENS | BE00086620 | 14677069 | SYRINGE INFUSION PUMP | BECTON DICKINSON | 8110 | 3141 | 2017-11-08 | 0
TX CHILDRENS | BE00087335 | 14816970 | SYRINGE INFUSION PUMP | BECTON DICKINSON | 8110 | 3141 | 2018-03-15 | 0
TX CHILDRENS | BE00087338 | 14816217 | SYRINGE INFUSION PUMP | BECTON DICKINSON | 8110 | 3141 | 2018-03-15 | 0
TX CHILDRENS | BE00087343 | 14816356 | SYRINGE INFUSION PUMP | BECTON DICKINSON | 8110 | 3141 | 2018-03-15 | 0
TX CHILDRENS | BE00087341 | 14816756 | SYRINGE INFUSION PUMP | BECTON DICKINSON | 8110 | 3141 | 2018-03-15 | 0
TX CHILDRENS | BE00087336 | 14816464 | SYRINGE INFUSION PUMP | BECTON DICKINSON | 8110 | 3141 | 2018-03-15 | 0
TX CHILDRENS | BE00087368 | 14815462 | SYRINGE INFUSION PUMP | BECTON DICKINSON | 8110 | 3141 | 2018-03-15 | 0
TX CHILDRENS | BE00087350 | 14816343 | SYRINGE INFUSION PUMP | BECTON DICKINSON | 8110 | 3141 | 2018-03-15 | 0
TX CHILDRENS | BE00087348 | 14811596 | SYRINGE INFUSION PUMP | BECTON DICKINSON | 8110 | 3141 | 2018-03-15 | 0
TX CHILDRENS | BE00087345 | 14811494 | SYRINGE INFUSION PUMP | BECTON DICKINSON | 8110 | 3141 | 2018-03-15 | 0
TX CHILDRENS | BE00062524 | 47993 | THERAPEUTIC TREATMENT BED | Armedica | AM-640 | 3139.62 | 2016-01-04 | 0
TX CHILDRENS | BE00088746 | 55368 | THERAPEUTIC TREATMENT BED | Armedica | AM-640 | 3139.62 | 2017-10-03 | 0
TX CHILDRENS | BE00088748 | 55370 | THERAPEUTIC TREATMENT BED | Armedica | AM-640 | 3139.62 | 2017-10-03 | 0
TX CHILDRENS | BE00085335 | 56857 | THERAPEUTIC TREATMENT BED | Armedica | AM-640 | 3139.62 | 2017-09-22 | 0
TX CHILDRENS | BE00088747 | 55369 | THERAPEUTIC TREATMENT BED | Armedica | AM-640 | 3139.62 | 2017-10-03 | 0
TX CHILDRENS | BE00119958 | SK523060140YA | NIBP WITH PULSE OX | GE - DINAMAP (CRITIKON) | VC150 | 3136 | 2025-05-08 | 0
TX CHILDRENS | BE00119959 | SK523060141YA | NIBP WITH PULSE OX | GE - DINAMAP (CRITIKON) | VC150 | 3136 | 2025-05-08 | 0
TX CHILDRENS | BE00119960 | SK523070009YA | NIBP WITH PULSE OX | GE - DINAMAP (CRITIKON) | VC150 | 3136 | 2025-05-08 | 0
TX CHILDRENS | BE00134105 | 17369839 | SYRINGE INFUSION PUMP | BECTON DICKINSON | 8110 | 3133.71 | 2026-06-26 | 0
TX CHILDRENS | BE00133810 | 17390817 | SYRINGE INFUSION PUMP | BECTON DICKINSON | 8110 | 3133.71 | 2026-06-25 | 0
TX CHILDRENS | BE00133814 | 17391590 | SYRINGE INFUSION PUMP | BECTON DICKINSON | 8110 | 3133.71 | 2026-06-26 | 0
TX CHILDRENS | BE00134129 | 17379008 | SYRINGE INFUSION PUMP | BECTON DICKINSON | 8110 | 3133.71 | 2026-06-26 | 0
TX CHILDRENS | BE00133990 | 17378838 | SYRINGE INFUSION PUMP | BECTON DICKINSON | 8110 | 3133.71 | 2026-06-25 | 0
TX CHILDRENS | BE00132355 | 17425319 | SYRINGE INFUSION PUMP | BECTON DICKINSON | 8110 | 3133.71 | 2026-06-18 | 0
TX CHILDRENS | BE00131622 | 17424865 | SYRINGE INFUSION PUMP | BECTON DICKINSON | 8110 | 3133.71 | 2026-06-18 | 0
TX CHILDRENS | BE00133822 | 17378726 | SYRINGE INFUSION PUMP | BECTON DICKINSON | 8110 | 3133.71 | 2026-06-26 | 0
TX CHILDRENS | BE00132174 | 17379929 | SYRINGE INFUSION PUMP | BECTON DICKINSON | 8110 | 3133.71 | 2026-06-16 | 0
TX CHILDRENS | BE00132147 | 17386601 | SYRINGE INFUSION PUMP | BECTON DICKINSON | 8110 | 3133.71 | 2026-06-18 | 0
TX CHILDRENS | BE00131630 | 17391367 | SYRINGE INFUSION PUMP | BECTON DICKINSON | 8110 | 3133.71 | 2026-06-18 | 0
TX CHILDRENS | BE00131862 | 17391874 | SYRINGE INFUSION PUMP | BECTON DICKINSON | 8110 | 3133.71 | 2026-06-17 | 0
TX CHILDRENS | BE00129017 | 17353893 | SYRINGE INFUSION PUMP | BECTON DICKINSON | 8110 | 3133.71 | 2026-06-26 | 0
TX CHILDRENS | BE00132503 | 17379757 | SYRINGE INFUSION PUMP | BECTON DICKINSON | 8110 | 3133.71 | 2026-06-17 | 0
TX CHILDRENS | BE00132310 | 17379791 | SYRINGE INFUSION PUMP | BECTON DICKINSON | 8110 | 3133.71 | 2026-06-16 | 0
TX CHILDRENS | BE00132391 | 17388334 | SYRINGE INFUSION PUMP | BECTON DICKINSON | 8110 | 3133.71 | 2026-06-18 | 0
TX CHILDRENS | BE00131730 | 17419477 | SYRINGE INFUSION PUMP | BECTON DICKINSON | 8110 | 3133.71 | 2026-06-18 | 0
TX CHILDRENS | BE00133869 | 17378948 | SYRINGE INFUSION PUMP | BECTON DICKINSON | 8110 | 3133.71 | 2026-06-24 | 0
TX CHILDRENS | BE00132356 | 17374778 | SYRINGE INFUSION PUMP | BECTON DICKINSON | 8110 | 3133.71 | 2026-06-17 | 0
TX CHILDRENS | BE00133798 | 17377844 | SYRINGE INFUSION PUMP | BECTON DICKINSON | 8110 | 3133.71 | 2026-06-26 | 0
TX CHILDRENS | BE00131655 | 17392477 | SYRINGE INFUSION PUMP | BECTON DICKINSON | 8110 | 3133.71 | 2026-06-17 | 0
TX CHILDRENS | BE00134042 | 17392057 | SYRINGE INFUSION PUMP | BECTON DICKINSON | 8110 | 3133.71 | 2026-06-26 | 0
TX CHILDRENS | BE00132423 | 17374469 | SYRINGE INFUSION PUMP | BECTON DICKINSON | 8110 | 3133.71 | 2026-06-17 | 0
TX CHILDRENS | BE00133836 | 17377808 | SYRINGE INFUSION PUMP | BECTON DICKINSON | 8110 | 3133.71 | 2026-06-24 | 0
TX CHILDRENS | BE00134028 | 17378707 | SYRINGE INFUSION PUMP | BECTON DICKINSON | 8110 | 3133.71 | 2026-06-25 | 0
TX CHILDRENS | BE00131654 | 17390233 | SYRINGE INFUSION PUMP | BECTON DICKINSON | 8110 | 3133.71 | 2026-06-18 | 0
TX CHILDRENS | BE00133855 | 17392505 | SYRINGE INFUSION PUMP | BECTON DICKINSON | 8110 | 3133.71 | 2026-06-26 | 0
TX CHILDRENS | BE00133980 | 17368642 | SYRINGE INFUSION PUMP | BECTON DICKINSON | 8110 | 3133.71 | 2026-06-26 | 0
TX CHILDRENS | BE00131633 | 17391329 | SYRINGE INFUSION PUMP | BECTON DICKINSON | 8110 | 3133.71 | 2026-06-19 | 0
TX CHILDRENS | BE00133821 | 17377922 | SYRINGE INFUSION PUMP | BECTON DICKINSON | 8110 | 3133.71 | 2026-06-25 | 0
TX CHILDRENS | BE00134004 | 17369237 | SYRINGE INFUSION PUMP | BECTON DICKINSON | 8110 | 3133.71 | 2026-06-26 | 0
TX CHILDRENS | BE00133771 | 17392976 | SYRINGE INFUSION PUMP | BECTON DICKINSON | 8110 | 3133.71 | 2026-06-26 | 0
TX CHILDRENS | BE00132458 | 17423663 | SYRINGE INFUSION PUMP | BECTON DICKINSON | 8110 | 3133.71 | 2026-06-17 | 0
TX CHILDRENS | BE00133796 | 17379014 | SYRINGE INFUSION PUMP | BECTON DICKINSON | 8110 | 3133.71 | 2026-06-25 | 0
TX CHILDRENS | BE00132457 | 17416331 | SYRINGE INFUSION PUMP | BECTON DICKINSON | 8110 | 3133.71 | 2026-06-18 | 0
TX CHILDRENS | BE00132380 | 17387488 | SYRINGE INFUSION PUMP | BECTON DICKINSON | 8110 | 3133.71 | 2026-06-18 | 0
TX CHILDRENS | BE00132204 | 17416545 | SYRINGE INFUSION PUMP | BECTON DICKINSON | 8110 | 3133.71 | 2026-06-17 | 0
TX CHILDRENS | BE00131609 | 17386682 | SYRINGE INFUSION PUMP | BECTON DICKINSON | 8110 | 3133.71 | 2026-06-18 | 0
TX CHILDRENS | BE00132359 | 17331968 | SYRINGE INFUSION PUMP | BECTON DICKINSON | 8110 | 3133.71 | 2026-06-17 | 0
TX CHILDRENS | BE00132430 | 17379693 | SYRINGE INFUSION PUMP | BECTON DICKINSON | 8110 | 3133.71 | 2026-06-17 | 0
TX CHILDRENS | BE00133834 | 17385181 | SYRINGE INFUSION PUMP | BECTON DICKINSON | 8110 | 3133.71 | 2026-06-26 | 0
TX CHILDRENS | BE00132176 | 17379202 | SYRINGE INFUSION PUMP | BECTON DICKINSON | 8110 | 3133.71 | 2026-06-17 | 0
TX CHILDRENS | BE00129021 | 17369729 | SYRINGE INFUSION PUMP | BECTON DICKINSON | 8110 | 3133.71 | 2026-06-26 | 0
TX CHILDRENS | BE00133819 | 17378378 | SYRINGE INFUSION PUMP | BECTON DICKINSON | 8110 | 3133.71 | 2026-06-26 | 0
TX CHILDRENS | BE00133801 | 17378817 | SYRINGE INFUSION PUMP | BECTON DICKINSON | 8110 | 3133.71 | 2026-06-25 | 0
TX CHILDRENS | BE00134054 | 17390470 | SYRINGE INFUSION PUMP | BECTON DICKINSON | 8110 | 3133.71 | 2026-06-26 | 0
TX CHILDRENS | BE00134126 | 17379025 | SYRINGE INFUSION PUMP | BECTON DICKINSON | 8110 | 3133.71 | 2026-06-26 | 0
TX CHILDRENS | BE00134017 | 17390887 | SYRINGE INFUSION PUMP | BECTON DICKINSON | 8110 | 3133.71 | 2026-06-26 | 0
TX CHILDRENS | BE00134138 | 17392476 | SYRINGE INFUSION PUMP | BECTON DICKINSON | 8110 | 3133.71 | 2026-06-26 | 0
TX CHILDRENS | BE00132502 | 17379296 | SYRINGE INFUSION PUMP | BECTON DICKINSON | 8110 | 3133.71 | 2026-06-17 | 0
TX CHILDRENS | BE00132149 | 17423525 | SYRINGE INFUSION PUMP | BECTON DICKINSON | 8110 | 3133.71 | 2026-06-18 | 0
TX CHILDRENS | BE00132455 | 17421841 | SYRINGE INFUSION PUMP | BECTON DICKINSON | 8110 | 3133.71 | 2026-06-17 | 0
TX CHILDRENS | BE00129008 | 17368579 | SYRINGE INFUSION PUMP | BECTON DICKINSON | 8110 | 3133.71 | 2026-06-26 | 0
TX CHILDRENS | BE00134128 | 17378262 | SYRINGE INFUSION PUMP | BECTON DICKINSON | 8110 | 3133.71 | 2026-06-25 | 0
TX CHILDRENS | BE00129018 | 17352114 | SYRINGE INFUSION PUMP | BECTON DICKINSON | 8110 | 3133.71 | 2026-06-25 | 0
TX CHILDRENS | BE00131624 | 17423588 | SYRINGE INFUSION PUMP | BECTON DICKINSON | 8110 | 3133.71 | 2026-06-18 | 0
TX CHILDRENS | BE00132155 | 17388904 | SYRINGE INFUSION PUMP | BECTON DICKINSON | 8110 | 3133.71 | 2026-06-18 | 0
TX CHILDRENS | BE00132424 | 17374612 | SYRINGE INFUSION PUMP | BECTON DICKINSON | 8110 | 3133.71 | 2026-06-17 | 0
TX CHILDRENS | BE00133816 | 17377748 | SYRINGE INFUSION PUMP | BECTON DICKINSON | 8110 | 3133.71 | 2026-06-25 | 0
TX CHILDRENS | BE00131650 | 17391044 | SYRINGE INFUSION PUMP | BECTON DICKINSON | 8110 | 3133.71 | 2026-06-19 | 0
TX CHILDRENS | BE00133851 | 17375633 | SYRINGE INFUSION PUMP | BECTON DICKINSON | 8110 | 3133.71 | 2026-06-25 | 0
TX CHILDRENS | BE00129011 | 17366500 | SYRINGE INFUSION PUMP | BECTON DICKINSON | 8110 | 3133.71 | 2026-06-26 | 0
TX CHILDRENS | BE00132448 | 17373878 | SYRINGE INFUSION PUMP | BECTON DICKINSON | 8110 | 3133.71 | 2026-06-17 | 0
TX CHILDRENS | BE00134025 | 17378574 | SYRINGE INFUSION PUMP | BECTON DICKINSON | 8110 | 3133.71 | 2026-06-26 | 0
TX CHILDRENS | BE00133840 | 17378640 | SYRINGE INFUSION PUMP | BECTON DICKINSON | 8110 | 3133.71 | 2026-06-26 | 0
TX CHILDRENS | BE00132183 | 17367101 | SYRINGE INFUSION PUMP | BECTON DICKINSON | 8110 | 3133.71 | 2026-06-17 | 0
TX CHILDRENS | BE00131965 | 17379195 | SYRINGE INFUSION PUMP | BECTON DICKINSON | 8110 | 3133.71 | 2026-06-17 | 0
TX CHILDRENS | BE00132385 | 17384314 | SYRINGE INFUSION PUMP | BECTON DICKINSON | 8110 | 3133.71 | 2026-06-18 | 0
TX CHILDRENS | BE00132504 | 17379690 | SYRINGE INFUSION PUMP | BECTON DICKINSON | 8110 | 3133.71 | 2026-06-17 | 0
TX CHILDRENS | BE00134044 | 17369589 | SYRINGE INFUSION PUMP | BECTON DICKINSON | 8110 | 3133.71 | 2026-06-26 | 0
TX CHILDRENS | BE00131652 | 17389699 | SYRINGE INFUSION PUMP | BECTON DICKINSON | 8110 | 3133.71 | 2026-06-18 | 0
TX CHILDRENS | BE00132376 | 17423664 | SYRINGE INFUSION PUMP | BECTON DICKINSON | 8110 | 3133.71 | 2026-06-18 | 0
TX CHILDRENS | BE00131657 | 17391465 | SYRINGE INFUSION PUMP | BECTON DICKINSON | 8110 | 3133.71 | 2026-06-17 | 0
TX CHILDRENS | BE00134097 | 17391718 | SYRINGE INFUSION PUMP | BECTON DICKINSON | 8110 | 3133.71 | 2026-06-26 | 0
TX CHILDRENS | BE00133763 | 17391422 | SYRINGE INFUSION PUMP | BECTON DICKINSON | 8110 | 3133.71 | 2026-06-25 | 0
TX CHILDRENS | BE00132151 | 17425931 | SYRINGE INFUSION PUMP | BECTON DICKINSON | 8110 | 3133.71 | 2026-06-16 | 0
TX CHILDRENS | BE00132326 | 17379925 | SYRINGE INFUSION PUMP | BECTON DICKINSON | 8110 | 3133.71 | 2026-06-17 | 0
TX CHILDRENS | BE00132351 | 17373902 | SYRINGE INFUSION PUMP | BECTON DICKINSON | 8110 | 3133.71 | 2026-06-17 | 0
TX CHILDRENS | BE00132369 | 17425874 | SYRINGE INFUSION PUMP | BECTON DICKINSON | 8110 | 3133.71 | 2026-06-16 | 0
TX CHILDRENS | BE00133989 | 17379172 | SYRINGE INFUSION PUMP | BECTON DICKINSON | 8110 | 3133.71 | 2026-06-26 | 0
TX CHILDRENS | BE00132393 | 17387246 | SYRINGE INFUSION PUMP | BECTON DICKINSON | 8110 | 3133.71 | 2026-06-18 | 0
TX CHILDRENS | BE00133777 | 17391052 | SYRINGE INFUSION PUMP | BECTON DICKINSON | 8110 | 3133.71 | 2026-06-26 | 0
TX CHILDRENS | BE00134093 | 17368566 | SYRINGE INFUSION PUMP | BECTON DICKINSON | 8110 | 3133.71 | 2026-06-26 | 0
TX CHILDRENS | BE00131737 | 17388136 | SYRINGE INFUSION PUMP | BECTON DICKINSON | 8110 | 3133.71 | 2026-06-17 | 0
TX CHILDRENS | BE00132392 | 17388686 | SYRINGE INFUSION PUMP | BECTON DICKINSON | 8110 | 3133.71 | 2026-06-19 | 0
TX CHILDRENS | BE00132354 | 17422341 | SYRINGE INFUSION PUMP | BECTON DICKINSON | 8110 | 3133.71 | 2026-06-18 | 0
TX CHILDRENS | BE00132422 | 17379864 | SYRINGE INFUSION PUMP | BECTON DICKINSON | 8110 | 3133.71 | 2026-06-17 | 0
TX CHILDRENS | BE00133860 | 17378891 | SYRINGE INFUSION PUMP | BECTON DICKINSON | 8110 | 3133.71 | 2026-06-26 | 0
TX CHILDRENS | BE00132170 | 17380058 | SYRINGE INFUSION PUMP | BECTON DICKINSON | 8110 | 3133.71 | 2026-06-18 | 0
TX CHILDRENS | BE00133837 | 17378847 | SYRINGE INFUSION PUMP | BECTON DICKINSON | 8110 | 3133.71 | 2026-06-25 | 0
TX CHILDRENS | BE00134072 | 17391719 | SYRINGE INFUSION PUMP | BECTON DICKINSON | 8110 | 3133.71 | 2026-06-25 | 0
TX CHILDRENS | BE00132451 | 17328679 | SYRINGE INFUSION PUMP | BECTON DICKINSON | 8110 | 3133.71 | 2026-06-17 | 0
TX CHILDRENS | BE00134020 | 17392197 | SYRINGE INFUSION PUMP | BECTON DICKINSON | 8110 | 3133.71 | 2026-06-26 | 0
TX CHILDRENS | BE00131606 | 17387202 | SYRINGE INFUSION PUMP | BECTON DICKINSON | 8110 | 3133.71 | 2026-06-18 | 0
TX CHILDRENS | BE00132203 | 17425522 | SYRINGE INFUSION PUMP | BECTON DICKINSON | 8110 | 3133.71 | 2026-06-17 | 0
TX CHILDRENS | BE00133817 | 17378832 | SYRINGE INFUSION PUMP | BECTON DICKINSON | 8110 | 3133.71 | 2026-06-26 | 0
TX CHILDRENS | BE00134067 | 17368746 | SYRINGE INFUSION PUMP | BECTON DICKINSON | 8110 | 3133.71 | 2026-06-26 | 0
TX CHILDRENS | BE00132158 | 17388382 | SYRINGE INFUSION PUMP | BECTON DICKINSON | 8110 | 3133.71 | 2026-06-19 | 0
TX CHILDRENS | BE00134034 | 17390163 | SYRINGE INFUSION PUMP | BECTON DICKINSON | 8110 | 3133.71 | 2026-06-26 | 0
TX CHILDRENS | BE00132333 | 17379779 | SYRINGE INFUSION PUMP | BECTON DICKINSON | 8110 | 3133.71 | 2026-06-17 | 0
TX CHILDRENS | BE00133996 | 17369454 | SYRINGE INFUSION PUMP | BECTON DICKINSON | 8110 | 3133.71 | 2026-06-26 | 0
TX CHILDRENS | BE00133972 | 17378947 | SYRINGE INFUSION PUMP | BECTON DICKINSON | 8110 | 3133.71 | 2026-06-26 | 0
TX CHILDRENS | BE00131653 | 17388975 | SYRINGE INFUSION PUMP | BECTON DICKINSON | 8110 | 3133.71 | 2026-06-18 | 0
TX CHILDRENS | BE00132360 | 17424875 | SYRINGE INFUSION PUMP | BECTON DICKINSON | 8110 | 3133.71 | 2026-06-17 | 0
TX CHILDRENS | BE00131629 | 17391058 | SYRINGE INFUSION PUMP | BECTON DICKINSON | 8110 | 3133.71 | 2026-06-18 | 0
TX CHILDRENS | BE00132357 | 17374285 | SYRINGE INFUSION PUMP | BECTON DICKINSON | 8110 | 3133.71 | 2026-06-17 | 0
TX CHILDRENS | BE00133804 | 17377876 | SYRINGE INFUSION PUMP | BECTON DICKINSON | 8110 | 3133.71 | 2026-06-25 | 0
TX CHILDRENS | BE00131619 | 17425175 | SYRINGE INFUSION PUMP | BECTON DICKINSON | 8110 | 3133.71 | 2026-06-18 | 0
TX CHILDRENS | BE00131864 | 17391096 | SYRINGE INFUSION PUMP | BECTON DICKINSON | 8110 | 3133.71 | 2026-06-19 | 0
TX CHILDRENS | BE00131617 | 17388202 | SYRINGE INFUSION PUMP | BECTON DICKINSON | 8110 | 3133.71 | 2026-06-18 | 0
TX CHILDRENS | BE00133988 | 17379473 | SYRINGE INFUSION PUMP | BECTON DICKINSON | 8110 | 3133.71 | 2026-06-25 | 0
TX CHILDRENS | BE00133830 | 17378443 | SYRINGE INFUSION PUMP | BECTON DICKINSON | 8110 | 3133.71 | 2026-06-25 | 0
TX CHILDRENS | BE00133766 | 17379026 | SYRINGE INFUSION PUMP | BECTON DICKINSON | 8110 | 3133.71 | 2026-06-25 | 0
TX CHILDRENS | BE00132364 | 17426021 | SYRINGE INFUSION PUMP | BECTON DICKINSON | 8110 | 3133.71 | 2026-06-17 | 0
TX CHILDRENS | BE00133848 | 17378235 | SYRINGE INFUSION PUMP | BECTON DICKINSON | 8110 | 3133.71 | 2026-06-25 | 0
TX CHILDRENS | BE00133852 | 17369752 | SYRINGE INFUSION PUMP | BECTON DICKINSON | 8110 | 3133.71 | 2026-06-26 | 0
TX CHILDRENS | BE00132373 | 17370134 | SYRINGE INFUSION PUMP | BECTON DICKINSON | 8110 | 3133.71 | 2026-06-17 | 0
TX CHILDRENS | BE00132347 | 17374104 | SYRINGE INFUSION PUMP | BECTON DICKINSON | 8110 | 3133.71 | 2026-06-17 | 0
TX CHILDRENS | BE00133813 | 17392199 | SYRINGE INFUSION PUMP | BECTON DICKINSON | 8110 | 3133.71 | 2026-06-26 | 0
TX CHILDRENS | BE00131646 | 17391013 | SYRINGE INFUSION PUMP | BECTON DICKINSON | 8110 | 3133.71 | 2026-06-18 | 0
TX CHILDRENS | BE00133987 | 17369840 | SYRINGE INFUSION PUMP | BECTON DICKINSON | 8110 | 3133.71 | 2026-06-25 | 0
TX CHILDRENS | BE00132171 | 17377569 | SYRINGE INFUSION PUMP | BECTON DICKINSON | 8110 | 3133.71 | 2026-06-17 | 0
TX CHILDRENS | BE00133769 | 17379022 | SYRINGE INFUSION PUMP | BECTON DICKINSON | 8110 | 3133.71 | 2026-06-26 | 0
TX CHILDRENS | BE00133832 | 17377627 | SYRINGE INFUSION PUMP | BECTON DICKINSON | 8110 | 3133.71 | 2026-06-25 | 0
TX CHILDRENS | BE00132381 | 17388010 | SYRINGE INFUSION PUMP | BECTON DICKINSON | 8110 | 3133.71 | 2026-06-18 | 0
TX CHILDRENS | BE00133866 | 17378560 | SYRINGE INFUSION PUMP | BECTON DICKINSON | 8110 | 3133.71 | 2026-06-26 | 0
TX CHILDRENS | BE00133973 | 17378604 | SYRINGE INFUSION PUMP | BECTON DICKINSON | 8110 | 3133.71 | 2026-06-26 | 0
TX CHILDRENS | BE00133842 | 17378848 | SYRINGE INFUSION PUMP | BECTON DICKINSON | 8110 | 3133.71 | 2026-06-25 | 0
TX CHILDRENS | BE00132205 | 17425520 | SYRINGE INFUSION PUMP | BECTON DICKINSON | 8110 | 3133.71 | 2026-06-17 | 0
TX CHILDRENS | BE00132175 | 17380441 | SYRINGE INFUSION PUMP | BECTON DICKINSON | 8110 | 3133.71 | 2026-06-18 | 0
TX CHILDRENS | BE00132379 | 17383920 | SYRINGE INFUSION PUMP | BECTON DICKINSON | 8110 | 3133.71 | 2026-06-18 | 0
TX CHILDRENS | BE00131740 | 17387447 | SYRINGE INFUSION PUMP | BECTON DICKINSON | 8110 | 3133.71 | 2026-06-18 | 0
TX CHILDRENS | BE00134079 | 17369750 | SYRINGE INFUSION PUMP | BECTON DICKINSON | 8110 | 3133.71 | 2026-06-26 | 0
TX CHILDRENS | BE00134136 | 17391352 | SYRINGE INFUSION PUMP | BECTON DICKINSON | 8110 | 3133.71 | 2026-06-25 | 0
TX CHILDRENS | BE00131732 | 17416393 | SYRINGE INFUSION PUMP | BECTON DICKINSON | 8110 | 3133.71 | 2026-06-19 | 0
TX CHILDRENS | BE00133870 | 17378532 | SYRINGE INFUSION PUMP | BECTON DICKINSON | 8110 | 3133.71 | 2026-06-25 | 0
TX CHILDRENS | BE00133773 | 17392603 | SYRINGE INFUSION PUMP | BECTON DICKINSON | 8110 | 3133.71 | 2026-06-25 | 0
TX CHILDRENS | BE00133846 | 17377592 | SYRINGE INFUSION PUMP | BECTON DICKINSON | 8110 | 3133.71 | 2026-06-24 | 0
TX CHILDRENS | BE00132389 | 17388152 | SYRINGE INFUSION PUMP | BECTON DICKINSON | 8110 | 3133.71 | 2026-06-18 | 0
TX CHILDRENS | BE00133762 | 17376393 | SYRINGE INFUSION PUMP | BECTON DICKINSON | 8110 | 3133.71 | 2026-06-24 | 0
TX CHILDRENS | BE00131658 | 17391717 | SYRINGE INFUSION PUMP | BECTON DICKINSON | 8110 | 3133.71 | 2026-06-18 | 0
TX CHILDRENS | BE00132327 | 17379870 | SYRINGE INFUSION PUMP | BECTON DICKINSON | 8110 | 3133.71 | 2026-06-17 | 0
TX CHILDRENS | BE00132305 | 17380435 | SYRINGE INFUSION PUMP | BECTON DICKINSON | 8110 | 3133.71 | 2026-06-18 | 0
TX CHILDRENS | BE00133861 | 17392062 | SYRINGE INFUSION PUMP | BECTON DICKINSON | 8110 | 3133.71 | 2026-06-26 | 0
TX CHILDRENS | BE00131861 | 17390372 | SYRINGE INFUSION PUMP | BECTON DICKINSON | 8110 | 3133.71 | 2026-06-19 | 0
TX CHILDRENS | BE00134074 | 17368998 | SYRINGE INFUSION PUMP | BECTON DICKINSON | 8110 | 3133.71 | 2026-06-26 | 0
TX CHILDRENS | BE00132454 | 17344050 | SYRINGE INFUSION PUMP | BECTON DICKINSON | 8110 | 3133.71 | 2026-06-17 | 0
TX CHILDRENS | BE00134027 | 17392488 | SYRINGE INFUSION PUMP | BECTON DICKINSON | 8110 | 3133.71 | 2026-06-26 | 0
TX CHILDRENS | BE00133985 | 17392606 | SYRINGE INFUSION PUMP | BECTON DICKINSON | 8110 | 3133.71 | 2026-06-26 | 0
TX CHILDRENS | BE00133844 | 17377372 | SYRINGE INFUSION PUMP | BECTON DICKINSON | 8110 | 3133.71 | 2026-06-25 | 0
TX CHILDRENS | BE00132453 | 17374974 | SYRINGE INFUSION PUMP | BECTON DICKINSON | 8110 | 3133.71 | 2026-06-16 | 0
TX CHILDRENS | BE00133799 | 17377874 | SYRINGE INFUSION PUMP | BECTON DICKINSON | 8110 | 3133.71 | 2026-06-25 | 0
TX CHILDRENS | BE00132429 | 17373929 | SYRINGE INFUSION PUMP | BECTON DICKINSON | 8110 | 3133.71 | 2026-06-17 | 0
TX CHILDRENS | BE00133999 | 17393097 | SYRINGE INFUSION PUMP | BECTON DICKINSON | 8110 | 3133.71 | 2026-06-25 | 0
TX CHILDRENS | BE00131738 | 17387180 | SYRINGE INFUSION PUMP | BECTON DICKINSON | 8110 | 3133.71 | 2026-06-18 | 0
TX CHILDRENS | BE00133833 | 17378888 | SYRINGE INFUSION PUMP | BECTON DICKINSON | 8110 | 3133.71 | 2026-06-26 | 0
TX CHILDRENS | BE00134100 | 17370014 | SYRINGE INFUSION PUMP | BECTON DICKINSON | 8110 | 3133.71 | 2026-06-25 | 0
TX CHILDRENS | BE00134152 | 17378845 | SYRINGE INFUSION PUMP | BECTON DICKINSON | 8110 | 3133.71 | 2026-06-25 | 0
TX CHILDRENS | BE00132229 | 17372304 | SYRINGE INFUSION PUMP | BECTON DICKINSON | 8110 | 3133.71 | 2026-06-17 | 0
TX CHILDRENS | BE00132182 | 17374033 | SYRINGE INFUSION PUMP | BECTON DICKINSON | 8110 | 3133.71 | 2026-06-17 | 0
TX CHILDRENS | BE00131636 | 17389801 | SYRINGE INFUSION PUMP | BECTON DICKINSON | 8110 | 3133.71 | 2026-06-18 | 0
TX CHILDRENS | BE00131869 | 17391089 | SYRINGE INFUSION PUMP | BECTON DICKINSON | 8110 | 3133.71 | 2026-06-18 | 0
TX CHILDRENS | BE00129009 | 17369243 | SYRINGE INFUSION PUMP | BECTON DICKINSON | 8110 | 3133.71 | 2026-06-26 | 0
TX CHILDRENS | BE00131627 | 17390713 | SYRINGE INFUSION PUMP | BECTON DICKINSON | 8110 | 3133.71 | 2026-06-19 | 0
TX CHILDRENS | BE00131729 | 17424870 | SYRINGE INFUSION PUMP | BECTON DICKINSON | 8110 | 3133.71 | 2026-06-18 | 0
TX CHILDRENS | BE00132177 | 17373779 | SYRINGE INFUSION PUMP | BECTON DICKINSON | 8110 | 3133.71 | 2026-06-17 | 0
TX CHILDRENS | BE00132390 | 17388191 | SYRINGE INFUSION PUMP | BECTON DICKINSON | 8110 | 3133.71 | 2026-06-18 | 0
TX CHILDRENS | BE00133843 | 17379028 | SYRINGE INFUSION PUMP | BECTON DICKINSON | 8110 | 3133.71 | 2026-06-25 | 0
TX CHILDRENS | BE00134043 | 17392611 | SYRINGE INFUSION PUMP | BECTON DICKINSON | 8110 | 3133.71 | 2026-06-26 | 0
TX CHILDRENS | BE00133805 | 17377964 | SYRINGE INFUSION PUMP | BECTON DICKINSON | 8110 | 3133.71 | 2026-06-26 | 0
TX CHILDRENS | BE00131639 | 17391181 | SYRINGE INFUSION PUMP | BECTON DICKINSON | 8110 | 3133.71 | 2026-06-18 | 0
TX CHILDRENS | BE00134112 | 17391890 | SYRINGE INFUSION PUMP | BECTON DICKINSON | 8110 | 3133.71 | 2026-06-25 | 0
TX CHILDRENS | BE00131631 | 17392843 | SYRINGE INFUSION PUMP | BECTON DICKINSON | 8110 | 3133.71 | 2026-06-18 | 0
TX CHILDRENS | BE00132186 | 17374839 | SYRINGE INFUSION PUMP | BECTON DICKINSON | 8110 | 3133.71 | 2026-06-17 | 0
TX CHILDRENS | BE00132350 | 17336559 | SYRINGE INFUSION PUMP | BECTON DICKINSON | 8110 | 3133.71 | 2026-06-17 | 0
TX CHILDRENS | BE00134070 | 17390904 | SYRINGE INFUSION PUMP | BECTON DICKINSON | 8110 | 3133.71 | 2026-06-25 | 0
TX CHILDRENS | BE00132150 | 17425713 | SYRINGE INFUSION PUMP | BECTON DICKINSON | 8110 | 3133.71 | 2026-06-16 | 0
TX CHILDRENS | BE00133984 | 17391774 | SYRINGE INFUSION PUMP | BECTON DICKINSON | 8110 | 3133.71 | 2026-06-24 | 0
TX CHILDRENS | BE00131866 | 17425317 | SYRINGE INFUSION PUMP | BECTON DICKINSON | 8110 | 3133.71 | 2026-06-17 | 0
TX CHILDRENS | BE00132307 | 17380740 | SYRINGE INFUSION PUMP | BECTON DICKINSON | 8110 | 3133.71 | 2026-06-18 | 0
TX CHILDRENS | BE00132374 | 17374109 | SYRINGE INFUSION PUMP | BECTON DICKINSON | 8110 | 3133.71 | 2026-06-17 | 0
TX CHILDRENS | BE00133849 | 17379330 | SYRINGE INFUSION PUMP | BECTON DICKINSON | 8110 | 3133.71 | 2026-06-26 | 0
TX CHILDRENS | BE00133950 | 17391885 | SYRINGE INFUSION PUMP | BECTON DICKINSON | 8110 | 3133.71 | 2026-06-25 | 0
TX CHILDRENS | BE00134015 | 17391589 | SYRINGE INFUSION PUMP | BECTON DICKINSON | 8110 | 3133.71 | 2026-06-26 | 0
TX CHILDRENS | BE00134076 | 17369947 | SYRINGE INFUSION PUMP | BECTON DICKINSON | 8110 | 3133.71 | 2026-06-26 | 0
TX CHILDRENS | BE00132178 | 17373759 | SYRINGE INFUSION PUMP | BECTON DICKINSON | 8110 | 3133.71 | 2026-06-17 | 0
TX CHILDRENS | BE00133828 | 17378806 | SYRINGE INFUSION PUMP | BECTON DICKINSON | 8110 | 3133.71 | 2026-06-25 | 0
TX CHILDRENS | BE00134101 | 17392609 | SYRINGE INFUSION PUMP | BECTON DICKINSON | 8110 | 3133.71 | 2026-06-26 | 0
TX CHILDRENS | BE00131868 | 17387861 | SYRINGE INFUSION PUMP | BECTON DICKINSON | 8110 | 3133.71 | 2026-06-18 | 0
TX CHILDRENS | BE00133807 | 17389814 | SYRINGE INFUSION PUMP | BECTON DICKINSON | 8110 | 3133.71 | 2026-06-26 | 0
TX CHILDRENS | BE00132363 | 17425654 | SYRINGE INFUSION PUMP | BECTON DICKINSON | 8110 | 3133.71 | 2026-06-17 | 0
TX CHILDRENS | BE00131637 | 17391082 | SYRINGE INFUSION PUMP | BECTON DICKINSON | 8110 | 3133.71 | 2026-06-18 | 0
TX CHILDRENS | BE00132339 | 17374584 | SYRINGE INFUSION PUMP | BECTON DICKINSON | 8110 | 3133.71 | 2026-06-17 | 0
TX CHILDRENS | BE00131643 | 17391155 | SYRINGE INFUSION PUMP | BECTON DICKINSON | 8110 | 3133.71 | 2026-06-18 | 0
TX CHILDRENS | BE00133770 | 17392039 | SYRINGE INFUSION PUMP | BECTON DICKINSON | 8110 | 3133.71 | 2026-06-25 | 0
TX CHILDRENS | BE00134081 | 17368493 | SYRINGE INFUSION PUMP | BECTON DICKINSON | 8110 | 3133.71 | 2026-06-26 | 0
TX CHILDRENS | BE00134113 | 17391351 | SYRINGE INFUSION PUMP | BECTON DICKINSON | 8110 | 3133.71 | 2026-06-26 | 0
TX CHILDRENS | BE00134040 | 17391492 | SYRINGE INFUSION PUMP | BECTON DICKINSON | 8110 | 3133.71 | 2026-06-26 | 0
TX CHILDRENS | BE00132169 | 17379687 | SYRINGE INFUSION PUMP | BECTON DICKINSON | 8110 | 3133.71 | 2026-06-17 | 0
TX CHILDRENS | BE00132146 | 17388390 | SYRINGE INFUSION PUMP | BECTON DICKINSON | 8110 | 3133.71 | 2026-06-18 | 0
TX CHILDRENS | BE00133808 | 17377741 | SYRINGE INFUSION PUMP | BECTON DICKINSON | 8110 | 3133.71 | 2026-06-24 | 0
TX CHILDRENS | BE00132348 | 17374840 | SYRINGE INFUSION PUMP | BECTON DICKINSON | 8110 | 3133.71 | 2026-06-17 | 0
TX CHILDRENS | BE00131613 | 17385844 | SYRINGE INFUSION PUMP | BECTON DICKINSON | 8110 | 3133.71 | 2026-06-18 | 0
TX CHILDRENS | BE00134024 | 17377814 | SYRINGE INFUSION PUMP | BECTON DICKINSON | 8110 | 3133.71 | 2026-06-24 | 0
TX CHILDRENS | BE00131863 | 17392845 | SYRINGE INFUSION PUMP | BECTON DICKINSON | 8110 | 3133.71 | 2026-06-17 | 0
TX CHILDRENS | BE00134127 | 17378610 | SYRINGE INFUSION PUMP | BECTON DICKINSON | 8110 | 3133.71 | 2026-06-26 | 0
TX CHILDRENS | BE00132187 | 17374651 | SYRINGE INFUSION PUMP | BECTON DICKINSON | 8110 | 3133.71 | 2026-06-17 | 0
TX CHILDRENS | BE00134150 | 17378851 | SYRINGE INFUSION PUMP | BECTON DICKINSON | 8110 | 3133.71 | 2026-06-25 | 0
TX CHILDRENS | BE00131871 | 17387568 | SYRINGE INFUSION PUMP | BECTON DICKINSON | 8110 | 3133.71 | 2026-06-18 | 0
TX CHILDRENS | BE00134135 | 17369634 | SYRINGE INFUSION PUMP | BECTON DICKINSON | 8110 | 3133.71 | 2026-06-26 | 0
TX CHILDRENS | BE00133824 | 17377968 | SYRINGE INFUSION PUMP | BECTON DICKINSON | 8110 | 3133.71 | 2026-06-26 | 0
TX CHILDRENS | BE00134055 | 17390869 | SYRINGE INFUSION PUMP | BECTON DICKINSON | 8110 | 3133.71 | 2026-06-25 | 0
TX CHILDRENS | BE00134104 | 17368385 | SYRINGE INFUSION PUMP | BECTON DICKINSON | 8110 | 3133.71 | 2026-06-26 | 0
TX CHILDRENS | BE00132447 | 17373511 | SYRINGE INFUSION PUMP | BECTON DICKINSON | 8110 | 3133.71 | 2026-06-17 | 0
TX CHILDRENS | BE00133853 | 17375565 | SYRINGE INFUSION PUMP | BECTON DICKINSON | 8110 | 3133.71 | 2026-06-26 | 0
TX CHILDRENS | BE00133815 | 17378642 | SYRINGE INFUSION PUMP | BECTON DICKINSON | 8110 | 3133.71 | 2026-06-25 | 0
TX CHILDRENS | BE00131634 | 17390968 | SYRINGE INFUSION PUMP | BECTON DICKINSON | 8110 | 3133.71 | 2026-06-19 | 0
TX CHILDRENS | BE00134053 | 17392196 | SYRINGE INFUSION PUMP | BECTON DICKINSON | 8110 | 3133.71 | 2026-06-26 | 0
TX CHILDRENS | BE00133774 | 17391431 | SYRINGE INFUSION PUMP | BECTON DICKINSON | 8110 | 3133.71 | 2026-06-26 | 0
TX CHILDRENS | BE00133864 | 17391587 | SYRINGE INFUSION PUMP | BECTON DICKINSON | 8110 | 3133.71 | 2026-06-26 | 0
TX CHILDRENS | BE00134033 | 17389650 | SYRINGE INFUSION PUMP | BECTON DICKINSON | 8110 | 3133.71 | 2026-06-25 | 0
TX CHILDRENS | BE00132362 | 17426189 | SYRINGE INFUSION PUMP | BECTON DICKINSON | 8110 | 3133.71 | 2026-06-16 | 0
TX CHILDRENS | BE00134013 | 17377824 | SYRINGE INFUSION PUMP | BECTON DICKINSON | 8110 | 3133.71 | 2026-06-26 | 0
TX CHILDRENS | BE00131865 | 17392360 | SYRINGE INFUSION PUMP | BECTON DICKINSON | 8110 | 3133.71 | 2026-06-17 | 0
TX CHILDRENS | BE00132315 | 17380323 | SYRINGE INFUSION PUMP | BECTON DICKINSON | 8110 | 3133.71 | 2026-06-18 | 0
TX CHILDRENS | BE00132202 | 17423599 | SYRINGE INFUSION PUMP | BECTON DICKINSON | 8110 | 3133.71 | 2026-06-17 | 0
TX CHILDRENS | BE00132334 | 17379892 | SYRINGE INFUSION PUMP | BECTON DICKINSON | 8110 | 3133.71 | 2026-06-17 | 0
TX CHILDRENS | BE00134078 | 17392201 | SYRINGE INFUSION PUMP | BECTON DICKINSON | 8110 | 3133.71 | 2026-06-26 | 0
TX CHILDRENS | BE00134019 | 17378535 | SYRINGE INFUSION PUMP | BECTON DICKINSON | 8110 | 3133.71 | 2026-06-25 | 0
TX CHILDRENS | BE00131735 | 17425771 | SYRINGE INFUSION PUMP | BECTON DICKINSON | 8110 | 3133.71 | 2026-06-16 | 0
TX CHILDRENS | BE00132382 | 17425792 | SYRINGE INFUSION PUMP | BECTON DICKINSON | 8110 | 3133.71 | 2026-06-16 | 0
TX CHILDRENS | BE00134008 | 17391187 | SYRINGE INFUSION PUMP | BECTON DICKINSON | 8110 | 3133.71 | 2026-06-26 | 0
TX CHILDRENS | BE00133797 | 17377576 | SYRINGE INFUSION PUMP | BECTON DICKINSON | 8110 | 3133.71 | 2026-06-24 | 0
TX CHILDRENS | BE00132400 | 17384438 | SYRINGE INFUSION PUMP | BECTON DICKINSON | 8110 | 3133.71 | 2026-06-18 | 0
TX CHILDRENS | BE00132329 | 17379723 | SYRINGE INFUSION PUMP | BECTON DICKINSON | 8110 | 3133.71 | 2026-06-17 | 0
TX CHILDRENS | BE00132173 | 17379472 | SYRINGE INFUSION PUMP | BECTON DICKINSON | 8110 | 3133.71 | 2026-06-17 | 0
TX CHILDRENS | BE00134068 | 17392479 | SYRINGE INFUSION PUMP | BECTON DICKINSON | 8110 | 3133.71 | 2026-06-26 | 0
TX CHILDRENS | BE00132322 | 17379799 | SYRINGE INFUSION PUMP | BECTON DICKINSON | 8110 | 3133.71 | 2026-06-17 | 0
TX CHILDRENS | BE00134090 | 17352236 | SYRINGE INFUSION PUMP | BECTON DICKINSON | 8110 | 3133.71 | 2026-06-26 | 0
TX CHILDRENS | BE00133765 | 17392047 | SYRINGE INFUSION PUMP | BECTON DICKINSON | 8110 | 3133.71 | 2026-06-25 | 0
TX CHILDRENS | BE00132456 | 17425816 | SYRINGE INFUSION PUMP | BECTON DICKINSON | 8110 | 3133.71 | 2026-06-16 | 0
TX CHILDRENS | BE00134091 | 17391780 | SYRINGE INFUSION PUMP | BECTON DICKINSON | 8110 | 3133.71 | 2026-06-26 | 0
TX CHILDRENS | BE00132319 | 17379662 | SYRINGE INFUSION PUMP | BECTON DICKINSON | 8110 | 3133.71 | 2026-06-17 | 0
TX CHILDRENS | BE00131608 | 17387054 | SYRINGE INFUSION PUMP | BECTON DICKINSON | 8110 | 3133.71 | 2026-06-17 | 0
TX CHILDRENS | BE00132184 | 17415950 | SYRINGE INFUSION PUMP | BECTON DICKINSON | 8110 | 3133.71 | 2026-06-17 | 0
TX CHILDRENS | BE00132366 | 17416861 | SYRINGE INFUSION PUMP | BECTON DICKINSON | 8110 | 3133.71 | 2026-06-18 | 0
TX CHILDRENS | BE00129016 | 17369588 | SYRINGE INFUSION PUMP | BECTON DICKINSON | 8110 | 3133.71 | 2026-06-26 | 0
TX CHILDRENS | BE00132189 | 17375109 | SYRINGE INFUSION PUMP | BECTON DICKINSON | 8110 | 3133.71 | 2026-06-17 | 0
TX CHILDRENS | BE00129010 | 17370019 | SYRINGE INFUSION PUMP | BECTON DICKINSON | 8110 | 3133.71 | 2026-06-25 | 0
TX CHILDRENS | BE00133767 | 17379165 | SYRINGE INFUSION PUMP | BECTON DICKINSON | 8110 | 3133.71 | 2026-06-26 | 0
TX CHILDRENS | BE00132185 | 17425979 | SYRINGE INFUSION PUMP | BECTON DICKINSON | 8110 | 3133.71 | 2026-06-17 | 0
TX CHILDRENS | BE00134011 | 17389763 | SYRINGE INFUSION PUMP | BECTON DICKINSON | 8110 | 3133.71 | 2026-06-26 | 0
TX CHILDRENS | BE00131607 | 17385548 | SYRINGE INFUSION PUMP | BECTON DICKINSON | 8110 | 3133.71 | 2026-06-18 | 0
TX CHILDRENS | BE00133863 | 17390321 | SYRINGE INFUSION PUMP | BECTON DICKINSON | 8110 | 3133.71 | 2026-06-26 | 0
TX CHILDRENS | BE00133953 | 17379015 | SYRINGE INFUSION PUMP | BECTON DICKINSON | 8110 | 3133.71 | 2026-06-25 | 0
TX CHILDRENS | BE00131640 | 17389833 | SYRINGE INFUSION PUMP | BECTON DICKINSON | 8110 | 3133.71 | 2026-06-19 | 0
TX CHILDRENS | BE00133867 | 17378513 | SYRINGE INFUSION PUMP | BECTON DICKINSON | 8110 | 3133.71 | 2026-06-26 | 0
TX CHILDRENS | BE00133998 | 17391777 | SYRINGE INFUSION PUMP | BECTON DICKINSON | 8110 | 3133.71 | 2026-06-26 | 0
TX CHILDRENS | BE00133764 | 17378644 | SYRINGE INFUSION PUMP | BECTON DICKINSON | 8110 | 3133.71 | 2026-06-25 | 0
TX CHILDRENS | BE00133831 | 17379171 | SYRINGE INFUSION PUMP | BECTON DICKINSON | 8110 | 3133.71 | 2026-06-26 | 0
TX CHILDRENS | BE00132227 | 17374594 | SYRINGE INFUSION PUMP | BECTON DICKINSON | 8110 | 3133.71 | 2026-06-17 | 0
TX CHILDRENS | BE00134103 | 17391178 | SYRINGE INFUSION PUMP | BECTON DICKINSON | 8110 | 3133.71 | 2026-06-26 | 0
TX CHILDRENS | BE00134032 | 17377530 | SYRINGE INFUSION PUMP | BECTON DICKINSON | 8110 | 3133.71 | 2026-06-25 | 0
TX CHILDRENS | BE00133845 | 17378784 | SYRINGE INFUSION PUMP | BECTON DICKINSON | 8110 | 3133.71 | 2026-06-26 | 0
TX CHILDRENS | BE00133977 | 17368508 | SYRINGE INFUSION PUMP | BECTON DICKINSON | 8110 | 3133.71 | 2026-06-26 | 0
TX CHILDRENS | BE00131635 | 17391296 | SYRINGE INFUSION PUMP | BECTON DICKINSON | 8110 | 3133.71 | 2026-06-19 | 0
TX CHILDRENS | BE00133858 | 17378894 | SYRINGE INFUSION PUMP | BECTON DICKINSON | 8110 | 3133.71 | 2026-06-26 | 0
TX CHILDRENS | BE00134009 | 17390076 | SYRINGE INFUSION PUMP | BECTON DICKINSON | 8110 | 3133.71 | 2026-06-25 | 0
TX CHILDRENS | BE00132172 | 17379461 | SYRINGE INFUSION PUMP | BECTON DICKINSON | 8110 | 3133.71 | 2026-06-17 | 0
TX CHILDRENS | BE00134153 | 17390843 | SYRINGE INFUSION PUMP | BECTON DICKINSON | 8110 | 3133.71 | 2026-06-25 | 0
TX CHILDRENS | BE00133776 | 17391775 | SYRINGE INFUSION PUMP | BECTON DICKINSON | 8110 | 3133.71 | 2026-06-25 | 0
TX CHILDRENS | BE00133948 | 17378380 | SYRINGE INFUSION PUMP | BECTON DICKINSON | 8110 | 3133.71 | 2026-06-26 | 0
TX CHILDRENS | BE00132343 | 17374371 | SYRINGE INFUSION PUMP | BECTON DICKINSON | 8110 | 3133.71 | 2026-06-17 | 0
TX CHILDRENS | BE00132386 | 17416842 | SYRINGE INFUSION PUMP | BECTON DICKINSON | 8110 | 3133.71 | 2026-06-17 | 0
TX CHILDRENS | BE00134082 | 17386068 | SYRINGE INFUSION PUMP | BECTON DICKINSON | 8110 | 3133.71 | 2026-06-25 | 0
TX CHILDRENS | BE00132231 | 17379776 | SYRINGE INFUSION PUMP | BECTON DICKINSON | 8110 | 3133.71 | 2026-06-16 | 0
TX CHILDRENS | BE00131872 | 17387702 | SYRINGE INFUSION PUMP | BECTON DICKINSON | 8110 | 3133.71 | 2026-06-18 | 0
TX CHILDRENS | BE00131656 | 17392055 | SYRINGE INFUSION PUMP | BECTON DICKINSON | 8110 | 3133.71 | 2026-06-18 | 0
TX CHILDRENS | BE00132228 | 17374436 | SYRINGE INFUSION PUMP | BECTON DICKINSON | 8110 | 3133.71 | 2026-06-17 | 0
TX CHILDRENS | BE00133838 | 17379013 | SYRINGE INFUSION PUMP | BECTON DICKINSON | 8110 | 3133.71 | 2026-06-26 | 0
TX CHILDRENS | BE00132388 | 17388116 | SYRINGE INFUSION PUMP | BECTON DICKINSON | 8110 | 3133.71 | 2026-06-18 | 0
TX CHILDRENS | BE00131616 | 17425521 | SYRINGE INFUSION PUMP | BECTON DICKINSON | 8110 | 3133.71 | 2026-06-17 | 0
TX CHILDRENS | BE00132330 | 17380021 | SYRINGE INFUSION PUMP | BECTON DICKINSON | 8110 | 3133.71 | 2026-06-17 | 0
TX CHILDRENS | BE00134098 | 17364738 | SYRINGE INFUSION PUMP | BECTON DICKINSON | 8110 | 3133.71 | 2026-06-26 | 0
TX CHILDRENS | BE00132232 | 17378704 | SYRINGE INFUSION PUMP | BECTON DICKINSON | 8110 | 3133.71 | 2026-06-17 | 0
TX CHILDRENS | BE00132418 | 17374837 | SYRINGE INFUSION PUMP | BECTON DICKINSON | 8110 | 3133.71 | 2026-06-17 | 0
TX CHILDRENS | BE00132338 | 17375252 | SYRINGE INFUSION PUMP | BECTON DICKINSON | 8110 | 3133.71 | 2026-06-17 | 0
TX CHILDRENS | BE00133865 | 17393101 | SYRINGE INFUSION PUMP | BECTON DICKINSON | 8110 | 3133.71 | 2026-06-25 | 0
TX CHILDRENS | BE00131728 | 17391066 | SYRINGE INFUSION PUMP | BECTON DICKINSON | 8110 | 3133.71 | 2026-06-19 | 0
TX CHILDRENS | BE00131648 | 17391216 | SYRINGE INFUSION PUMP | BECTON DICKINSON | 8110 | 3133.71 | 2026-06-18 | 0
TX CHILDRENS | BE00132417 | 17370439 | SYRINGE INFUSION PUMP | BECTON DICKINSON | 8110 | 3133.71 | 2026-06-17 | 0
TX CHILDRENS | BE00132308 | 17380033 | SYRINGE INFUSION PUMP | BECTON DICKINSON | 8110 | 3133.71 | 2026-06-17 | 0
TX CHILDRENS | BE00133818 | 17391521 | SYRINGE INFUSION PUMP | BECTON DICKINSON | 8110 | 3133.71 | 2026-06-26 | 0
TX CHILDRENS | BE00134045 | 17391782 | SYRINGE INFUSION PUMP | BECTON DICKINSON | 8110 | 3133.71 | 2026-06-26 | 0
TX CHILDRENS | BE00132342 | 17380653 | SYRINGE INFUSION PUMP | BECTON DICKINSON | 8110 | 3133.71 | 2026-06-18 | 0
TX CHILDRENS | BE00132336 | 17379679 | SYRINGE INFUSION PUMP | BECTON DICKINSON | 8110 | 3133.71 | 2026-06-16 | 0
TX CHILDRENS | BE00133806 | 17377979 | SYRINGE INFUSION PUMP | BECTON DICKINSON | 8110 | 3133.71 | 2026-06-25 | 0
TX CHILDRENS | BE00134069 | 17367060 | SYRINGE INFUSION PUMP | BECTON DICKINSON | 8110 | 3133.71 | 2026-06-26 | 0
TX CHILDRENS | BE00134077 | 17369832 | SYRINGE INFUSION PUMP | BECTON DICKINSON | 8110 | 3133.71 | 2026-06-26 | 0
TX CHILDRENS | BE00134094 | 17369383 | SYRINGE INFUSION PUMP | BECTON DICKINSON | 8110 | 3133.71 | 2026-06-26 | 0
TX CHILDRENS | BE00134023 | 17379272 | SYRINGE INFUSION PUMP | BECTON DICKINSON | 8110 | 3133.71 | 2026-06-25 | 0
TX CHILDRENS | BE00131733 | 17416041 | SYRINGE INFUSION PUMP | BECTON DICKINSON | 8110 | 3133.71 | 2026-06-18 | 0
TX CHILDRENS | BE00132306 | 17379475 | SYRINGE INFUSION PUMP | BECTON DICKINSON | 8110 | 3133.71 | 2026-06-16 | 0
TX CHILDRENS | BE00132179 | 17373092 | SYRINGE INFUSION PUMP | BECTON DICKINSON | 8110 | 3133.71 | 2026-06-17 | 0
TX CHILDRENS | BE00132335 | 17380409 | SYRINGE INFUSION PUMP | BECTON DICKINSON | 8110 | 3133.71 | 2026-06-18 | 0
TX CHILDRENS | BE00134134 | 17369724 | SYRINGE INFUSION PUMP | BECTON DICKINSON | 8110 | 3133.71 | 2026-06-25 | 0
TX CHILDRENS | BE00131612 | 17387085 | SYRINGE INFUSION PUMP | BECTON DICKINSON | 8110 | 3133.71 | 2026-06-18 | 0
TX CHILDRENS | BE00133800 | 17377489 | SYRINGE INFUSION PUMP | BECTON DICKINSON | 8110 | 3133.71 | 2026-06-25 | 0
TX CHILDRENS | BE00133835 | 17378602 | SYRINGE INFUSION PUMP | BECTON DICKINSON | 8110 | 3133.71 | 2026-06-25 | 0
TX CHILDRENS | BE00133997 | 17369317 | SYRINGE INFUSION PUMP | BECTON DICKINSON | 8110 | 3133.71 | 2026-06-26 | 0
TX CHILDRENS | BE00129023 | 17668876 | SYRINGE INFUSION PUMP | BECTON DICKINSON | 8110 | 3133.71 | 2026-06-25 | 0
TX CHILDRENS | BE00131739 | 17387030 | SYRINGE INFUSION PUMP | BECTON DICKINSON | 8110 | 3133.71 | 2026-06-17 | 0
TX CHILDRENS | BE00133981 | 17369731 | SYRINGE INFUSION PUMP | BECTON DICKINSON | 8110 | 3133.71 | 2026-06-26 | 0
TX CHILDRENS | BE00132387 | 17425851 | SYRINGE INFUSION PUMP | BECTON DICKINSON | 8110 | 3133.71 | 2026-06-16 | 0
TX CHILDRENS | BE00131610 | 17387243 | SYRINGE INFUSION PUMP | BECTON DICKINSON | 8110 | 3133.71 | 2026-06-18 | 0
TX CHILDRENS | BE00131649 | 17391106 | SYRINGE INFUSION PUMP | BECTON DICKINSON | 8110 | 3133.71 | 2026-06-18 | 0
TX CHILDRENS | BE00133775 | 17392191 | SYRINGE INFUSION PUMP | BECTON DICKINSON | 8110 | 3133.71 | 2026-06-26 | 0
TX CHILDRENS | BE00134050 | 17391778 | SYRINGE INFUSION PUMP | BECTON DICKINSON | 8110 | 3133.71 | 2026-06-25 | 0
TX CHILDRENS | BE00131638 | 17391255 | SYRINGE INFUSION PUMP | BECTON DICKINSON | 8110 | 3133.71 | 2026-06-19 | 0
TX CHILDRENS | BE00134083 | 17389547 | SYRINGE INFUSION PUMP | BECTON DICKINSON | 8110 | 3133.71 | 2026-06-25 | 0
TX CHILDRENS | BE00132321 | 17380066 | SYRINGE INFUSION PUMP | BECTON DICKINSON | 8110 | 3133.71 | 2026-06-18 | 0
TX CHILDRENS | BE00133979 | 17369076 | SYRINGE INFUSION PUMP | BECTON DICKINSON | 8110 | 3133.71 | 2026-06-26 | 0
TX CHILDRENS | BE00134002 | 17389990 | SYRINGE INFUSION PUMP | BECTON DICKINSON | 8110 | 3133.71 | 2026-06-24 | 0
TX CHILDRENS | BE00134041 | 17391031 | SYRINGE INFUSION PUMP | BECTON DICKINSON | 8110 | 3133.71 | 2026-06-26 | 0
TX CHILDRENS | BE00134141 | 17369837 | SYRINGE INFUSION PUMP | BECTON DICKINSON | 8110 | 3133.71 | 2026-06-26 | 0
TX CHILDRENS | BE00132153 | 17386759 | SYRINGE INFUSION PUMP | BECTON DICKINSON | 8110 | 3133.71 | 2026-06-18 | 0
TX CHILDRENS | BE00134021 | 17378780 | SYRINGE INFUSION PUMP | BECTON DICKINSON | 8110 | 3133.71 | 2026-06-25 | 0
TX CHILDRENS | BE00132346 | 17374152 | SYRINGE INFUSION PUMP | BECTON DICKINSON | 8110 | 3133.71 | 2026-06-17 | 0
TX CHILDRENS | BE00134052 | 17369722 | SYRINGE INFUSION PUMP | BECTON DICKINSON | 8110 | 3133.71 | 2026-06-26 | 0
TX CHILDRENS | BE00134014 | 17390439 | SYRINGE INFUSION PUMP | BECTON DICKINSON | 8110 | 3133.71 | 2026-06-26 | 0
TX CHILDRENS | BE00131659 | 17391097 | SYRINGE INFUSION PUMP | BECTON DICKINSON | 8110 | 3133.71 | 2026-06-19 | 0
TX CHILDRENS | BE00133779 | 17379019 | SYRINGE INFUSION PUMP | BECTON DICKINSON | 8110 | 3133.71 | 2026-06-25 | 0
TX CHILDRENS | BE00132375 | 17387768 | SYRINGE INFUSION PUMP | BECTON DICKINSON | 8110 | 3133.71 | 2026-06-18 | 0
TX CHILDRENS | BE00134151 | 17378850 | SYRINGE INFUSION PUMP | BECTON DICKINSON | 8110 | 3133.71 | 2026-06-26 | 0
TX CHILDRENS | BE00132365 | 17426065 | SYRINGE INFUSION PUMP | BECTON DICKINSON | 8110 | 3133.71 | 2026-06-16 | 0
TX CHILDRENS | BE00134133 | 17385213 | SYRINGE INFUSION PUMP | BECTON DICKINSON | 8110 | 3133.71 | 2026-06-25 | 0
TX CHILDRENS | BE00134005 | 17369594 | SYRINGE INFUSION PUMP | BECTON DICKINSON | 8110 | 3133.71 | 2026-06-26 | 0
TX CHILDRENS | BE00131736 | 17423515 | SYRINGE INFUSION PUMP | BECTON DICKINSON | 8110 | 3133.71 | 2026-06-18 | 0
TX CHILDRENS | BE00134075 | 17369833 | SYRINGE INFUSION PUMP | BECTON DICKINSON | 8110 | 3133.71 | 2026-06-26 | 0
TX CHILDRENS | BE00134139 | 17370070 | SYRINGE INFUSION PUMP | BECTON DICKINSON | 8110 | 3133.71 | 2026-06-25 | 0
TX CHILDRENS | BE00129020 | 17352216 | SYRINGE INFUSION PUMP | BECTON DICKINSON | 8110 | 3133.71 | 2026-06-26 | 0
TX CHILDRENS | BE00133862 | 17391221 | SYRINGE INFUSION PUMP | BECTON DICKINSON | 8110 | 3133.71 | 2026-06-26 | 0
TX CHILDRENS | BE00133983 | 17366812 | SYRINGE INFUSION PUMP | BECTON DICKINSON | 8110 | 3133.71 | 2026-06-26 | 0
TX CHILDRENS | BE00132311 | 17375347 | SYRINGE INFUSION PUMP | BECTON DICKINSON | 8110 | 3133.71 | 2026-06-16 | 0
TX CHILDRENS | BE00133850 | 17379027 | SYRINGE INFUSION PUMP | BECTON DICKINSON | 8110 | 3133.71 | 2026-06-26 | 0
TX CHILDRENS | BE00132500 | 17423521 | SYRINGE INFUSION PUMP | BECTON DICKINSON | 8110 | 3133.71 | 2026-06-18 | 0
TX CHILDRENS | BE00133868 | 17378251 | SYRINGE INFUSION PUMP | BECTON DICKINSON | 8110 | 3133.71 | 2026-06-25 | 0
TX CHILDRENS | BE00131620 | 17425344 | SYRINGE INFUSION PUMP | BECTON DICKINSON | 8110 | 3133.71 | 2026-06-17 | 0
TX CHILDRENS | BE00132384 | 17388709 | SYRINGE INFUSION PUMP | BECTON DICKINSON | 8110 | 3133.71 | 2026-06-18 | 0
TX CHILDRENS | BE00134030 | 17376616 | SYRINGE INFUSION PUMP | BECTON DICKINSON | 8110 | 3133.71 | 2026-06-26 | 0
TX CHILDRENS | BE00132450 | 17367102 | SYRINGE INFUSION PUMP | BECTON DICKINSON | 8110 | 3133.71 | 2026-06-17 | 0
TX CHILDRENS | BE00134088 | 17369549 | SYRINGE INFUSION PUMP | BECTON DICKINSON | 8110 | 3133.71 | 2026-06-26 | 0
TX CHILDRENS | BE00132314 | 17379564 | SYRINGE INFUSION PUMP | BECTON DICKINSON | 8110 | 3133.71 | 2026-06-17 | 0
TX CHILDRENS | BE00129014 | 17364760 | SYRINGE INFUSION PUMP | BECTON DICKINSON | 8110 | 3133.71 | 2026-06-26 | 0
TX CHILDRENS | BE00132399 | 17388477 | SYRINGE INFUSION PUMP | BECTON DICKINSON | 8110 | 3133.71 | 2026-06-18 | 0
TX CHILDRENS | BE00129019 | 17351338 | SYRINGE INFUSION PUMP | BECTON DICKINSON | 8110 | 3133.71 | 2026-06-26 | 0
TX CHILDRENS | BE00133976 | 17369159 | SYRINGE INFUSION PUMP | BECTON DICKINSON | 8110 | 3133.71 | 2026-06-26 | 0
TX CHILDRENS | BE00132425 | 17374148 | SYRINGE INFUSION PUMP | BECTON DICKINSON | 8110 | 3133.71 | 2026-06-17 | 0
TX CHILDRENS | BE00133978 | 17391585 | SYRINGE INFUSION PUMP | BECTON DICKINSON | 8110 | 3133.71 | 2026-06-26 | 0
TX CHILDRENS | BE00132340 | 17373926 | SYRINGE INFUSION PUMP | BECTON DICKINSON | 8110 | 3133.71 | 2026-06-17 | 0
TX CHILDRENS | BE00132446 | 17374208 | SYRINGE INFUSION PUMP | BECTON DICKINSON | 8110 | 3133.71 | 2026-06-17 | 0
TX CHILDRENS | BE00134092 | 17343934 | SYRINGE INFUSION PUMP | BECTON DICKINSON | 8110 | 3133.71 | 2026-06-26 | 0
TX CHILDRENS | BE00132156 | 17388557 | SYRINGE INFUSION PUMP | BECTON DICKINSON | 8110 | 3133.71 | 2026-06-19 | 0
TX CHILDRENS | BE00132368 | 17416464 | SYRINGE INFUSION PUMP | BECTON DICKINSON | 8110 | 3133.71 | 2026-06-18 | 0
TX CHILDRENS | BE00132383 | 17418147 | SYRINGE INFUSION PUMP | BECTON DICKINSON | 8110 | 3133.71 | 2026-06-17 | 0
TX CHILDRENS | BE00129013 | 17368878 | SYRINGE INFUSION PUMP | BECTON DICKINSON | 8110 | 3133.71 | 2026-06-26 | 0
TX CHILDRENS | BE00133778 | 17368687 | SYRINGE INFUSION PUMP | BECTON DICKINSON | 8110 | 3133.71 | 2026-06-26 | 0
TX CHILDRENS | BE00134001 | 17392187 | SYRINGE INFUSION PUMP | BECTON DICKINSON | 8110 | 3133.71 | 2026-06-25 | 0
TX CHILDRENS | BE00134089 | 17349363 | SYRINGE INFUSION PUMP | BECTON DICKINSON | 8110 | 3133.71 | 2026-06-26 | 0
TX CHILDRENS | BE00132341 | 17375211 | SYRINGE INFUSION PUMP | BECTON DICKINSON | 8110 | 3133.71 | 2026-06-16 | 0
TX CHILDRENS | BE00132395 | 17387454 | SYRINGE INFUSION PUMP | BECTON DICKINSON | 8110 | 3133.71 | 2026-06-18 | 0
TX CHILDRENS | BE00132181 | 17374654 | SYRINGE INFUSION PUMP | BECTON DICKINSON | 8110 | 3133.71 | 2026-06-17 | 0
TX CHILDRENS | BE00133839 | 17376430 | SYRINGE INFUSION PUMP | BECTON DICKINSON | 8110 | 3133.71 | 2026-06-25 | 0
TX CHILDRENS | BE00132154 | 17388654 | SYRINGE INFUSION PUMP | BECTON DICKINSON | 8110 | 3133.71 | 2026-06-18 | 0
TX CHILDRENS | BE00132331 | 17379193 | SYRINGE INFUSION PUMP | BECTON DICKINSON | 8110 | 3133.71 | 2026-06-17 | 0
TX CHILDRENS | BE00134111 | 17391413 | SYRINGE INFUSION PUMP | BECTON DICKINSON | 8110 | 3133.71 | 2026-06-25 | 0
TX CHILDRENS | BE00134000 | 17391494 | SYRINGE INFUSION PUMP | BECTON DICKINSON | 8110 | 3133.71 | 2026-06-26 | 0
TX CHILDRENS | BE00132426 | 17374437 | SYRINGE INFUSION PUMP | BECTON DICKINSON | 8110 | 3133.71 | 2026-06-17 | 0
TX CHILDRENS | BE00131641 | 17391317 | SYRINGE INFUSION PUMP | BECTON DICKINSON | 8110 | 3133.71 | 2026-06-18 | 0
TX CHILDRENS | BE00133829 | 17378724 | SYRINGE INFUSION PUMP | BECTON DICKINSON | 8110 | 3133.71 | 2026-06-26 | 0
TX CHILDRENS | BE00131651 | 17390732 | SYRINGE INFUSION PUMP | BECTON DICKINSON | 8110 | 3133.71 | 2026-06-18 | 0
TX CHILDRENS | BE00134049 | 17369173 | SYRINGE INFUSION PUMP | BECTON DICKINSON | 8110 | 3133.71 | 2026-06-26 | 0
TX CHILDRENS | BE00132370 | 17387064 | SYRINGE INFUSION PUMP | BECTON DICKINSON | 8110 | 3133.71 | 2026-06-18 | 0
TX CHILDRENS | BE00132449 | 17367447 | SYRINGE INFUSION PUMP | BECTON DICKINSON | 8110 | 3133.71 | 2026-06-17 | 0
TX CHILDRENS | BE00132316 | 17379950 | SYRINGE INFUSION PUMP | BECTON DICKINSON | 8110 | 3133.71 | 2026-06-17 | 0
TX CHILDRENS | BE00133768 | 17378719 | SYRINGE INFUSION PUMP | BECTON DICKINSON | 8110 | 3133.71 | 2026-06-25 | 0
TX CHILDRENS | BE00131644 | 17391175 | SYRINGE INFUSION PUMP | BECTON DICKINSON | 8110 | 3133.71 | 2026-06-19 | 0
TX CHILDRENS | BE00134132 | 17391720 | SYRINGE INFUSION PUMP | BECTON DICKINSON | 8110 | 3133.71 | 2026-06-26 | 0
TX CHILDRENS | BE00131731 | 17425525 | SYRINGE INFUSION PUMP | BECTON DICKINSON | 8110 | 3133.71 | 2026-06-17 | 0
TX CHILDRENS | BE00134137 | 17386206 | SYRINGE INFUSION PUMP | BECTON DICKINSON | 8110 | 3133.71 | 2026-06-26 | 0
TX CHILDRENS | BE00132148 | 17388646 | SYRINGE INFUSION PUMP | BECTON DICKINSON | 8110 | 3133.71 | 2026-06-18 | 0
TX CHILDRENS | BE00134096 | 17392840 | SYRINGE INFUSION PUMP | BECTON DICKINSON | 8110 | 3133.71 | 2026-06-26 | 0
TX CHILDRENS | BE00132230 | 17373940 | SYRINGE INFUSION PUMP | BECTON DICKINSON | 8110 | 3133.71 | 2026-06-17 | 0
TX CHILDRENS | BE00131734 | 17421998 | SYRINGE INFUSION PUMP | BECTON DICKINSON | 8110 | 3133.71 | 2026-06-18 | 0
TX CHILDRENS | BE00134003 | 17390791 | SYRINGE INFUSION PUMP | BECTON DICKINSON | 8110 | 3133.71 | 2026-06-26 | 0
TX CHILDRENS | BE00134084 | 17392608 | SYRINGE INFUSION PUMP | BECTON DICKINSON | 8110 | 3133.71 | 2026-06-26 | 0
TX CHILDRENS | BE00132419 | 17374372 | SYRINGE INFUSION PUMP | BECTON DICKINSON | 8110 | 3133.71 | 2026-06-17 | 0
TX CHILDRENS | BE00134047 | 17391716 | SYRINGE INFUSION PUMP | BECTON DICKINSON | 8110 | 3133.71 | 2026-06-26 | 0
TX CHILDRENS | BE00132180 | 17373561 | SYRINGE INFUSION PUMP | BECTON DICKINSON | 8110 | 3133.71 | 2026-06-17 | 0
TX CHILDRENS | BE00133951 | 17375480 | SYRINGE INFUSION PUMP | BECTON DICKINSON | 8110 | 3133.71 | 2026-06-26 | 0
TX CHILDRENS | BE00134099 | 17368978 | SYRINGE INFUSION PUMP | BECTON DICKINSON | 8110 | 3133.71 | 2026-06-26 | 0
TX CHILDRENS | BE00133772 | 17392504 | SYRINGE INFUSION PUMP | BECTON DICKINSON | 8110 | 3133.71 | 2026-06-25 | 0
TX CHILDRENS | BE00132428 | 17370529 | SYRINGE INFUSION PUMP | BECTON DICKINSON | 8110 | 3133.71 | 2026-06-17 | 0
TX CHILDRENS | BE00133854 | 17393115 | SYRINGE INFUSION PUMP | BECTON DICKINSON | 8110 | 3133.71 | 2026-06-25 | 0
TX CHILDRENS | BE00134073 | 17387152 | SYRINGE INFUSION PUMP | BECTON DICKINSON | 8110 | 3133.71 | 2026-06-25 | 0
TX CHILDRENS | BE00132452 | 17373943 | SYRINGE INFUSION PUMP | BECTON DICKINSON | 8110 | 3133.71 | 2026-06-17 | 0
TX CHILDRENS | BE00132361 | 17374833 | SYRINGE INFUSION PUMP | BECTON DICKINSON | 8110 | 3133.71 | 2026-06-17 | 0
TX CHILDRENS | BE00134102 | 17391493 | SYRINGE INFUSION PUMP | BECTON DICKINSON | 8110 | 3133.71 | 2026-06-26 | 0
TX CHILDRENS | BE00133811 | 17389965 | SYRINGE INFUSION PUMP | BECTON DICKINSON | 8110 | 3133.71 | 2026-06-26 | 0
TX CHILDRENS | BE00132416 | 17380039 | SYRINGE INFUSION PUMP | BECTON DICKINSON | 8110 | 3133.71 | 2026-06-18 | 0
TX CHILDRENS | BE00134095 | 17369373 | SYRINGE INFUSION PUMP | BECTON DICKINSON | 8110 | 3133.71 | 2026-06-26 | 0
TX CHILDRENS | BE00131623 | 17392965 | SYRINGE INFUSION PUMP | BECTON DICKINSON | 8110 | 3133.71 | 2026-06-17 | 0
TX CHILDRENS | BE00134048 | 17389716 | SYRINGE INFUSION PUMP | BECTON DICKINSON | 8110 | 3133.71 | 2026-06-25 | 0
TX CHILDRENS | BE00132345 | 17375348 | SYRINGE INFUSION PUMP | BECTON DICKINSON | 8110 | 3133.71 | 2026-06-17 | 0
TX CHILDRENS | BE00132396 | 17388153 | SYRINGE INFUSION PUMP | BECTON DICKINSON | 8110 | 3133.71 | 2026-06-18 | 0
TX CHILDRENS | BE00131611 | 17387051 | SYRINGE INFUSION PUMP | BECTON DICKINSON | 8110 | 3133.71 | 2026-06-18 | 0
TX CHILDRENS | BE00132188 | 17374369 | SYRINGE INFUSION PUMP | BECTON DICKINSON | 8110 | 3133.71 | 2026-06-17 | 0
TX CHILDRENS | BE00134046 | 17392610 | SYRINGE INFUSION PUMP | BECTON DICKINSON | 8110 | 3133.71 | 2026-06-26 | 0
TX CHILDRENS | BE00131642 | 17391342 | SYRINGE INFUSION PUMP | BECTON DICKINSON | 8110 | 3133.71 | 2026-06-17 | 0
TX CHILDRENS | BE00133856 | 17379004 | SYRINGE INFUSION PUMP | BECTON DICKINSON | 8110 | 3133.71 | 2026-06-25 | 0
TX CHILDRENS | BE00132420 | 17374356 | SYRINGE INFUSION PUMP | BECTON DICKINSON | 8110 | 3133.71 | 2026-06-17 | 0
TX CHILDRENS | BE00132159 | 17385152 | SYRINGE INFUSION PUMP | BECTON DICKINSON | 8110 | 3133.71 | 2026-06-18 | 0
TX CHILDRENS | BE00131645 | 17385600 | SYRINGE INFUSION PUMP | BECTON DICKINSON | 8110 | 3133.71 | 2026-06-18 | 0
TX CHILDRENS | BE00133946 | 17378605 | SYRINGE INFUSION PUMP | BECTON DICKINSON | 8110 | 3133.71 | 2026-06-25 | 0
TX CHILDRENS | BE00134085 | 17369831 | SYRINGE INFUSION PUMP | BECTON DICKINSON | 8110 | 3133.71 | 2026-06-26 | 0
TX CHILDRENS | BE00132309 | 17380080 | SYRINGE INFUSION PUMP | BECTON DICKINSON | 8110 | 3133.71 | 2026-06-18 | 0
TX CHILDRENS | BE00134007 | 17392356 | SYRINGE INFUSION PUMP | BECTON DICKINSON | 8110 | 3133.71 | 2026-06-26 | 0
TX CHILDRENS | BE00133827 | 17379249 | SYRINGE INFUSION PUMP | BECTON DICKINSON | 8110 | 3133.71 | 2026-06-26 | 0
TX CHILDRENS | BE00133986 | 17391027 | SYRINGE INFUSION PUMP | BECTON DICKINSON | 8110 | 3133.71 | 2026-06-25 | 0
TX CHILDRENS | BE00131628 | 17391273 | SYRINGE INFUSION PUMP | BECTON DICKINSON | 8110 | 3133.71 | 2026-06-18 | 0
TX CHILDRENS | BE00132152 | 17416200 | SYRINGE INFUSION PUMP | BECTON DICKINSON | 8110 | 3133.71 | 2026-06-17 | 0
TX CHILDRENS | BE00131615 | 17425712 | SYRINGE INFUSION PUMP | BECTON DICKINSON | 8110 | 3133.71 | 2026-06-17 | 0
TX CHILDRENS | BE00131870 | 17392841 | SYRINGE INFUSION PUMP | BECTON DICKINSON | 8110 | 3133.71 | 2026-06-18 | 0
TX CHILDRENS | BE00132377 | 17416898 | SYRINGE INFUSION PUMP | BECTON DICKINSON | 8110 | 3133.71 | 2026-06-18 | 0
TX CHILDRENS | BE00132372 | 17425653 | SYRINGE INFUSION PUMP | BECTON DICKINSON | 8110 | 3133.71 | 2026-06-16 | 0
TX CHILDRENS | BE00133780 | 17369903 | SYRINGE INFUSION PUMP | BECTON DICKINSON | 8110 | 3133.71 | 2026-06-26 | 0
TX CHILDRENS | BE00134006 | 17377650 | SYRINGE INFUSION PUMP | BECTON DICKINSON | 8110 | 3133.71 | 2026-06-26 | 0
TX CHILDRENS | BE00134051 | 17390184 | SYRINGE INFUSION PUMP | BECTON DICKINSON | 8110 | 3133.71 | 2026-06-25 | 0
TX CHILDRENS | BE00131621 | 17425529 | SYRINGE INFUSION PUMP | BECTON DICKINSON | 8110 | 3133.71 | 2026-06-16 | 0
TX CHILDRENS | BE00131625 | 17390336 | SYRINGE INFUSION PUMP | BECTON DICKINSON | 8110 | 3133.71 | 2026-06-19 | 0
TX CHILDRENS | BE00134080 | 17369235 | SYRINGE INFUSION PUMP | BECTON DICKINSON | 8110 | 3133.71 | 2026-06-26 | 0
TX CHILDRENS | BE00132421 | 17379786 | SYRINGE INFUSION PUMP | BECTON DICKINSON | 8110 | 3133.71 | 2026-06-16 | 0
TX CHILDRENS | BE00131647 | 17391389 | SYRINGE INFUSION PUMP | BECTON DICKINSON | 8110 | 3133.71 | 2026-06-18 | 0
TX CHILDRENS | BE00132157 | 17388216 | SYRINGE INFUSION PUMP | BECTON DICKINSON | 8110 | 3133.71 | 2026-06-18 | 0
TX CHILDRENS | BE00132233 | 17379745 | SYRINGE INFUSION PUMP | BECTON DICKINSON | 8110 | 3133.71 | 2026-06-17 | 0
TX CHILDRENS | BE00134010 | 17390846 | SYRINGE INFUSION PUMP | BECTON DICKINSON | 8110 | 3133.71 | 2026-06-25 | 0
TX CHILDRENS | BE00131727 | 17389642 | SYRINGE INFUSION PUMP | BECTON DICKINSON | 8110 | 3133.71 | 2026-06-19 | 0
TX CHILDRENS | BE00132190 | 17374207 | SYRINGE INFUSION PUMP | BECTON DICKINSON | 8110 | 3133.71 | 2026-06-17 | 0
TX CHILDRENS | BE00133974 | 17378441 | SYRINGE INFUSION PUMP | BECTON DICKINSON | 8110 | 3133.71 | 2026-06-25 | 0
TX CHILDRENS | BE00133820 | 17378783 | SYRINGE INFUSION PUMP | BECTON DICKINSON | 8110 | 3133.71 | 2026-06-25 | 0
TX CHILDRENS | BE00134140 | 17385956 | SYRINGE INFUSION PUMP | BECTON DICKINSON | 8110 | 3133.71 | 2026-06-24 | 0
TX CHILDRENS | BE00133825 | 17379163 | SYRINGE INFUSION PUMP | BECTON DICKINSON | 8110 | 3133.71 | 2026-06-25 | 0
TX CHILDRENS | BE00134031 | 17378539 | SYRINGE INFUSION PUMP | BECTON DICKINSON | 8110 | 3133.71 | 2026-06-25 | 0
TX CHILDRENS | BE00131626 | 17390837 | SYRINGE INFUSION PUMP | BECTON DICKINSON | 8110 | 3133.71 | 2026-06-19 | 0
TX CHILDRENS | BE00133802 | 17379023 | SYRINGE INFUSION PUMP | BECTON DICKINSON | 8110 | 3133.71 | 2026-06-25 | 0
TX CHILDRENS | BE00132501 | 17416900 | SYRINGE INFUSION PUMP | BECTON DICKINSON | 8110 | 3133.71 | 2026-06-17 | 0
TX CHILDRENS | BE00133823 | 17390012 | SYRINGE INFUSION PUMP | BECTON DICKINSON | 8110 | 3133.71 | 2026-06-25 | 0
TX CHILDRENS | BE00133949 | 17379170 | SYRINGE INFUSION PUMP | BECTON DICKINSON | 8110 | 3133.71 | 2026-06-26 | 0
TX CHILDRENS | BE00133803 | 17378078 | SYRINGE INFUSION PUMP | BECTON DICKINSON | 8110 | 3133.71 | 2026-06-25 | 0
TX CHILDRENS | BE00134035 | 17392193 | SYRINGE INFUSION PUMP | BECTON DICKINSON | 8110 | 3133.71 | 2026-06-26 | 0
TX CHILDRENS | BE00133812 | 17378949 | SYRINGE INFUSION PUMP | BECTON DICKINSON | 8110 | 3133.71 | 2026-06-25 | 0
TX CHILDRENS | BE00129012 | 17369907 | SYRINGE INFUSION PUMP | BECTON DICKINSON | 8110 | 3133.71 | 2026-06-25 | 0
TX CHILDRENS | BE00132344 | 17373517 | SYRINGE INFUSION PUMP | BECTON DICKINSON | 8110 | 3133.71 | 2026-06-17 | 0
TX CHILDRENS | BE00132313 | 17380046 | SYRINGE INFUSION PUMP | BECTON DICKINSON | 8110 | 3133.71 | 2026-06-18 | 0
TX CHILDRENS | BE00133859 | 17391312 | SYRINGE INFUSION PUMP | BECTON DICKINSON | 8110 | 3133.71 | 2026-06-25 | 0
TX CHILDRENS | BE00134029 | 17368489 | SYRINGE INFUSION PUMP | BECTON DICKINSON | 8110 | 3133.71 | 2026-06-26 | 0
TX CHILDRENS | BE00132397 | 17388357 | SYRINGE INFUSION PUMP | BECTON DICKINSON | 8110 | 3133.71 | 2026-06-19 | 0
TX CHILDRENS | BE00132312 | 17380287 | SYRINGE INFUSION PUMP | BECTON DICKINSON | 8110 | 3133.71 | 2026-06-18 | 0
TX CHILDRENS | BE00132352 | 17424872 | SYRINGE INFUSION PUMP | BECTON DICKINSON | 8110 | 3133.71 | 2026-06-18 | 0
TX CHILDRENS | BE00133982 | 17393258 | SYRINGE INFUSION PUMP | BECTON DICKINSON | 8110 | 3133.71 | 2026-06-25 | 0
TX CHILDRENS | BE00134022 | 17379438 | SYRINGE INFUSION PUMP | BECTON DICKINSON | 8110 | 3133.71 | 2026-06-26 | 0
TX CHILDRENS | BE00132332 | 17377647 | SYRINGE INFUSION PUMP | BECTON DICKINSON | 8110 | 3133.71 | 2026-06-17 | 0
TX CHILDRENS | BE00133841 | 17377953 | SYRINGE INFUSION PUMP | BECTON DICKINSON | 8110 | 3133.71 | 2026-06-26 | 0
TX CHILDRENS | BE00132349 | 17348889 | SYRINGE INFUSION PUMP | BECTON DICKINSON | 8110 | 3133.71 | 2026-06-17 | 0
TX CHILDRENS | BE00132394 | 17388739 | SYRINGE INFUSION PUMP | BECTON DICKINSON | 8110 | 3133.71 | 2026-06-18 | 0
TX CHILDRENS | BE00132367 | 17415560 | SYRINGE INFUSION PUMP | BECTON DICKINSON | 8110 | 3133.71 | 2026-06-18 | 0
TX CHILDRENS | BE00132353 | 17420172 | SYRINGE INFUSION PUMP | BECTON DICKINSON | 8110 | 3133.71 | 2026-06-18 | 0
TX CHILDRENS | BE00134018 | 17389507 | SYRINGE INFUSION PUMP | BECTON DICKINSON | 8110 | 3133.71 | 2026-06-25 | 0
TX CHILDRENS | BE00133826 | 17391426 | SYRINGE INFUSION PUMP | BECTON DICKINSON | 8110 | 3133.71 | 2026-06-26 | 0
TX CHILDRENS | BE00132328 | 17379796 | SYRINGE INFUSION PUMP | BECTON DICKINSON | 8110 | 3133.71 | 2026-06-17 | 0
TX CHILDRENS | BE00132320 | 17379882 | SYRINGE INFUSION PUMP | BECTON DICKINSON | 8110 | 3133.71 | 2026-06-16 | 0
TX CHILDRENS | BE00134071 | 17389647 | SYRINGE INFUSION PUMP | BECTON DICKINSON | 8110 | 3133.71 | 2026-06-26 | 0
TX CHILDRENS | BE00131867 | 17392354 | SYRINGE INFUSION PUMP | BECTON DICKINSON | 8110 | 3133.71 | 2026-06-17 | 0
TX CHILDRENS | BE00132427 | 17374652 | SYRINGE INFUSION PUMP | BECTON DICKINSON | 8110 | 3133.71 | 2026-06-17 | 0
TX CHILDRENS | BE00132371 | 17425965 | SYRINGE INFUSION PUMP | BECTON DICKINSON | 8110 | 3133.71 | 2026-06-17 | 0
TX CHILDRENS | BE00132378 | 17387862 | SYRINGE INFUSION PUMP | BECTON DICKINSON | 8110 | 3133.71 | 2026-06-18 | 0
TX CHILDRENS | BE00133952 | 17379021 | SYRINGE INFUSION PUMP | BECTON DICKINSON | 8110 | 3133.71 | 2026-06-26 | 0
TX CHILDRENS | BE00132398 | 17387975 | SYRINGE INFUSION PUMP | BECTON DICKINSON | 8110 | 3133.71 | 2026-06-18 | 0
TX CHILDRENS | BE00134016 | 17379164 | SYRINGE INFUSION PUMP | BECTON DICKINSON | 8110 | 3133.71 | 2026-06-26 | 0
TX CHILDRENS | BE00134066 | 17369450 | SYRINGE INFUSION PUMP | BECTON DICKINSON | 8110 | 3133.71 | 2026-06-26 | 0
TX CHILDRENS | BE00131614 | 17385171 | SYRINGE INFUSION PUMP | BECTON DICKINSON | 8110 | 3133.71 | 2026-06-18 | 0
TX CHILDRENS | BE00132505 | 17381322 | SYRINGE INFUSION PUMP | BECTON DICKINSON | 8110 | 3133.71 | 2026-06-17 | 0
TX CHILDRENS | BE00133975 | 17378083 | SYRINGE INFUSION PUMP | BECTON DICKINSON | 8110 | 3133.71 | 2026-06-25 | 0
TX CHILDRENS | BE00134087 | 17391887 | SYRINGE INFUSION PUMP | BECTON DICKINSON | 8110 | 3133.71 | 2026-06-26 | 0
TX CHILDRENS | BE00133809 | 17392042 | SYRINGE INFUSION PUMP | BECTON DICKINSON | 8110 | 3133.71 | 2026-06-26 | 0
TX CHILDRENS | BE00129015 | 17390616 | SYRINGE INFUSION PUMP | BECTON DICKINSON | 8110 | 3133.71 | 2026-06-26 | 0
TX CHILDRENS | BE00133847 | 17369236 | SYRINGE INFUSION PUMP | BECTON DICKINSON | 8110 | 3133.71 | 2026-06-26 | 0
TX CHILDRENS | BE00131726 | 17391881 | SYRINGE INFUSION PUMP | BECTON DICKINSON | 8110 | 3133.71 | 2026-06-18 | 0
TX CHILDRENS | BE00134012 | 17392978 | SYRINGE INFUSION PUMP | BECTON DICKINSON | 8110 | 3133.71 | 2026-06-25 | 0
TX CHILDRENS | BE00131618 | 17387158 | SYRINGE INFUSION PUMP | BECTON DICKINSON | 8110 | 3133.71 | 2026-06-18 | 0
TX CHILDRENS | BE00132358 | 17374383 | SYRINGE INFUSION PUMP | BECTON DICKINSON | 8110 | 3133.71 | 2026-06-17 | 0
TX CHILDRENS | BE00134086 | 17392501 | SYRINGE INFUSION PUMP | BECTON DICKINSON | 8110 | 3133.71 | 2026-06-26 | 0
TX CHILDRENS | BE00011291 | 303204 | MICROSCOPE | NIKON INSTRUMENT INC | ECLIPSE TS100 | 3127.67 | 2010-03-17 | 0
TX CHILDRENS | KN221953 | 0100303B | INCUBATOR CO2 | CEDCO CONTROLLED ENVIROMENTAL | 1512B | 3127.5 | 2005-08-25 | 0
TX CHILDRENS | KN221954 | 0100303T | INCUBATOR CO2 | CEDCO CONTROLLED ENVIROMENTAL | 1512T | 3127.5 | 2005-08-25 | 0
TX CHILDRENS | BE00118341 | S22090116 | sEMG/SURFACE ELECTROMYOGRAPH | BLINK DEVICE COMPANY | TWITCHVIEW | 3125 | 2025-10-20 | 0
TX CHILDRENS | KN216251 | 72040411016 | OPHTHALMIC INSTRUMENT STAND | RELIANCE MEDICAL PRODUCTS, INC | 7720 | 3125 | 2005-06-15 | 0
TX CHILDRENS | KN216249 | 72040411014 | OPHTHALMIC INSTRUMENT STAND | RELIANCE MEDICAL PRODUCTS, INC | 7720 | 3125 | 2005-06-15 | 0
TX CHILDRENS | KN216253 | 72040411015 | OPHTHALMIC INSTRUMENT STAND | RELIANCE MEDICAL PRODUCTS, INC | 7720 | 3125 | 2005-06-15 | 0
TX CHILDRENS | BE00085136 | (21)107206170575 | SCALE, PATIENT STAND-ON | SCALETRONIX, INC. (subsidiary of WELCH-ALLYN) | 5002 | 3121.43 | 2018-03-26 | 0
TX CHILDRENS | BE00113257 | 0396476 | EXERCISE EQUIP, NON-POWERED | SPORTS ART AMERICA | E835 | 3120.88 | 2020-09-20 | 0
TX CHILDRENS | BE00066482 | 6202-3775 | SCALE, PATIENT WHEELCHAIR | SCALETRONIX, INC. (subsidiary of WELCH-ALLYN) | 6202 | 3120.25 | 2017-01-11 | 0
TX CHILDRENS | BE00066481 | 6202-3774 | SCALE, PATIENT WHEELCHAIR | SCALETRONIX, INC. (subsidiary of WELCH-ALLYN) | 6202 | 3120.25 | 2017-01-11 | 0
TX CHILDRENS | BE00063422 | 6202-3393 | SCALE, PATIENT WHEELCHAIR | SCALETRONIX, INC. (subsidiary of WELCH-ALLYN) | 6202 | 3120.25 | 2015-11-13 | 0
TX CHILDRENS | BE00082014 | 6202-3483 | SCALE, PATIENT WHEELCHAIR | SCALETRONIX, INC. (subsidiary of WELCH-ALLYN) | 6202 | 3120.25 | 2016-02-09 | 0
TX CHILDRENS | BE00065283 | 6202-3664 | SCALE, PATIENT WHEELCHAIR | SCALETRONIX, INC. (subsidiary of WELCH-ALLYN) | 6202 | 3120.25 | 2016-10-12 | 0
TX CHILDRENS | BE00064893 | 6202-3619 | SCALE, PATIENT WHEELCHAIR | SCALETRONIX, INC. (subsidiary of WELCH-ALLYN) | 6202 | 3120.25 | 2016-09-15 | 0
TX CHILDRENS | BE00064574 | 6202-3593 | SCALE, PATIENT WHEELCHAIR | SCALETRONIX, INC. (subsidiary of WELCH-ALLYN) | 6202 | 3120.25 | 2016-06-18 | 0
TX CHILDRENS | BE00059506 | 6202-2733 | SCALE, PATIENT WHEELCHAIR | SCALETRONIX, INC. (subsidiary of WELCH-ALLYN) | 6202 | 3120.25 | 2014-07-31 | 0
TX CHILDRENS | KN215410 | 401090085 | CENTRIFUGE | JOUAN INC. | C412 | 3120 | 2002-09-26 | 0
TX CHILDRENS | KN215409 | 401090087 | CENTRIFUGE | JOUAN INC. | C412 | 3120 | 2002-09-25 | 0
TX CHILDRENS | BE00126955 | 0124HS03057 | CENTRIFUGE | EKF DIAGNOSTICS INC | HEMATASTAT 2 | 3114 | 2025-02-25 | 0
TX CHILDRENS | BE00035335 | SH6115000805A | NONINVASIVE BP MANAGEMENT SYST | GE - DINAMAP (CRITIKON) | V100 | 3112.23 | 2014-01-30 | 0
TX CHILDRENS | BE00035334 | SH611490684SA | NONINVASIVE BP MANAGEMENT SYST | GE - DINAMAP (CRITIKON) | V100 | 3112.23 | 2014-01-30 | 0
TX CHILDRENS | BE00119646 | SH623120260SA | NONINVASIVE BP MANAGEMENT SYST | GE - DINAMAP (CRITIKON) | V100 | 3112.13 | 2024-04-11 | 0
TX CHILDRENS | BE00119645 | SH623120230SA | NONINVASIVE BP MANAGEMENT SYST | GE - DINAMAP (CRITIKON) | V100 | 3112.12 | 2024-04-11 | 0
TX CHILDRENS | BE00104321 | 15316360 | SMART PUMP CONTROLLER | BECTON DICKINSON | 8015 | 3112 | 2019-11-18 | 0
TX CHILDRENS | BE00105581 | 15012813 | SMART PUMP CONTROLLER | BECTON DICKINSON | 8015 | 3112 | 2019-01-11 | 0
TX CHILDRENS | BE00105229 | 15014779 | SMART PUMP CONTROLLER | BECTON DICKINSON | 8015 | 3112 | 2019-01-11 | 0
TX CHILDRENS | BE00105448 | 15014450 | SMART PUMP CONTROLLER | BECTON DICKINSON | 8015 | 3112 | 2019-01-11 | 0
TX CHILDRENS | BE00105449 | 15014121 | SMART PUMP CONTROLLER | BECTON DICKINSON | 8015 | 3112 | 2019-01-11 | 0
TX CHILDRENS | BE00105231 | 15015250 | SMART PUMP CONTROLLER | BECTON DICKINSON | 8015 | 3112 | 2019-01-11 | 0
TX CHILDRENS | BE00112105 | 15679843 | SMART PUMP CONTROLLER | BECTON DICKINSON | 8015 | 3112 | 2020-10-23 | 0
TX CHILDRENS | BE00105556 | 15015017 | SMART PUMP CONTROLLER | BECTON DICKINSON | 8015 | 3112 | 2019-01-11 | 0
TX CHILDRENS | BE00105452 | 15014088 | SMART PUMP CONTROLLER | BECTON DICKINSON | 8015 | 3112 | 2019-01-11 | 0
TX CHILDRENS | BE00105430 | 15011447 | SMART PUMP CONTROLLER | BECTON DICKINSON | 8015 | 3112 | 2019-01-11 | 0
TX CHILDRENS | BE00111526 | 15511769 | SMART PUMP CONTROLLER | BECTON DICKINSON | 8015 | 3112 | 2020-08-14 | 0
TX CHILDRENS | BE00111523 | 15510995 | SMART PUMP CONTROLLER | BECTON DICKINSON | 8015 | 3112 | 2020-08-14 | 0
TX CHILDRENS | BE00111524 | 15511882 | SMART PUMP CONTROLLER | BECTON DICKINSON | 8015 | 3112 | 2020-08-14 | 0
TX CHILDRENS | BE00104317 | 15317650 | SMART PUMP CONTROLLER | BECTON DICKINSON | 8015 | 3112 | 2019-11-18 | 0
TX CHILDRENS | BE00105177 | 15014462 | SMART PUMP CONTROLLER | BECTON DICKINSON | 8015 | 3112 | 2019-01-11 | 0
TX CHILDRENS | BE00105406 | 15014157 | SMART PUMP CONTROLLER | BECTON DICKINSON | 8015 | 3112 | 2019-01-11 | 0
TX CHILDRENS | BE00105583 | 15014783 | SMART PUMP CONTROLLER | BECTON DICKINSON | 8015 | 3112 | 2019-01-11 | 0
TX CHILDRENS | BE00112079 | 15609356 | SMART PUMP CONTROLLER | BECTON DICKINSON | 8015 | 3112 | 2020-10-23 | 0
TX CHILDRENS | BE00105616 | 15014608 | SMART PUMP CONTROLLER | BECTON DICKINSON | 8015 | 3112 | 2019-01-11 | 0
TX CHILDRENS | BE00105440 | 15011407 | SMART PUMP CONTROLLER | BECTON DICKINSON | 8015 | 3112 | 2019-01-11 | 0
TX CHILDRENS | BE00105618 | 15015079 | SMART PUMP CONTROLLER | BECTON DICKINSON | 8015 | 3112 | 2019-01-11 | 0
TX CHILDRENS | BE00105617 | 15013269 | SMART PUMP CONTROLLER | BECTON DICKINSON | 8015 | 3112 | 2019-01-11 | 0
TX CHILDRENS | BE00105485 | 15012786 | SMART PUMP CONTROLLER | BECTON DICKINSON | 8015 | 3112 | 2019-01-11 | 0
TX CHILDRENS | BE00105486 | 15014829 | SMART PUMP CONTROLLER | BECTON DICKINSON | 8015 | 3112 | 2019-01-11 | 0
TX CHILDRENS | BE00105436 | 15014772 | SMART PUMP CONTROLLER | BECTON DICKINSON | 8015 | 3112 | 2019-01-11 | 0
TX CHILDRENS | BE00112115 | 15679076 | SMART PUMP CONTROLLER | BECTON DICKINSON | 8015 | 3112 | 2020-10-23 | 0
TX CHILDRENS | BE00105187 | 15012938 | SMART PUMP CONTROLLER | BECTON DICKINSON | 8015 | 3112 | 2019-01-11 | 0
TX CHILDRENS | BE00105413 | 15013648 | SMART PUMP CONTROLLER | BECTON DICKINSON | 8015 | 3112 | 2019-01-11 | 0
TX CHILDRENS | BE00105220 | 15014330 | SMART PUMP CONTROLLER | BECTON DICKINSON | 8015 | 3112 | 2019-01-11 | 0
TX CHILDRENS | BE00105463 | 15012494 | SMART PUMP CONTROLLER | BECTON DICKINSON | 8015 | 3112 | 2019-01-11 | 0
TX CHILDRENS | BE00105464 | 15014595 | SMART PUMP CONTROLLER | BECTON DICKINSON | 8015 | 3112 | 2019-01-11 | 0
TX CHILDRENS | BE00111521 | 15511317 | SMART PUMP CONTROLLER | BECTON DICKINSON | 8015 | 3112 | 2020-08-14 | 0
TX CHILDRENS | BE00105569 | 15012528 | SMART PUMP CONTROLLER | BECTON DICKINSON | 8015 | 3112 | 2019-01-11 | 0
TX CHILDRENS | BE00111520 | 15511695 | SMART PUMP CONTROLLER | BECTON DICKINSON | 8015 | 3112 | 2020-08-14 | 0
TX CHILDRENS | BE00111518 | 15511701 | SMART PUMP CONTROLLER | BECTON DICKINSON | 8015 | 3112 | 2020-08-14 | 0
TX CHILDRENS | BE00105571 | 15013570 | SMART PUMP CONTROLLER | BECTON DICKINSON | 8015 | 3112 | 2019-01-11 | 0
TX CHILDRENS | BE00105551 | 15014377 | SMART PUMP CONTROLLER | BECTON DICKINSON | 8015 | 3112 | 2019-01-11 | 0
TX CHILDRENS | BE00105632 | 15011438 | SMART PUMP CONTROLLER | BECTON DICKINSON | 8015 | 3112 | 2019-01-11 | 0
TX CHILDRENS | BE00105633 | 15011856 | SMART PUMP CONTROLLER | BECTON DICKINSON | 8015 | 3112 | 2019-01-11 | 0
TX CHILDRENS | BE00104991 | 15014704 | SMART PUMP CONTROLLER | BECTON DICKINSON | 8015 | 3112 | 2019-01-11 | 0
TX CHILDRENS | BE00111542 | 15511915 | SMART PUMP CONTROLLER | BECTON DICKINSON | 8015 | 3112 | 2020-08-14 | 0
TX CHILDRENS | BE00111541 | 15511710 | SMART PUMP CONTROLLER | BECTON DICKINSON | 8015 | 3112 | 2020-08-14 | 0
TX CHILDRENS | BE00112098 | 15609143 | SMART PUMP CONTROLLER | BECTON DICKINSON | 8015 | 3112 | 2020-10-23 | 0
TX CHILDRENS | BE00105597 | 15014920 | SMART PUMP CONTROLLER | BECTON DICKINSON | 8015 | 3112 | 2019-01-11 | 0
TX CHILDRENS | BE00105197 | 15015088 | SMART PUMP CONTROLLER | BECTON DICKINSON | 8015 | 3112 | 2019-01-11 | 0
TX CHILDRENS | BE00105196 | 15015399 | SMART PUMP CONTROLLER | BECTON DICKINSON | 8015 | 3112 | 2019-01-11 | 0
TX CHILDRENS | BE00112074 | 15608766 | SMART PUMP CONTROLLER | BECTON DICKINSON | 8015 | 3112 | 2020-10-23 | 0
TX CHILDRENS | BE00105468 | 15014722 | SMART PUMP CONTROLLER | BECTON DICKINSON | 8015 | 3112 | 2019-01-11 | 0
TX CHILDRENS | BE00105573 | 15014799 | SMART PUMP CONTROLLER | BECTON DICKINSON | 8015 | 3112 | 2019-01-11 | 0
TX CHILDRENS | BE00116842 | 16035933 | SMART PUMP CONTROLLER | BECTON DICKINSON | 8015 | 3112 | 2023-02-01 | 0
TX CHILDRENS | BE00111528 | 15509523 | SMART PUMP CONTROLLER | BECTON DICKINSON | 8015 | 3112 | 2020-08-14 | 0
TX CHILDRENS | BE00116852 | 16035916 | SMART PUMP CONTROLLER | BECTON DICKINSON | 8015 | 3112 | 2023-02-01 | 0
TX CHILDRENS | BE00105589 | 15014568 | SMART PUMP CONTROLLER | BECTON DICKINSON | 8015 | 3112 | 2019-01-11 | 0
TX CHILDRENS | BE00111529 | 15509391 | SMART PUMP CONTROLLER | BECTON DICKINSON | 8015 | 3112 | 2020-08-14 | 0
TX CHILDRENS | BE00111531 | 15509385 | SMART PUMP CONTROLLER | BECTON DICKINSON | 8015 | 3112 | 2020-08-14 | 0
TX CHILDRENS | BE00111532 | 15511410 | SMART PUMP CONTROLLER | BECTON DICKINSON | 8015 | 3112 | 2020-08-14 | 0
TX CHILDRENS | BE00105214 | 15012794 | SMART PUMP CONTROLLER | BECTON DICKINSON | 8015 | 3112 | 2019-01-11 | 0
TX CHILDRENS | BE00105602 | 15011461 | SMART PUMP CONTROLLER | BECTON DICKINSON | 8015 | 3112 | 2019-01-11 | 0
TX CHILDRENS | BE00105604 | 15014093 | SMART PUMP CONTROLLER | BECTON DICKINSON | 8015 | 3112 | 2019-01-11 | 0
TX CHILDRENS | BE00105638 | 15011459 | SMART PUMP CONTROLLER | BECTON DICKINSON | 8015 | 3112 | 2019-01-11 | 0
TX CHILDRENS | BE00105641 | 15011522 | SMART PUMP CONTROLLER | BECTON DICKINSON | 8015 | 3112 | 2019-01-11 | 0
TX CHILDRENS | BE00105427 | 15012828 | SMART PUMP CONTROLLER | BECTON DICKINSON | 8015 | 3112 | 2019-01-11 | 0
TX CHILDRENS | BE00105637 | 15014864 | SMART PUMP CONTROLLER | BECTON DICKINSON | 8015 | 3112 | 2019-01-11 | 0
TX CHILDRENS | BE00105425 | 15011947 | SMART PUMP CONTROLLER | BECTON DICKINSON | 8015 | 3112 | 2019-01-11 | 0
TX CHILDRENS | BE00112110 | 15680701 | SMART PUMP CONTROLLER | BECTON DICKINSON | 8015 | 3112 | 2020-10-23 | 0
TX CHILDRENS | BE00105431 | 15011940 | SMART PUMP CONTROLLER | BECTON DICKINSON | 8015 | 3112 | 2019-01-11 | 0
TX CHILDRENS | BE00112109 | 15680214 | SMART PUMP CONTROLLER | BECTON DICKINSON | 8015 | 3112 | 2020-10-23 | 0
TX CHILDRENS | BE00116850 | 16035589 | SMART PUMP CONTROLLER | BECTON DICKINSON | 8015 | 3112 | 2023-02-01 | 0
TX CHILDRENS | BE00105181 | 15015421 | SMART PUMP CONTROLLER | BECTON DICKINSON | 8015 | 3112 | 2019-01-11 | 0
TX CHILDRENS | BE00105435 | 15014125 | SMART PUMP CONTROLLER | BECTON DICKINSON | 8015 | 3112 | 2019-01-11 | 0
TX CHILDRENS | BE00105642 | 15013404 | SMART PUMP CONTROLLER | BECTON DICKINSON | 8015 | 3112 | 2019-01-11 | 0
TX CHILDRENS | BE00105183 | 15011950 | SMART PUMP CONTROLLER | BECTON DICKINSON | 8015 | 3112 | 2019-01-11 | 0
TX CHILDRENS | BE00105481 | 15012474 | SMART PUMP CONTROLLER | BECTON DICKINSON | 8015 | 3112 | 2019-01-11 | 0
TX CHILDRENS | BE00116853 | 16035906 | SMART PUMP CONTROLLER | BECTON DICKINSON | 8015 | 3112 | 2023-02-01 | 0
TX CHILDRENS | BE00105480 | 15011861 | SMART PUMP CONTROLLER | BECTON DICKINSON | 8015 | 3112 | 2019-01-11 | 0
TX CHILDRENS | BE00105459 | 15012748 | SMART PUMP CONTROLLER | BECTON DICKINSON | 8015 | 3112 | 2019-01-11 | 0
TX CHILDRENS | BE00116837 | 16035581 | SMART PUMP CONTROLLER | BECTON DICKINSON | 8015 | 3112 | 2023-02-01 | 0
TX CHILDRENS | BE00116834 | 16035922 | SMART PUMP CONTROLLER | BECTON DICKINSON | 8015 | 3112 | 2023-02-01 | 0
TX CHILDRENS | BE00105408 | 15011511 | SMART PUMP CONTROLLER | BECTON DICKINSON | 8015 | 3112 | 2019-01-11 | 0
TX CHILDRENS | BE00105411 | 15015249 | SMART PUMP CONTROLLER | BECTON DICKINSON | 8015 | 3112 | 2019-01-11 | 0
TX CHILDRENS | BE00112092 | 15679093 | SMART PUMP CONTROLLER | BECTON DICKINSON | 8015 | 3112 | 2020-10-23 | 0
TX CHILDRENS | BE00112113 | 15680680 | SMART PUMP CONTROLLER | BECTON DICKINSON | 8015 | 3112 | 2020-10-23 | 0
TX CHILDRENS | BE00105591 | 15015361 | SMART PUMP CONTROLLER | BECTON DICKINSON | 8015 | 3112 | 2019-01-11 | 0
TX CHILDRENS | BE00105595 | 15013402 | SMART PUMP CONTROLLER | BECTON DICKINSON | 8015 | 3112 | 2019-01-11 | 0
TX CHILDRENS | BE00105593 | 15014853 | SMART PUMP CONTROLLER | BECTON DICKINSON | 8015 | 3112 | 2019-01-11 | 0
TX CHILDRENS | BE00105418 | 15014136 | SMART PUMP CONTROLLER | BECTON DICKINSON | 8015 | 3112 | 2019-01-11 | 0
TX CHILDRENS | BE00102924 | 15014457 | SMART PUMP CONTROLLER | BECTON DICKINSON | 8015 | 3112 | 2019-01-11 | 0
TX CHILDRENS | BE00112076 | 15609745 | SMART PUMP CONTROLLER | BECTON DICKINSON | 8015 | 3112 | 2020-10-23 | 0
TX CHILDRENS | BE00105198 | 15014085 | SMART PUMP CONTROLLER | BECTON DICKINSON | 8015 | 3112 | 2019-01-11 | 0
TX CHILDRENS | BE00112081 | 15608925 | SMART PUMP CONTROLLER | BECTON DICKINSON | 8015 | 3112 | 2020-10-23 | 0
TX CHILDRENS | BE00112080 | 15608531 | SMART PUMP CONTROLLER | BECTON DICKINSON | 8015 | 3112 | 2020-10-23 | 0
TX CHILDRENS | BE00105582 | 15014576 | SMART PUMP CONTROLLER | BECTON DICKINSON | 8015 | 3112 | 2019-01-11 | 0
TX CHILDRENS | BE00104320 | 15316832 | SMART PUMP CONTROLLER | BECTON DICKINSON | 8015 | 3112 | 2019-11-18 | 0
TX CHILDRENS | BE00105224 | 15012645 | SMART PUMP CONTROLLER | BECTON DICKINSON | 8015 | 3112 | 2019-01-11 | 0
TX CHILDRENS | BE00105443 | 15015559 | SMART PUMP CONTROLLER | BECTON DICKINSON | 8015 | 3112 | 2019-01-11 | 0
TX CHILDRENS | BE00105444 | 15011454 | SMART PUMP CONTROLLER | BECTON DICKINSON | 8015 | 3112 | 2019-01-11 | 0
TX CHILDRENS | BE00116843 | 16035769 | SMART PUMP CONTROLLER | BECTON DICKINSON | 8015 | 3112 | 2023-02-01 | 0
TX CHILDRENS | BE00105470 | 15011845 | SMART PUMP CONTROLLER | BECTON DICKINSON | 8015 | 3112 | 2019-01-11 | 0
TX CHILDRENS | BE00116840 | 16035809 | SMART PUMP CONTROLLER | BECTON DICKINSON | 8015 | 3112 | 2023-02-01 | 0
TX CHILDRENS | BE00105469 | 15015072 | SMART PUMP CONTROLLER | BECTON DICKINSON | 8015 | 3112 | 2019-01-11 | 0
TX CHILDRENS | BE00112099 | 15608563 | SMART PUMP CONTROLLER | BECTON DICKINSON | 8015 | 3112 | 2020-10-23 | 0
TX CHILDRENS | BE00105219 | 15014822 | SMART PUMP CONTROLLER | BECTON DICKINSON | 8015 | 3112 | 2019-01-11 | 0
TX CHILDRENS | BE00105585 | 15014414 | SMART PUMP CONTROLLER | BECTON DICKINSON | 8015 | 3112 | 2019-01-11 | 0
TX CHILDRENS | BE00105587 | 15011373 | SMART PUMP CONTROLLER | BECTON DICKINSON | 8015 | 3112 | 2019-01-11 | 0
TX CHILDRENS | BE00105479 | 15012335 | SMART PUMP CONTROLLER | BECTON DICKINSON | 8015 | 3112 | 2019-01-11 | 0
TX CHILDRENS | BE00112108 | 15679362 | SMART PUMP CONTROLLER | BECTON DICKINSON | 8015 | 3112 | 2020-10-23 | 0
TX CHILDRENS | BE00112084 | 15608886 | SMART PUMP CONTROLLER | BECTON DICKINSON | 8015 | 3112 | 2020-10-23 | 0
TX CHILDRENS | BE00112069 | 15609238 | SMART PUMP CONTROLLER | BECTON DICKINSON | 8015 | 3112 | 2020-10-23 | 0
TX CHILDRENS | BE00105484 | 15011448 | SMART PUMP CONTROLLER | BECTON DICKINSON | 8015 | 3112 | 2019-01-11 | 0
TX CHILDRENS | BE00104313 | 15318051 | SMART PUMP CONTROLLER | BECTON DICKINSON | 8015 | 3112 | 2019-11-18 | 0
TX CHILDRENS | BE00112191 | 15608533 | SMART PUMP CONTROLLER | BECTON DICKINSON | 8015 | 3112 | 2020-10-23 | 0
TX CHILDRENS | BE00105195 | 15014891 | SMART PUMP CONTROLLER | BECTON DICKINSON | 8015 | 3112 | 2019-01-11 | 0
TX CHILDRENS | BE00102923 | 15015207 | SMART PUMP CONTROLLER | BECTON DICKINSON | 8015 | 3112 | 2019-01-11 | 0
TX CHILDRENS | BE00116832 | 16035814 | SMART PUMP CONTROLLER | BECTON DICKINSON | 8015 | 3112 | 2023-02-01 | 0
TX CHILDRENS | BE00112073 | 15608647 | SMART PUMP CONTROLLER | BECTON DICKINSON | 8015 | 3112 | 2020-10-23 | 0
TX CHILDRENS | BE00105422 | 15011386 | SMART PUMP CONTROLLER | BECTON DICKINSON | 8015 | 3112 | 2019-01-11 | 0
TX CHILDRENS | BE00104990 | 15011620 | SMART PUMP CONTROLLER | BECTON DICKINSON | 8015 | 3112 | 2019-01-11 | 0
TX CHILDRENS | BE00105223 | 14995898 | SMART PUMP CONTROLLER | BECTON DICKINSON | 8015 | 3112 | 2019-01-11 | 0
TX CHILDRENS | BE00105442 | 15011426 | SMART PUMP CONTROLLER | BECTON DICKINSON | 8015 | 3112 | 2019-01-11 | 0
TX CHILDRENS | BE00105565 | 15014550 | SMART PUMP CONTROLLER | BECTON DICKINSON | 8015 | 3112 | 2019-01-11 | 0
TX CHILDRENS | BE00105434 | 15014381 | SMART PUMP CONTROLLER | BECTON DICKINSON | 8015 | 3112 | 2019-01-11 | 0
TX CHILDRENS | BE00105458 | 15014441 | SMART PUMP CONTROLLER | BECTON DICKINSON | 8015 | 3112 | 2019-01-11 | 0
TX CHILDRENS | BE00105213 | 15014387 | SMART PUMP CONTROLLER | BECTON DICKINSON | 8015 | 3112 | 2019-01-11 | 0
TX CHILDRENS | BE00105614 | 15011532 | SMART PUMP CONTROLLER | BECTON DICKINSON | 8015 | 3112 | 2019-01-11 | 0
TX CHILDRENS | BE00105609 | 15011931 | SMART PUMP CONTROLLER | BECTON DICKINSON | 8015 | 3112 | 2019-01-11 | 0
TX CHILDRENS | BE00112086 | 15679200 | SMART PUMP CONTROLLER | BECTON DICKINSON | 8015 | 3112 | 2020-10-23 | 0
TX CHILDRENS | BE00112085 | 15680204 | SMART PUMP CONTROLLER | BECTON DICKINSON | 8015 | 3112 | 2020-10-23 | 0
TX CHILDRENS | BE00105429 | 15014331 | SMART PUMP CONTROLLER | BECTON DICKINSON | 8015 | 3112 | 2019-01-11 | 0
TX CHILDRENS | BE00116849 | 16035780 | SMART PUMP CONTROLLER | BECTON DICKINSON | 8015 | 3112 | 2023-02-01 | 0
TX CHILDRENS | BE00112104 | 15608876 | SMART PUMP CONTROLLER | BECTON DICKINSON | 8015 | 3112 | 2020-10-23 | 0
TX CHILDRENS | BE00112103 | 15609389 | SMART PUMP CONTROLLER | BECTON DICKINSON | 8015 | 3112 | 2020-10-23 | 0
TX CHILDRENS | BE00105182 | 15014293 | SMART PUMP CONTROLLER | BECTON DICKINSON | 8015 | 3112 | 2019-01-11 | 0
TX CHILDRENS | BE00105186 | 15012337 | SMART PUMP CONTROLLER | BECTON DICKINSON | 8015 | 3112 | 2019-01-11 | 0
TX CHILDRENS | BE00112083 | 15609688 | SMART PUMP CONTROLLER | BECTON DICKINSON | 8015 | 3112 | 2020-10-23 | 0
TX CHILDRENS | BE00105410 | 15014882 | SMART PUMP CONTROLLER | BECTON DICKINSON | 8015 | 3112 | 2019-01-11 | 0
TX CHILDRENS | BE00105559 | 15014405 | SMART PUMP CONTROLLER | BECTON DICKINSON | 8015 | 3112 | 2019-01-11 | 0
TX CHILDRENS | BE00105555 | 15012465 | SMART PUMP CONTROLLER | BECTON DICKINSON | 8015 | 3112 | 2019-01-11 | 0
TX CHILDRENS | BE00105594 | 15014892 | SMART PUMP CONTROLLER | BECTON DICKINSON | 8015 | 3112 | 2019-01-11 | 0
TX CHILDRENS | BE00105596 | 15013455 | SMART PUMP CONTROLLER | BECTON DICKINSON | 8015 | 3112 | 2019-01-11 | 0
TX CHILDRENS | BE00105462 | 15011507 | SMART PUMP CONTROLLER | BECTON DICKINSON | 8015 | 3112 | 2019-01-11 | 0
TX CHILDRENS | BE00105568 | 15014670 | SMART PUMP CONTROLLER | BECTON DICKINSON | 8015 | 3112 | 2019-01-11 | 0
TX CHILDRENS | BE00112112 | 15679209 | SMART PUMP CONTROLLER | BECTON DICKINSON | 8015 | 3112 | 2020-10-23 | 0
TX CHILDRENS | BE00105439 | 15014057 | SMART PUMP CONTROLLER | BECTON DICKINSON | 8015 | 3112 | 2019-01-11 | 0
TX CHILDRENS | BE00116833 | 16035795 | SMART PUMP CONTROLLER | BECTON DICKINSON | 8015 | 3112 | 2023-02-01 | 0
TX CHILDRENS | BE00105415 | 15014396 | SMART PUMP CONTROLLER | BECTON DICKINSON | 8015 | 3112 | 2019-01-11 | 0
TX CHILDRENS | BE00111538 | 15511772 | SMART PUMP CONTROLLER | BECTON DICKINSON | 8015 | 3112 | 2020-08-14 | 0
TX CHILDRENS | BE00105191 | 15014430 | SMART PUMP CONTROLLER | BECTON DICKINSON | 8015 | 3112 | 2019-01-11 | 0
TX CHILDRENS | BE00105615 | 15014324 | SMART PUMP CONTROLLER | BECTON DICKINSON | 8015 | 3112 | 2019-01-11 | 0
TX CHILDRENS | BE00112088 | 15679089 | SMART PUMP CONTROLLER | BECTON DICKINSON | 8015 | 3112 | 2020-10-23 | 0
TX CHILDRENS | BE00110036 | 15445964 | SMART PUMP CONTROLLER | BECTON DICKINSON | 8015 | 3112 | 2020-02-07 | 0
TX CHILDRENS | BE00112091 | 15679188 | SMART PUMP CONTROLLER | BECTON DICKINSON | 8015 | 3112 | 2020-10-23 | 0
TX CHILDRENS | BE00105636 | 15012954 | SMART PUMP CONTROLLER | BECTON DICKINSON | 8015 | 3112 | 2019-01-11 | 0
TX CHILDRENS | BE00105451 | 15014593 | SMART PUMP CONTROLLER | BECTON DICKINSON | 8015 | 3112 | 2019-01-11 | 0
TX CHILDRENS | BE00105180 | 15014175 | SMART PUMP CONTROLLER | BECTON DICKINSON | 8015 | 3112 | 2019-01-11 | 0
TX CHILDRENS | BE00104318 | 15317817 | SMART PUMP CONTROLLER | BECTON DICKINSON | 8015 | 3112 | 2019-11-18 | 0
TX CHILDRENS | BE00105475 | 15012789 | SMART PUMP CONTROLLER | BECTON DICKINSON | 8015 | 3112 | 2019-01-11 | 0
TX CHILDRENS | BE00116847 | 16035782 | SMART PUMP CONTROLLER | BECTON DICKINSON | 8015 | 3112 | 2023-02-01 | 0
TX CHILDRENS | BE00105580 | 15012830 | SMART PUMP CONTROLLER | BECTON DICKINSON | 8015 | 3112 | 2019-01-11 | 0
TX CHILDRENS | BE00105640 | 15011946 | SMART PUMP CONTROLLER | BECTON DICKINSON | 8015 | 3112 | 2019-01-11 | 0
TX CHILDRENS | BE00105200 | 15011485 | SMART PUMP CONTROLLER | BECTON DICKINSON | 8015 | 3112 | 2019-01-11 | 0
TX CHILDRENS | BE00105606 | 15014543 | SMART PUMP CONTROLLER | BECTON DICKINSON | 8015 | 3112 | 2019-01-11 | 0
TX CHILDRENS | BE00111517 | 15512039 | SMART PUMP CONTROLLER | BECTON DICKINSON | 8015 | 3112 | 2020-08-14 | 0
TX CHILDRENS | BE00105467 | 15012644 | SMART PUMP CONTROLLER | BECTON DICKINSON | 8015 | 3112 | 2019-01-11 | 0
TX CHILDRENS | BE00105577 | 15014391 | SMART PUMP CONTROLLER | BECTON DICKINSON | 8015 | 3112 | 2019-01-11 | 0
TX CHILDRENS | BE00105447 | 15014433 | SMART PUMP CONTROLLER | BECTON DICKINSON | 8015 | 3112 | 2019-01-11 | 0
TX CHILDRENS | BE00105550 | 15014914 | SMART PUMP CONTROLLER | BECTON DICKINSON | 8015 | 3112 | 2019-01-11 | 0
TX CHILDRENS | BE00105549 | 15011849 | SMART PUMP CONTROLLER | BECTON DICKINSON | 8015 | 3112 | 2019-01-11 | 0
TX CHILDRENS | BE00111540 | 15511385 | SMART PUMP CONTROLLER | BECTON DICKINSON | 8015 | 3112 | 2020-08-14 | 0
TX CHILDRENS | BE00105631 | 15011977 | SMART PUMP CONTROLLER | BECTON DICKINSON | 8015 | 3112 | 2019-01-11 | 0
TX CHILDRENS | BE00105228 | 15015398 | SMART PUMP CONTROLLER | BECTON DICKINSON | 8015 | 3112 | 2019-01-11 | 0
TX CHILDRENS | BE00105420 | 15014816 | SMART PUMP CONTROLLER | BECTON DICKINSON | 8015 | 3112 | 2019-01-11 | 0
TX CHILDRENS | BE00112097 | 15608584 | SMART PUMP CONTROLLER | BECTON DICKINSON | 8015 | 3112 | 2020-10-23 | 0
TX CHILDRENS | BE00105476 | 15014561 | SMART PUMP CONTROLLER | BECTON DICKINSON | 8015 | 3112 | 2019-01-11 | 0
TX CHILDRENS | BE00104314 | 15318820 | SMART PUMP CONTROLLER | BECTON DICKINSON | 8015 | 3112 | 2019-11-18 | 0
TX CHILDRENS | BE00116838 | 16035917 | SMART PUMP CONTROLLER | BECTON DICKINSON | 8015 | 3112 | 2023-02-01 | 0
TX CHILDRENS | BE00105598 | 15015410 | SMART PUMP CONTROLLER | BECTON DICKINSON | 8015 | 3112 | 2019-01-11 | 0
TX CHILDRENS | BE00111519 | 15511372 | SMART PUMP CONTROLLER | BECTON DICKINSON | 8015 | 3112 | 2020-08-14 | 0
TX CHILDRENS | BE00105600 | 15013244 | SMART PUMP CONTROLLER | BECTON DICKINSON | 8015 | 3112 | 2019-01-11 | 0
TX CHILDRENS | BE00112190 | 15680301 | SMART PUMP CONTROLLER | BECTON DICKINSON | 8015 | 3112 | 2020-10-23 | 0
TX CHILDRENS | BE00105424 | 15014759 | SMART PUMP CONTROLLER | BECTON DICKINSON | 8015 | 3112 | 2019-01-11 | 0
TX CHILDRENS | BE00112118 | 15680492 | SMART PUMP CONTROLLER | BECTON DICKINSON | 8015 | 3112 | 2020-10-23 | 0
TX CHILDRENS | BE00102922 | 15014867 | SMART PUMP CONTROLLER | BECTON DICKINSON | 8015 | 3112 | 2019-01-11 | 0
TX CHILDRENS | BE00112070 | 15608527 | SMART PUMP CONTROLLER | BECTON DICKINSON | 8015 | 3112 | 2020-10-23 | 0
TX CHILDRENS | BE00112072 | 15608537 | SMART PUMP CONTROLLER | BECTON DICKINSON | 8015 | 3112 | 2020-10-23 | 0
TX CHILDRENS | BE00105193 | 15014442 | SMART PUMP CONTROLLER | BECTON DICKINSON | 8015 | 3112 | 2019-01-11 | 0
TX CHILDRENS | BE00110037 | 15445963 | SMART PUMP CONTROLLER | BECTON DICKINSON | 8015 | 3112 | 2020-02-07 | 0
TX CHILDRENS | BE00105554 | 15014688 | SMART PUMP CONTROLLER | BECTON DICKINSON | 8015 | 3112 | 2019-01-11 | 0
TX CHILDRENS | BE00104316 | 15317704 | SMART PUMP CONTROLLER | BECTON DICKINSON | 8015 | 3112 | 2019-11-18 | 0
TX CHILDRENS | BE00112107 | 15679640 | SMART PUMP CONTROLLER | BECTON DICKINSON | 8015 | 3112 | 2020-10-23 | 0
TX CHILDRENS | BE00105412 | 15014789 | SMART PUMP CONTROLLER | BECTON DICKINSON | 8015 | 3112 | 2019-01-11 | 0
TX CHILDRENS | BE00105216 | 15014087 | SMART PUMP CONTROLLER | BECTON DICKINSON | 8015 | 3112 | 2019-01-11 | 0
TX CHILDRENS | BE00105428 | 15010985 | SMART PUMP CONTROLLER | BECTON DICKINSON | 8015 | 3112 | 2019-01-11 | 0
TX CHILDRENS | BE00105483 | 15011460 | SMART PUMP CONTROLLER | BECTON DICKINSON | 8015 | 3112 | 2019-01-11 | 0
TX CHILDRENS | BE00105433 | 15012784 | SMART PUMP CONTROLLER | BECTON DICKINSON | 8015 | 3112 | 2019-01-11 | 0
TX CHILDRENS | BE00105407 | 15011456 | SMART PUMP CONTROLLER | BECTON DICKINSON | 8015 | 3112 | 2019-01-11 | 0
TX CHILDRENS | BE00105185 | 15013847 | SMART PUMP CONTROLLER | BECTON DICKINSON | 8015 | 3112 | 2019-01-11 | 0
TX CHILDRENS | BE00105478 | 15014787 | SMART PUMP CONTROLLER | BECTON DICKINSON | 8015 | 3112 | 2019-01-11 | 0
TX CHILDRENS | BE00105586 | 15014498 | SMART PUMP CONTROLLER | BECTON DICKINSON | 8015 | 3112 | 2019-01-11 | 0
TX CHILDRENS | BE00105588 | 15015419 | SMART PUMP CONTROLLER | BECTON DICKINSON | 8015 | 3112 | 2019-01-11 | 0
TX CHILDRENS | BE00112101 | 15608754 | SMART PUMP CONTROLLER | BECTON DICKINSON | 8015 | 3112 | 2020-10-23 | 0
TX CHILDRENS | BE00112102 | 15608516 | SMART PUMP CONTROLLER | BECTON DICKINSON | 8015 | 3112 | 2020-10-23 | 0
TX CHILDRENS | BE00105405 | 15014538 | SMART PUMP CONTROLLER | BECTON DICKINSON | 8015 | 3112 | 2019-01-11 | 0
TX CHILDRENS | BE00105199 | 15014719 | SMART PUMP CONTROLLER | BECTON DICKINSON | 8015 | 3112 | 2019-01-11 | 0
TX CHILDRENS | BE00105607 | 15011894 | SMART PUMP CONTROLLER | BECTON DICKINSON | 8015 | 3112 | 2019-01-11 | 0
TX CHILDRENS | BE00112077 | 15608521 | SMART PUMP CONTROLLER | BECTON DICKINSON | 8015 | 3112 | 2020-10-23 | 0
TX CHILDRENS | BE00112078 | 15609360 | SMART PUMP CONTROLLER | BECTON DICKINSON | 8015 | 3112 | 2020-10-23 | 0
TX CHILDRENS | BE00104322 | 15316669 | SMART PUMP CONTROLLER | BECTON DICKINSON | 8015 | 3112 | 2019-11-18 | 0
TX CHILDRENS | BE00105474 | 15011944 | SMART PUMP CONTROLLER | BECTON DICKINSON | 8015 | 3112 | 2019-01-11 | 0
TX CHILDRENS | BE00116844 | 16035918 | SMART PUMP CONTROLLER | BECTON DICKINSON | 8015 | 3112 | 2023-02-01 | 0
TX CHILDRENS | BE00105179 | 15012328 | SMART PUMP CONTROLLER | BECTON DICKINSON | 8015 | 3112 | 2019-01-11 | 0
TX CHILDRENS | BE00105579 | 15012969 | SMART PUMP CONTROLLER | BECTON DICKINSON | 8015 | 3112 | 2019-01-11 | 0
TX CHILDRENS | BE00105629 | 15013042 | SMART PUMP CONTROLLER | BECTON DICKINSON | 8015 | 3112 | 2019-01-11 | 0
TX CHILDRENS | BE00105630 | 15012531 | SMART PUMP CONTROLLER | BECTON DICKINSON | 8015 | 3112 | 2019-01-11 | 0
TX CHILDRENS | BE00105578 | 15012760 | SMART PUMP CONTROLLER | BECTON DICKINSON | 8015 | 3112 | 2019-01-11 | 0
TX CHILDRENS | BE00105576 | 15014288 | SMART PUMP CONTROLLER | BECTON DICKINSON | 8015 | 3112 | 2019-01-11 | 0
TX CHILDRENS | BE00105227 | 15011949 | SMART PUMP CONTROLLER | BECTON DICKINSON | 8015 | 3112 | 2019-01-11 | 0
TX CHILDRENS | BE00116841 | 16035783 | SMART PUMP CONTROLLER | BECTON DICKINSON | 8015 | 3112 | 2023-02-01 | 0
TX CHILDRENS | BE00105446 | 15015529 | SMART PUMP CONTROLLER | BECTON DICKINSON | 8015 | 3112 | 2019-01-11 | 0
TX CHILDRENS | BE00105601 | 15014480 | SMART PUMP CONTROLLER | BECTON DICKINSON | 8015 | 3112 | 2019-01-11 | 0
TX CHILDRENS | BE00105599 | 15014551 | SMART PUMP CONTROLLER | BECTON DICKINSON | 8015 | 3112 | 2019-01-11 | 0
TX CHILDRENS | BE00104989 | 15013436 | SMART PUMP CONTROLLER | BECTON DICKINSON | 8015 | 3112 | 2019-01-11 | 0
TX CHILDRENS | BE00112095 | 15609716 | SMART PUMP CONTROLLER | BECTON DICKINSON | 8015 | 3112 | 2020-10-23 | 0
TX CHILDRENS | BE00112096 | 15608587 | SMART PUMP CONTROLLER | BECTON DICKINSON | 8015 | 3112 | 2020-10-23 | 0
TX CHILDRENS | BE00116836 | 16035915 | SMART PUMP CONTROLLER | BECTON DICKINSON | 8015 | 3112 | 2023-02-01 | 0
TX CHILDRENS | BE00105461 | 15014360 | SMART PUMP CONTROLLER | BECTON DICKINSON | 8015 | 3112 | 2019-01-11 | 0
TX CHILDRENS | BE00105222 | 15014881 | SMART PUMP CONTROLLER | BECTON DICKINSON | 8015 | 3112 | 2019-01-11 | 0
TX CHILDRENS | BE00105438 | 15014173 | SMART PUMP CONTROLLER | BECTON DICKINSON | 8015 | 3112 | 2019-01-11 | 0
TX CHILDRENS | BE00105570 | 15011397 | SMART PUMP CONTROLLER | BECTON DICKINSON | 8015 | 3112 | 2019-01-11 | 0
TX CHILDRENS | BE00112090 | 15679114 | SMART PUMP CONTROLLER | BECTON DICKINSON | 8015 | 3112 | 2020-10-23 | 0
TX CHILDRENS | BE00105417 | 15014708 | SMART PUMP CONTROLLER | BECTON DICKINSON | 8015 | 3112 | 2019-01-11 | 0
TX CHILDRENS | BE00112114 | 15680678 | SMART PUMP CONTROLLER | BECTON DICKINSON | 8015 | 3112 | 2020-10-23 | 0
TX CHILDRENS | BE00104988 | 15013362 | SMART PUMP CONTROLLER | BECTON DICKINSON | 8015 | 3112 | 2019-01-11 | 0
TX CHILDRENS | BE00105567 | 15011428 | SMART PUMP CONTROLLER | BECTON DICKINSON | 8015 | 3112 | 2019-01-11 | 0
TX CHILDRENS | BE00111535 | 15511235 | SMART PUMP CONTROLLER | BECTON DICKINSON | 8015 | 3112 | 2020-08-14 | 0
TX CHILDRENS | BE00111539 | 15511401 | SMART PUMP CONTROLLER | BECTON DICKINSON | 8015 | 3112 | 2020-08-14 | 0
TX CHILDRENS | BE00111536 | 15511418 | SMART PUMP CONTROLLER | BECTON DICKINSON | 8015 | 3112 | 2020-08-14 | 0
TX CHILDRENS | BE00105488 | 15013399 | SMART PUMP CONTROLLER | BECTON DICKINSON | 8015 | 3112 | 2019-01-11 | 0
TX CHILDRENS | BE00116835 | 16035781 | SMART PUMP CONTROLLER | BECTON DICKINSON | 8015 | 3112 | 2023-02-01 | 0
TX CHILDRENS | BE00105218 | 15011952 | SMART PUMP CONTROLLER | BECTON DICKINSON | 8015 | 3112 | 2019-01-11 | 0
TX CHILDRENS | BE00110035 | 15445845 | SMART PUMP CONTROLLER | BECTON DICKINSON | 8015 | 3112 | 2020-02-07 | 0
TX CHILDRENS | BE00111537 | 15510519 | SMART PUMP CONTROLLER | BECTON DICKINSON | 8015 | 3112 | 2020-08-14 | 0
TX CHILDRENS | BE00105217 | 15014353 | SMART PUMP CONTROLLER | BECTON DICKINSON | 8015 | 3112 | 2019-01-11 | 0
TX CHILDRENS | BE00112087 | 15679103 | SMART PUMP CONTROLLER | BECTON DICKINSON | 8015 | 3112 | 2020-10-23 | 0
TX CHILDRENS | BE00105564 | 15013383 | SMART PUMP CONTROLLER | BECTON DICKINSON | 8015 | 3112 | 2019-01-11 | 0
TX CHILDRENS | BE00105562 | 15011484 | SMART PUMP CONTROLLER | BECTON DICKINSON | 8015 | 3112 | 2019-01-11 | 0
TX CHILDRENS | BE00105611 | 15011458 | SMART PUMP CONTROLLER | BECTON DICKINSON | 8015 | 3112 | 2019-01-11 | 0
TX CHILDRENS | BE00105613 | 15014589 | SMART PUMP CONTROLLER | BECTON DICKINSON | 8015 | 3112 | 2019-01-11 | 0
TX CHILDRENS | BE00105612 | 15014552 | SMART PUMP CONTROLLER | BECTON DICKINSON | 8015 | 3112 | 2019-01-11 | 0
TX CHILDRENS | BE00112082 | 15609213 | SMART PUMP CONTROLLER | BECTON DICKINSON | 8015 | 3112 | 2020-10-23 | 0
TX CHILDRENS | BE00102912 | 15014565 | SMART PUMP CONTROLLER | BECTON DICKINSON | 8015 | 3112 | 2019-01-11 | 0
TX CHILDRENS | BE00116851 | 16035767 | SMART PUMP CONTROLLER | BECTON DICKINSON | 8015 | 3112 | 2023-02-01 | 0
TX CHILDRENS | BE00105457 | 15012881 | SMART PUMP CONTROLLER | BECTON DICKINSON | 8015 | 3112 | 2019-01-11 | 0
TX CHILDRENS | BE00105456 | 15011941 | SMART PUMP CONTROLLER | BECTON DICKINSON | 8015 | 3112 | 2019-01-11 | 0
TX CHILDRENS | BE00105454 | 15014463 | SMART PUMP CONTROLLER | BECTON DICKINSON | 8015 | 3112 | 2019-01-11 | 0
TX CHILDRENS | BE00102911 | 15012332 | SMART PUMP CONTROLLER | BECTON DICKINSON | 8015 | 3112 | 2019-01-11 | 0
TX CHILDRENS | BE00105482 | 15014720 | SMART PUMP CONTROLLER | BECTON DICKINSON | 8015 | 3112 | 2019-01-11 | 0
TX CHILDRENS | BE00104323 | 15316830 | SMART PUMP CONTROLLER | BECTON DICKINSON | 8015 | 3112 | 2019-11-18 | 0
TX CHILDRENS | BE00103130 | 15067699 | SMART PUMP CONTROLLER | BECTON DICKINSON | 8015 | 3112 | 2019-01-11 | 0
TX CHILDRENS | BE00105432 | 15011437 | SMART PUMP CONTROLLER | BECTON DICKINSON | 8015 | 3112 | 2019-01-11 | 0
TX CHILDRENS | BE00105184 | 15012723 | SMART PUMP CONTROLLER | BECTON DICKINSON | 8015 | 3112 | 2019-01-11 | 0
TX CHILDRENS | BE00105563 | 15014336 | SMART PUMP CONTROLLER | BECTON DICKINSON | 8015 | 3112 | 2019-01-11 | 0
TX CHILDRENS | BE00105561 | 15014573 | SMART PUMP CONTROLLER | BECTON DICKINSON | 8015 | 3112 | 2019-01-11 | 0
TX CHILDRENS | BE00105566 | 15011951 | SMART PUMP CONTROLLER | BECTON DICKINSON | 8015 | 3112 | 2019-01-11 | 0
TX CHILDRENS | BE00105409 | 15012793 | SMART PUMP CONTROLLER | BECTON DICKINSON | 8015 | 3112 | 2019-01-11 | 0
TX CHILDRENS | BE00112106 | 15679282 | SMART PUMP CONTROLLER | BECTON DICKINSON | 8015 | 3112 | 2020-10-23 | 0
TX CHILDRENS | BE00105215 | 15011900 | SMART PUMP CONTROLLER | BECTON DICKINSON | 8015 | 3112 | 2019-01-11 | 0
TX CHILDRENS | BE00112111 | 15608618 | SMART PUMP CONTROLLER | BECTON DICKINSON | 8015 | 3112 | 2020-10-23 | 0
TX CHILDRENS | BE00111530 | 15510740 | SMART PUMP CONTROLLER | BECTON DICKINSON | 8015 | 3112 | 2020-08-14 | 0
TX CHILDRENS | BE00104324 | 15316563 | SMART PUMP CONTROLLER | BECTON DICKINSON | 8015 | 3112 | 2019-11-18 | 0
TX CHILDRENS | BE00105590 | 15014905 | SMART PUMP CONTROLLER | BECTON DICKINSON | 8015 | 3112 | 2019-01-11 | 0
TX CHILDRENS | BE00111533 | 15511279 | SMART PUMP CONTROLLER | BECTON DICKINSON | 8015 | 3112 | 2020-08-14 | 0
TX CHILDRENS | BE00112189 | 15679066 | SMART PUMP CONTROLLER | BECTON DICKINSON | 8015 | 3112 | 2020-10-23 | 0
TX CHILDRENS | BE00105421 | 15011472 | SMART PUMP CONTROLLER | BECTON DICKINSON | 8015 | 3112 | 2019-01-11 | 0
TX CHILDRENS | BE00102921 | 15013413 | SMART PUMP CONTROLLER | BECTON DICKINSON | 8015 | 3112 | 2019-01-11 | 0
TX CHILDRENS | BE00105575 | 15013360 | SMART PUMP CONTROLLER | BECTON DICKINSON | 8015 | 3112 | 2019-01-11 | 0
TX CHILDRENS | BE00104315 | 15318847 | SMART PUMP CONTROLLER | BECTON DICKINSON | 8015 | 3112 | 2019-11-18 | 0
TX CHILDRENS | BE00105426 | 15011974 | SMART PUMP CONTROLLER | BECTON DICKINSON | 8015 | 3112 | 2019-01-11 | 0
TX CHILDRENS | BE00105584 | 15011452 | SMART PUMP CONTROLLER | BECTON DICKINSON | 8015 | 3112 | 2019-01-11 | 0
TX CHILDRENS | BE00105574 | 15014699 | SMART PUMP CONTROLLER | BECTON DICKINSON | 8015 | 3112 | 2019-01-11 | 0
TX CHILDRENS | BE00112075 | 15608542 | SMART PUMP CONTROLLER | BECTON DICKINSON | 8015 | 3112 | 2020-10-23 | 0
TX CHILDRENS | BE00112071 | 15609293 | SMART PUMP CONTROLLER | BECTON DICKINSON | 8015 | 3112 | 2020-10-23 | 0
TX CHILDRENS | BE00112093 | 15608619 | SMART PUMP CONTROLLER | BECTON DICKINSON | 8015 | 3112 | 2020-10-23 | 0
TX CHILDRENS | BE00105592 | 15014370 | SMART PUMP CONTROLLER | BECTON DICKINSON | 8015 | 3112 | 2019-01-11 | 0
TX CHILDRENS | BE00111534 | 15511959 | SMART PUMP CONTROLLER | BECTON DICKINSON | 8015 | 3112 | 2020-08-14 | 0
TX CHILDRENS | BE00112119 | 15679572 | SMART PUMP CONTROLLER | BECTON DICKINSON | 8015 | 3112 | 2020-10-23 | 0
TX CHILDRENS | BE00105194 | 15014399 | SMART PUMP CONTROLLER | BECTON DICKINSON | 8015 | 3112 | 2019-01-11 | 0
TX CHILDRENS | BE00105419 | 15013378 | SMART PUMP CONTROLLER | BECTON DICKINSON | 8015 | 3112 | 2019-01-11 | 0
TX CHILDRENS | BE00105225 | 15013384 | SMART PUMP CONTROLLER | BECTON DICKINSON | 8015 | 3112 | 2019-01-11 | 0
TX CHILDRENS | BE00105226 | 15013398 | SMART PUMP CONTROLLER | BECTON DICKINSON | 8015 | 3112 | 2019-01-11 | 0
TX CHILDRENS | BE00105445 | 15011573 | SMART PUMP CONTROLLER | BECTON DICKINSON | 8015 | 3112 | 2019-01-11 | 0
TX CHILDRENS | BE00112094 | 15608450 | SMART PUMP CONTROLLER | BECTON DICKINSON | 8015 | 3112 | 2020-10-23 | 0
TX CHILDRENS | BE00105553 | 15011508 | SMART PUMP CONTROLLER | BECTON DICKINSON | 8015 | 3112 | 2019-01-11 | 0
TX CHILDRENS | BE00105423 | 15001520 | SMART PUMP CONTROLLER | BECTON DICKINSON | 8015 | 3112 | 2019-01-11 | 0
TX CHILDRENS | BE00105552 | 15014501 | SMART PUMP CONTROLLER | BECTON DICKINSON | 8015 | 3112 | 2019-01-11 | 0
TX CHILDRENS | BE00105634 | 15014291 | SMART PUMP CONTROLLER | BECTON DICKINSON | 8015 | 3112 | 2019-01-11 | 0
TX CHILDRENS | BE00116839 | 16035846 | SMART PUMP CONTROLLER | BECTON DICKINSON | 8015 | 3112 | 2023-02-01 | 0
TX CHILDRENS | BE00105466 | 15013231 | SMART PUMP CONTROLLER | BECTON DICKINSON | 8015 | 3112 | 2019-01-11 | 0
TX CHILDRENS | BE00111543 | 15509534 | SMART PUMP CONTROLLER | BECTON DICKINSON | 8015 | 3112 | 2020-08-14 | 0
TX CHILDRENS | BE00105460 | 15012486 | SMART PUMP CONTROLLER | BECTON DICKINSON | 8015 | 3112 | 2019-01-11 | 0
TX CHILDRENS | BE00105572 | 15011377 | SMART PUMP CONTROLLER | BECTON DICKINSON | 8015 | 3112 | 2019-01-11 | 0
TX CHILDRENS | BE00105437 | 15011475 | SMART PUMP CONTROLLER | BECTON DICKINSON | 8015 | 3112 | 2019-01-11 | 0
TX CHILDRENS | BE00105414 | 15011409 | SMART PUMP CONTROLLER | BECTON DICKINSON | 8015 | 3112 | 2019-01-11 | 0
TX CHILDRENS | BE00112089 | 15679105 | SMART PUMP CONTROLLER | BECTON DICKINSON | 8015 | 3112 | 2020-10-23 | 0
TX CHILDRENS | BE00105619 | 15012868 | SMART PUMP CONTROLLER | BECTON DICKINSON | 8015 | 3112 | 2019-01-11 | 0
TX CHILDRENS | BE00105441 | 15011444 | SMART PUMP CONTROLLER | BECTON DICKINSON | 8015 | 3112 | 2019-01-11 | 0
TX CHILDRENS | BE00105620 | 15012493 | SMART PUMP CONTROLLER | BECTON DICKINSON | 8015 | 3112 | 2019-01-11 | 0
TX CHILDRENS | BE00110034 | 15445823 | SMART PUMP CONTROLLER | BECTON DICKINSON | 8015 | 3112 | 2020-02-07 | 0
TX CHILDRENS | BE00105487 | 15015310 | SMART PUMP CONTROLLER | BECTON DICKINSON | 8015 | 3112 | 2019-01-11 | 0
TX CHILDRENS | BE00105465 | 15014696 | SMART PUMP CONTROLLER | BECTON DICKINSON | 8015 | 3112 | 2019-01-11 | 0
TX CHILDRENS | BE00105455 | 15011932 | SMART PUMP CONTROLLER | BECTON DICKINSON | 8015 | 3112 | 2019-01-11 | 0
TX CHILDRENS | BE00112117 | 15680503 | SMART PUMP CONTROLLER | BECTON DICKINSON | 8015 | 3112 | 2020-10-23 | 0
TX CHILDRENS | BE00105192 | 15014687 | SMART PUMP CONTROLLER | BECTON DICKINSON | 8015 | 3112 | 2019-01-11 | 0
TX CHILDRENS | BE00105221 | 15014681 | SMART PUMP CONTROLLER | BECTON DICKINSON | 8015 | 3112 | 2019-01-11 | 0
TX CHILDRENS | BE00105416 | 15011859 | SMART PUMP CONTROLLER | BECTON DICKINSON | 8015 | 3112 | 2019-01-11 | 0
TX CHILDRENS | BE00105188 | 15014386 | SMART PUMP CONTROLLER | BECTON DICKINSON | 8015 | 3112 | 2019-01-11 | 0
TX CHILDRENS | BE00112116 | 15679366 | SMART PUMP CONTROLLER | BECTON DICKINSON | 8015 | 3112 | 2020-10-23 | 0
TX CHILDRENS | BE00105643 | 15011442 | SMART PUMP CONTROLLER | BECTON DICKINSON | 8015 | 3112 | 2019-01-11 | 0
TX CHILDRENS | BE00105644 | 15011052 | SMART PUMP CONTROLLER | BECTON DICKINSON | 8015 | 3112 | 2019-01-11 | 0
TX CHILDRENS | BE00105610 | 15012981 | SMART PUMP CONTROLLER | BECTON DICKINSON | 8015 | 3112 | 2019-01-11 | 0
TX CHILDRENS | BE00116846 | 16035770 | SMART PUMP CONTROLLER | BECTON DICKINSON | 8015 | 3112 | 2023-02-01 | 0
TX CHILDRENS | BE00105178 | 15011402 | SMART PUMP CONTROLLER | BECTON DICKINSON | 8015 | 3112 | 2019-01-11 | 0
TX CHILDRENS | BE00105453 | 15012516 | SMART PUMP CONTROLLER | BECTON DICKINSON | 8015 | 3112 | 2019-01-11 | 0
TX CHILDRENS | BE00116845 | 16035929 | SMART PUMP CONTROLLER | BECTON DICKINSON | 8015 | 3112 | 2023-02-01 | 0
TX CHILDRENS | BE00111522 | 15510889 | SMART PUMP CONTROLLER | BECTON DICKINSON | 8015 | 3112 | 2020-08-14 | 0
TX CHILDRENS | BE00105477 | 15014742 | SMART PUMP CONTROLLER | BECTON DICKINSON | 8015 | 3112 | 2019-01-11 | 0
TX CHILDRENS | BE00111525 | 15510846 | SMART PUMP CONTROLLER | BECTON DICKINSON | 8015 | 3112 | 2020-08-14 | 0
TX CHILDRENS | BE00111527 | 15510064 | SMART PUMP CONTROLLER | BECTON DICKINSON | 8015 | 3112 | 2020-08-14 | 0
TX CHILDRENS | BE00105635 | 15014438 | SMART PUMP CONTROLLER | BECTON DICKINSON | 8015 | 3112 | 2019-01-11 | 0
TX CHILDRENS | BE00105560 | 15015269 | SMART PUMP CONTROLLER | BECTON DICKINSON | 8015 | 3112 | 2019-01-11 | 0
TX CHILDRENS | BE00105605 | 15014805 | SMART PUMP CONTROLLER | BECTON DICKINSON | 8015 | 3112 | 2019-01-11 | 0
TX CHILDRENS | BE00112100 | 15608476 | SMART PUMP CONTROLLER | BECTON DICKINSON | 8015 | 3112 | 2020-10-23 | 0
TX CHILDRENS | BE00105603 | 15014427 | SMART PUMP CONTROLLER | BECTON DICKINSON | 8015 | 3112 | 2019-01-11 | 0
TX CHILDRENS | BE00116848 | 16035775 | SMART PUMP CONTROLLER | BECTON DICKINSON | 8015 | 3112 | 2023-02-01 | 0
TX CHILDRENS | BE00105473 | 15013118 | SMART PUMP CONTROLLER | BECTON DICKINSON | 8015 | 3112 | 2019-01-11 | 0
TX CHILDRENS | BE00105471 | 15011368 | SMART PUMP CONTROLLER | BECTON DICKINSON | 8015 | 3112 | 2019-01-11 | 0
TX CHILDRENS | BE00104319 | 15318812 | SMART PUMP CONTROLLER | BECTON DICKINSON | 8015 | 3112 | 2019-11-18 | 0
TX CHILDRENS | BE00105557 | 15013385 | SMART PUMP CONTROLLER | BECTON DICKINSON | 8015 | 3112 | 2019-01-11 | 0
TX CHILDRENS | BE00105450 | 15011578 | SMART PUMP CONTROLLER | BECTON DICKINSON | 8015 | 3112 | 2019-01-11 | 0
TX CHILDRENS | BE00105230 | 15014489 | SMART PUMP CONTROLLER | BECTON DICKINSON | 8015 | 3112 | 2019-01-11 | 0
TX CHILDRENS | BE00105232 | 15014420 | SMART PUMP CONTROLLER | BECTON DICKINSON | 8015 | 3112 | 2019-01-11 | 0
TX CHILDRENS | KN211532 | J2CK2307G | CO2 CARTRIDGE / MODULE | GE Medical Systems Information Tech Inc | EtCO2 M/S | 3106.5 | 2008-02-10 | 0
TX CHILDRENS | KN211530 | J2CK2305G | CO2 CARTRIDGE / MODULE | GE Medical Systems Information Tech Inc | EtCO2 M/S | 3106.5 | 2008-02-10 | 0
TX CHILDRENS | KN211529 | J2CK2304G | CO2 CARTRIDGE / MODULE | GE Medical Systems Information Tech Inc | EtCO2 M/S | 3106.5 | 2008-02-10 | 0
TX CHILDRENS | KN210733 | F0CJ2141G | CO2 CARTRIDGE / MODULE | GE Medical Systems Information Tech Inc | EtCO2 | 3106.5 | 2006-07-01 | 0
TX CHILDRENS | KN211516 | J2CK2281G | CO2 CARTRIDGE | GE Medical Systems Information Tech Inc | EtCO2 M/S | 3106.5 | 2008-02-10 | 0
TX CHILDRENS | KN211531 | J2CK2306G | CO2 CARTRIDGE / MODULE | GE Medical Systems Information Tech Inc | EtCO2 M/S | 3106.5 | 2008-02-10 | 0
TX CHILDRENS | KN211528 | J2CK2303G | CO2 CARTRIDGE / MODULE | GE Medical Systems Information Tech Inc | EtCO2 M/S | 3106.5 | 2008-02-10 | 0
TX CHILDRENS | KN210249 | H0CJ2187G | CO2 CARTRIDGE / MODULE | GE Medical Systems Information Tech Inc | EtCO2 | 3106.5 | 2006-03-26 | 0
TX CHILDRENS | KN211527 | J2CK2302G | CO2 CARTRIDGE | GE Medical Systems Information Tech Inc | EtCO2 M/S | 3106.5 | 2008-02-10 | 0
TX CHILDRENS | KN210872 | G0CJ2167G | CO2 CARTRIDGE / MODULE | GE Medical Systems Information Tech Inc | EtCO2 | 3106.5 | 2006-10-22 | 0
TX CHILDRENS | KN210873 | G0CJ2176G | CO2 CARTRIDGE / MODULE | GE Medical Systems Information Tech Inc | EtCO2 | 3106.5 | 2006-10-22 | 0
TX CHILDRENS | KN211514 | J2CK2255G | CO2 CARTRIDGE / MODULE | GE Medical Systems Information Tech Inc | EtCO2 M/S | 3106.5 | 2008-02-10 | 0
TX CHILDRENS | KN211521 | J2CK2296G | CO2 CARTRIDGE / MODULE | GE Medical Systems Information Tech Inc | EtCO2 M/S | 3106.5 | 2008-02-10 | 0
TX CHILDRENS | KN211522 | J2CK2297G | CO2 CARTRIDGE | GE Medical Systems Information Tech Inc | EtCO2 M/S | 3106.5 | 2008-02-10 | 0
TX CHILDRENS | KN210735 | F0CJ2152G | CO2 CARTRIDGE / MODULE | GE Medical Systems Information Tech Inc | EtCO2 | 3106.5 | 2006-07-01 | 0
TX CHILDRENS | KN211523 | J2CK2298G | CO2 CARTRIDGE / MODULE | GE Medical Systems Information Tech Inc | EtCO2 M/S | 3106.5 | 2008-02-10 | 0
TX CHILDRENS | KN211524 | J2CK2299G | CO2 CARTRIDGE / MODULE | GE Medical Systems Information Tech Inc | EtCO2 M/S | 3106.5 | 2008-02-10 | 0
TX CHILDRENS | KN210247 | G0CJ2165G | CO2 CARTRIDGE / MODULE | GE Medical Systems Information Tech Inc | EtCO2 | 3106.5 | 2006-03-26 | 0
TX CHILDRENS | KN210871 | F0CJ2140G | CO2 CARTRIDGE / MODULE | GE Medical Systems Information Tech Inc | EtCO2 | 3106.5 | 2006-10-22 | 0
TX CHILDRENS | KN210741 | G0CJ2186G | CO2 CARTRIDGE / MODULE | GE Medical Systems Information Tech Inc | EtCO2 | 3106.5 | 2006-07-01 | 0
TX CHILDRENS | KN210740 | G0CJ2166G | CO2 CARTRIDGE / MODULE | GE Medical Systems Information Tech Inc | EtCO2 | 3106.5 | 2006-07-01 | 0
TX CHILDRENS | KN210681 | A1CJ2374G | CO2 CARTRIDGE / MODULE | GE Medical Systems Information Tech Inc | EtCO2 | 3106.5 | 2006-07-01 | 0
TX CHILDRENS | KN210250 | H0CJ2189G | CO2 CARTRIDGE / MODULE | GE Medical Systems Information Tech Inc | EtCO2 | 3106.5 | 2006-03-26 | 0
TX CHILDRENS | KN210734 | F0CJ2133G | CO2 CARTRIDGE / MODULE | GE Medical Systems Information Tech Inc | EtCO2 | 3106.5 | 2006-07-01 | 0
TX CHILDRENS | KN210739 | G0CJ2180G | CO2 CARTRIDGE / MODULE | GE Medical Systems Information Tech Inc | EtCO2 | 3106.5 | 2006-07-01 | 0
TX CHILDRENS | KN210876 | H0CJ2194G | CO2 CARTRIDGE / MODULE | GE Medical Systems Information Tech Inc | EtCO2 | 3106.5 | 2006-10-22 | 0
TX CHILDRENS | KN210875 | H0CJ2192G | CO2 CARTRIDGE / MODULE | GE Medical Systems Information Tech Inc | EtCO2 | 3106.5 | 2006-10-22 | 0
TX CHILDRENS | KN210874 | G0CJ2184G | CO2 CARTRIDGE / MODULE | GE Medical Systems Information Tech Inc | EtCO2 | 3106.5 | 2006-10-22 | 0
TX CHILDRENS | KN211515 | J2CK2280G | CO2 CARTRIDGE / MODULE | GE Medical Systems Information Tech Inc | EtCO2 M/S | 3106.5 | 2008-02-10 | 0
TX CHILDRENS | KN211533 | J2CK2309G | CO2 CARTRIDGE / MODULE | GE Medical Systems Information Tech Inc | EtCO2 M/S | 3106.5 | 2008-02-10 | 0
TX CHILDRENS | KN211517 | J2CK2287G | CO2 CARTRIDGE / MODULE | GE Medical Systems Information Tech Inc | EtCO2 M/S | 3106.5 | 2008-02-10 | 0
TX CHILDRENS | KN210738 | G0CJ2178G | CO2 CARTRIDGE / MODULE | GE Medical Systems Information Tech Inc | EtCO2 | 3106.5 | 2006-07-01 | 0
TX CHILDRENS | KN210736 | G0CJ2172G | CO2 CARTRIDGE / MODULE | GE Medical Systems Information Tech Inc | EtCO2 | 3106.5 | 2006-07-01 | 0
TX CHILDRENS | KN210737 | G0CJ2174G | CO2 CARTRIDGE / MODULE | GE Medical Systems Information Tech Inc | EtCO2 | 3106.5 | 2006-07-01 | 0
TX CHILDRENS | KN211520 | J2CK2295G | CO2 CARTRIDGE / MODULE | GE Medical Systems Information Tech Inc | EtCO2 M/S | 3106.5 | 2008-02-10 | 0
TX CHILDRENS | KN211519 | J2CK2292G | CO2 CARTRIDGE / MODULE | GE Medical Systems Information Tech Inc | EtCO2 M/S | 3106.5 | 2008-02-10 | 0
TX CHILDRENS | KN210743 | H0CJ2193G | CO2 CARTRIDGE / MODULE | GE Medical Systems Information Tech Inc | EtCO2 | 3106.5 | 2006-07-01 | 0
TX CHILDRENS | KN210732 | C0CJ2021G | CO2 CARTRIDGE / MODULE | GE Medical Systems Information Tech Inc | EtCO2 | 3106.5 | 2006-07-01 | 0
TX CHILDRENS | KN210742 | H0CJ2188G | CO2 CARTRIDGE / MODULE | GE Medical Systems Information Tech Inc | EtCO2 | 3106.5 | 2006-07-01 | 0
TX CHILDRENS | KN210246 | F0CJ2144G | CO2 CARTRIDGE / MODULE | GE Medical Systems Information Tech Inc | EtCO2 | 3106.5 | 2006-03-26 | 0
TX CHILDRENS | KN210251 | H0CJ2190G | CO2 CARTRIDGE / MODULE | GE Medical Systems Information Tech Inc | EtCO2 | 3106.5 | 2006-03-26 | 0
TX CHILDRENS | KN211525 | J2CK2300G | CO2 CARTRIDGE / MODULE | GE Medical Systems Information Tech Inc | EtCO2 M/S | 3106.5 | 2008-02-10 | 0
TX CHILDRENS | KN211526 | J2CK2301G | CO2 CARTRIDGE / MODULE | GE Medical Systems Information Tech Inc | EtCO2 M/S | 3106.5 | 2008-02-10 | 0
TX CHILDRENS | BE00086782 | 393286 | INFUSION PUMP | B BRAUN MEDICAL INC | INFUSOMAT SPACE | 3103.9 | 2017-12-14 | 0
TX CHILDRENS | BE00086785 | 393089 | INFUSION PUMP | B BRAUN MEDICAL INC | INFUSOMAT SPACE | 3103.9 | 2017-12-14 | 0
TX CHILDRENS | BE00086787 | 393217 | INFUSION PUMP | B BRAUN MEDICAL INC | INFUSOMAT SPACE | 3103.9 | 2017-12-14 | 0
TX CHILDRENS | BE00086800 | 393294 | INFUSION PUMP | B BRAUN MEDICAL INC | INFUSOMAT SPACE | 3103.9 | 2017-12-14 | 0
TX CHILDRENS | BE00086784 | 393297 | INFUSION PUMP | B BRAUN MEDICAL INC | INFUSOMAT SPACE | 3103.9 | 2017-12-14 | 0
TX CHILDRENS | BE00086804 | 393203 | INFUSION PUMP | B BRAUN MEDICAL INC | INFUSOMAT SPACE | 3103.9 | 2017-12-14 | 0
TX CHILDRENS | BE00086781 | 393299 | INFUSION PUMP | B BRAUN MEDICAL INC | INFUSOMAT SPACE | 3103.9 | 2017-12-14 | 0
TX CHILDRENS | BE00086789 | 393170 | INFUSION PUMP | B BRAUN MEDICAL INC | INFUSOMAT SPACE | 3103.9 | 2017-12-14 | 0
TX CHILDRENS | BE00086799 | 393142 | INFUSION PUMP | B BRAUN MEDICAL INC | INFUSOMAT SPACE | 3103.9 | 2017-12-14 | 0
TX CHILDRENS | BE00086794 | 393179 | INFUSION PUMP | B BRAUN MEDICAL INC | INFUSOMAT SPACE | 3103.9 | 2017-12-14 | 0
TX CHILDRENS | BE00086791 | 393216 | INFUSION PUMP | B BRAUN MEDICAL INC | INFUSOMAT SPACE | 3103.9 | 2017-12-14 | 0
TX CHILDRENS | BE00086792 | 393149 | INFUSION PUMP | B BRAUN MEDICAL INC | INFUSOMAT SPACE | 3103.9 | 2017-12-14 | 0
TX CHILDRENS | BE00086797 | 393200 | INFUSION PUMP | B BRAUN MEDICAL INC | INFUSOMAT SPACE | 3103.9 | 2017-12-14 | 0
TX CHILDRENS | BE00086801 | 393204 | INFUSION PUMP | B BRAUN MEDICAL INC | INFUSOMAT SPACE | 3103.9 | 2017-12-14 | 0
TX CHILDRENS | BE00086803 | 393208 | INFUSION PUMP | B BRAUN MEDICAL INC | INFUSOMAT SPACE | 3103.9 | 2017-12-14 | 0
TX CHILDRENS | BE00086788 | 393256 | INFUSION PUMP | B BRAUN MEDICAL INC | INFUSOMAT SPACE | 3103.9 | 2017-12-14 | 0
TX CHILDRENS | BE00086786 | 393146 | INFUSION PUMP | B BRAUN MEDICAL INC | INFUSOMAT SPACE | 3103.9 | 2017-12-14 | 0
TX CHILDRENS | BE00086802 | 393260 | INFUSION PUMP | B BRAUN MEDICAL INC | INFUSOMAT SPACE | 3103.9 | 2017-12-14 | 0
TX CHILDRENS | BE00086790 | 393295 | INFUSION PUMP | B BRAUN MEDICAL INC | INFUSOMAT SPACE | 3103.9 | 2017-12-14 | 0
TX CHILDRENS | BE00086798 | 393215 | INFUSION PUMP | B BRAUN MEDICAL INC | INFUSOMAT SPACE | 3103.9 | 2017-12-14 | 0
TX CHILDRENS | BE00086793 | 393202 | INFUSION PUMP | B BRAUN MEDICAL INC | INFUSOMAT SPACE | 3103.9 | 2017-12-14 | 0
TX CHILDRENS | BE00086796 | 393214 | INFUSION PUMP | B BRAUN MEDICAL INC | INFUSOMAT SPACE | 3103.9 | 2017-12-14 | 0
TX CHILDRENS | BE00086783 | 393156 | INFUSION PUMP | B BRAUN MEDICAL INC | INFUSOMAT SPACE | 3103.9 | 2017-12-14 | 0
TX CHILDRENS | KN180032 | 2147391 | MICROSCOPE | CARL ZEISS MEDITEC USA INC | NONE | 3100 | 1989-04-15 | 0
TX CHILDRENS | KN197285 | G7TC00057 | VIDEO CASSETTE RECORDER (VCR) | PANASONIC | AG-7350P | 3100 | 1998-07-23 | 0
TX CHILDRENS | KN199086 | 27317-4113 | INCUBATOR CO2 | FORMA SCIENTIFIC | 3110 | 3100 | 2004-06-23 | 0
TX CHILDRENS | BE00102521 | 17342834 | URINE FLOW OR VOLUME MEAS.SYS. | LABORIE MEDICAL TECHNOLOGIES CORP | FLOWSTAR | 3100 | 2022-03-10 | 0
TX CHILDRENS | BE00059832 | 7272 | CONTINUOUS PASSIVE MOTION (CPM) | KINETEC USA INC | PERFORMA KNEE | 3100 | 2014-08-07 | 0
TX CHILDRENS | BE00059831 | 7275 | CONTINUOUS PASSIVE MOTION (CPM) | KINETEC USA INC | PERFORMA KNEE | 3100 | 2014-08-07 | 0
TX CHILDRENS | BE00063157 | 5702 DL335814 | CENTRIFUGE | Eppendorf North America Inc | 5702 | 3099.62 | 2015-10-11 | 0
TX CHILDRENS | BE00059608 | 5702 CH332799 | CENTRIFUGE | Eppendorf North America Inc | 5702 | 3099.62 | 2014-07-31 | 0
TX CHILDRENS | BE00059607 | 5702 CH032790 | CENTRIFUGE | Eppendorf North America Inc | 5702 | 3099.62 | 2014-07-31 | 0
TX CHILDRENS | BE00063158 | 5702 DL735815 | CENTRIFUGE | Eppendorf North America Inc | 5702 | 3099.62 | 2015-10-11 | 0
TX CHILDRENS | BE00087914 | 30171-1116 | TONOMETER | REICHERT INC | TONO-PEN XL | 3095 | 2018-01-25 | 0
TX CHILDRENS | BE00060313 | 04S02205 | TONOMETER | REICHERT INC | TONO-PEN XL | 3095 | 2018-01-09 | 0
TX CHILDRENS | BE00089214 | 29687-0516 | TONOMETER | REICHERT INC | TONO-PEN XL | 3095 | 2017-12-14 | 0
TX CHILDRENS | BE00060314 | 26311-0413 | TONOMETER | REICHERT INC | TONO-PEN XL | 3095 | 2018-01-09 | 0
TX CHILDRENS | BE00110479 | 227-008228 | NONINVASIVE BP LOG RECORDER | SPACELABS/ICR | 90227 | 3093.15 | 2020-05-15 | 0
TX CHILDRENS | BE00115467 | 227-008220 | NONINVASIVE BP LOG RECORDER | SPACELABS/ICR | 90227 | 3093.15 | 2021-06-14 | 0
TX CHILDRENS | BE00114596 | 227-008224 | NONINVASIVE BP LOG RECORDER | SPACELABS/ICR | 90227 | 3093.15 | 2021-06-14 | 0
TX CHILDRENS | BE00114590 | 227-008222 | NONINVASIVE BP LOG RECORDER | SPACELABS/ICR | 90227 | 3093.15 | 2021-02-18 | 0
TX CHILDRENS | BE00110476 | 227-008225 | NONINVASIVE BP LOG RECORDER | SPACELABS/ICR | 90227 | 3093.15 | 2020-05-15 | 0
TX CHILDRENS | BE00110475 | 227-008226 | NONINVASIVE BP LOG RECORDER | SPACELABS/ICR | 90227 | 3093.15 | 2020-05-15 | 0
TX CHILDRENS | KN215808 | 1006966.0863 | TEST EQUIPMENT,NON-PATIENT | Philips North America LLC | 9896-010-02461 | 3093 | 2002-12-17 | 0
TX CHILDRENS | BE00011260 | ASBD-1950 | ANESTHETIC VAPORIZER | DRAEGER MEDICAL INC | SEVO 2000 | 3092.7 | 2011-06-24 | 0
TX CHILDRENS | BE00011261 | ASBE-0652 | ANESTHETIC VAPORIZER | DRAEGER MEDICAL INC | ISO 2000 | 3092.7 | 2011-06-24 | 0
TX CHILDRENS | BE00059997 | B328549260 | BALANCE | OHAUS SCALE CORPORATION | AV264C | 3091.92 | 2015-01-05 | 0
TX CHILDRENS | BE00037075 | M88600 | SYRINGE INFUSION PUMP | MEDEX (MEDFUSION) | 3500 | 3091.32 | 2013-01-31 | 0
TX CHILDRENS | BE00037097 | M88759 | SYRINGE INFUSION PUMP | MEDEX (MEDFUSION) | 3500 | 3091.32 | 2013-01-31 | 0
TX CHILDRENS | BE00037166 | M88815 | SYRINGE INFUSION PUMP | MEDEX (MEDFUSION) | 3500 | 3091.32 | 2013-01-31 | 0
TX CHILDRENS | BE00037095 | M89139 | SYRINGE INFUSION PUMP | MEDEX (MEDFUSION) | 3500 | 3091.32 | 2013-01-31 | 0
TX CHILDRENS | BE00037057 | M89136 | SYRINGE INFUSION PUMP | MEDEX (MEDFUSION) | 3500 | 3091.32 | 2013-01-31 | 0
TX CHILDRENS | BE00037034 | M89119 | SYRINGE INFUSION PUMP | MEDEX (MEDFUSION) | 3500 | 3091.32 | 2013-01-31 | 0
TX CHILDRENS | BE00037080 | M89216 | SYRINGE INFUSION PUMP | MEDEX (MEDFUSION) | 3500 | 3091.32 | 2013-01-31 | 0
TX CHILDRENS | BE00037077 | M89236 | SYRINGE INFUSION PUMP | MEDEX (MEDFUSION) | 3500 | 3091.32 | 2013-01-31 | 0
TX CHILDRENS | BE00036979 | M88731 | SYRINGE INFUSION PUMP | MEDEX (MEDFUSION) | 3500 | 3091.32 | 2013-01-31 | 0
TX CHILDRENS | BE00037159 | M89257 | SYRINGE INFUSION PUMP | MEDEX (MEDFUSION) | 3500 | 3091.32 | 2013-01-31 | 0
TX CHILDRENS | BE00036977 | M88632 | SYRINGE INFUSION PUMP | MEDEX (MEDFUSION) | 3500 | 3091.32 | 2013-01-31 | 0
TX CHILDRENS | BE00037066 | M88844 | SYRINGE INFUSION PUMP | MEDEX (MEDFUSION) | 3500 | 3091.32 | 2013-01-31 | 0
TX CHILDRENS | BE00037045 | M89234 | SYRINGE INFUSION PUMP | MEDEX (MEDFUSION) | 3500 | 3091.32 | 2013-01-31 | 0
TX CHILDRENS | BE00037047 | M89273 | SYRINGE INFUSION PUMP | MEDEX (MEDFUSION) | 3500 | 3091.32 | 2013-01-31 | 0
TX CHILDRENS | BE00037202 | M94163 | SYRINGE INFUSION PUMP | MEDEX (MEDFUSION) | 3500 | 3091.32 | 2013-01-31 | 0
TX CHILDRENS | BE00037113 | M89120 | SYRINGE INFUSION PUMP | MEDEX (MEDFUSION) | 3500 | 3091.32 | 2013-01-31 | 0
TX CHILDRENS | BE00037017 | M88596 | SYRINGE INFUSION PUMP | MEDEX (MEDFUSION) | 3500 | 3091.32 | 2013-01-31 | 0
TX CHILDRENS | BE00037150 | M88787 | SYRINGE INFUSION PUMP | MEDEX (MEDFUSION) | 3500 | 3091.32 | 2013-01-31 | 0
TX CHILDRENS | BE00037061 | M88599 | SYRINGE INFUSION PUMP | MEDEX (MEDFUSION) | 3500 | 3091.32 | 2013-01-31 | 0
TX CHILDRENS | BE00037015 | M88603 | SYRINGE INFUSION PUMP | MEDEX (MEDFUSION) | 3500 | 3091.32 | 2013-01-31 | 0
TX CHILDRENS | BE00036987 | M88743 | SYRINGE INFUSION PUMP | MEDEX (MEDFUSION) | 3500 | 3091.32 | 2013-01-31 | 0
TX CHILDRENS | BE00037072 | M88860 | SYRINGE INFUSION PUMP | MEDEX (MEDFUSION) | 3500 | 3091.32 | 2013-01-31 | 0
TX CHILDRENS | BE00037033 | M88616 | SYRINGE INFUSION PUMP | MEDEX (MEDFUSION) | 3500 | 3091.32 | 2013-01-31 | 0
TX CHILDRENS | BE00037003 | M88779 | SYRINGE INFUSION PUMP | MEDEX (MEDFUSION) | 3500 | 3091.32 | 2013-01-31 | 0
TX CHILDRENS | BE00037099 | M88829 | SYRINGE INFUSION PUMP | MEDEX (MEDFUSION) | 3500 | 3091.32 | 2013-01-31 | 0
TX CHILDRENS | BE00037079 | M89284 | SYRINGE INFUSION PUMP | MEDEX (MEDFUSION) | 3500 | 3091.32 | 2013-01-31 | 0
TX CHILDRENS | BE00037056 | M88847 | SYRINGE INFUSION PUMP | MEDEX (MEDFUSION) | 3500 | 3091.32 | 2013-01-31 | 0
TX CHILDRENS | BE00036989 | M88775 | SYRINGE INFUSION PUMP | MEDEX (MEDFUSION) | 3500 | 3091.32 | 2013-01-31 | 0
TX CHILDRENS | BE00037051 | M89128 | SYRINGE INFUSION PUMP | MEDEX (MEDFUSION) | 3500 | 3091.32 | 2013-01-31 | 0
TX CHILDRENS | BE00037025 | M89132 | SYRINGE INFUSION PUMP | MEDEX (MEDFUSION) | 3500 | 3091.32 | 2013-01-31 | 0
TX CHILDRENS | BE00037042 | M88782 | SYRINGE INFUSION PUMP | MEDEX (MEDFUSION) | 3500 | 3091.32 | 2013-01-31 | 0
TX CHILDRENS | BE00036995 | M88767 | SYRINGE INFUSION PUMP | MEDEX (MEDFUSION) | 3500 | 3091.32 | 2013-01-31 | 0
TX CHILDRENS | BE00037128 | M88725 | SYRINGE INFUSION PUMP | MEDEX (MEDFUSION) | 3500 | 3091.32 | 2013-01-31 | 0
TX CHILDRENS | BE00037130 | M88755 | SYRINGE INFUSION PUMP | MEDEX (MEDFUSION) | 3500 | 3091.32 | 2013-01-31 | 0
TX CHILDRENS | BE00036976 | M88856 | SYRINGE INFUSION PUMP | MEDEX (MEDFUSION) | 3500 | 3091.32 | 2013-01-31 | 0
TX CHILDRENS | BE00037037 | M84849 | SYRINGE INFUSION PUMP | MEDEX (MEDFUSION) | 3500 | 3091.32 | 2013-01-31 | 0
TX CHILDRENS | BE00037107 | M88761 | SYRINGE INFUSION PUMP | MEDEX (MEDFUSION) | 3500 | 3091.32 | 2013-01-31 | 0
TX CHILDRENS | BE00037019 | M88604 | SYRINGE INFUSION PUMP | MEDEX (MEDFUSION) | 3500 | 3091.32 | 2013-01-31 | 0
TX CHILDRENS | BE00037200 | M88820 | SYRINGE INFUSION PUMP | MEDEX (MEDFUSION) | 3500 | 3091.32 | 2013-01-31 | 0
TX CHILDRENS | BE00037022 | M88763 | SYRINGE INFUSION PUMP | MEDEX (MEDFUSION) | 3500 | 3091.32 | 2013-01-31 | 0
TX CHILDRENS | BE00037074 | M88793 | SYRINGE INFUSION PUMP | MEDEX (MEDFUSION) | 3500 | 3091.32 | 2013-01-31 | 0
TX CHILDRENS | BE00037070 | M88765 | SYRINGE INFUSION PUMP | MEDEX (MEDFUSION) | 3500 | 3091.32 | 2013-01-31 | 0
TX CHILDRENS | BE00037071 | M88601 | SYRINGE INFUSION PUMP | MEDEX (MEDFUSION) | 3500 | 3091.32 | 2013-01-31 | 0
TX CHILDRENS | BE00037165 | M88732 | SYRINGE INFUSION PUMP | MEDEX (MEDFUSION) | 3500 | 3091.32 | 2013-01-31 | 0
TX CHILDRENS | BE00037028 | M88635 | SYRINGE INFUSION PUMP | MEDEX (MEDFUSION) | 3500 | 3091.32 | 2013-01-31 | 0
TX CHILDRENS | BE00037184 | M88783 | SYRINGE INFUSION PUMP | MEDEX (MEDFUSION) | 3500 | 3091.32 | 2013-01-31 | 0
TX CHILDRENS | BE00037102 | M88857 | SYRINGE INFUSION PUMP | MEDEX (MEDFUSION) | 3500 | 3091.32 | 2013-01-31 | 0
TX CHILDRENS | BE00037009 | M88726 | SYRINGE INFUSION PUMP | MEDEX (MEDFUSION) | 3500 | 3091.32 | 2013-01-31 | 0
TX CHILDRENS | BE00037170 | M88778 | SYRINGE INFUSION PUMP | MEDEX (MEDFUSION) | 3500 | 3091.32 | 2013-01-31 | 0
TX CHILDRENS | BE00037174 | M88802 | SYRINGE INFUSION PUMP | MEDEX (MEDFUSION) | 3500 | 3091.32 | 2013-01-31 | 0
TX CHILDRENS | BE00037199 | M88792 | SYRINGE INFUSION PUMP | MEDEX (MEDFUSION) | 3500 | 3091.32 | 2013-01-31 | 0
TX CHILDRENS | BE00037013 | M84847 | SYRINGE INFUSION PUMP | MEDEX (MEDFUSION) | 3500 | 3091.32 | 2013-01-31 | 0
TX CHILDRENS | BE00037181 | M88807 | SYRINGE INFUSION PUMP | MEDEX (MEDFUSION) | 3500 | 3091.32 | 2013-01-31 | 0
TX CHILDRENS | BE00037122 | M88746 | SYRINGE INFUSION PUMP | MEDEX (MEDFUSION) | 3500 | 3091.32 | 2013-01-31 | 0
TX CHILDRENS | BE00037148 | M88791 | SYRINGE INFUSION PUMP | MEDEX (MEDFUSION) | 3500 | 3091.32 | 2013-01-31 | 0
TX CHILDRENS | BE00037183 | M88823 | SYRINGE INFUSION PUMP | MEDEX (MEDFUSION) | 3500 | 3091.32 | 2013-01-31 | 0
TX CHILDRENS | BE00037011 | M88773 | SYRINGE INFUSION PUMP | MEDEX (MEDFUSION) | 3500 | 3091.32 | 2013-01-31 | 0
TX CHILDRENS | BE00037032 | M88598 | SYRINGE INFUSION PUMP | MEDEX (MEDFUSION) | 3500 | 3091.32 | 2013-01-31 | 0
TX CHILDRENS | BE00037168 | M88824 | SYRINGE INFUSION PUMP | MEDEX (MEDFUSION) | 3500 | 3091.32 | 2013-01-31 | 0
TX CHILDRENS | BE00036998 | M88771 | SYRINGE INFUSION PUMP | MEDEX (MEDFUSION) | 3500 | 3091.32 | 2013-01-31 | 0
TX CHILDRENS | BE00037043 | M89131 | SYRINGE INFUSION PUMP | MEDEX (MEDFUSION) | 3500 | 3091.32 | 2013-01-31 | 0
TX CHILDRENS | BE00037135 | M88832 | SYRINGE INFUSION PUMP | MEDEX (MEDFUSION) | 3500 | 3091.32 | 2013-01-31 | 0
TX CHILDRENS | BE00037065 | M89130 | SYRINGE INFUSION PUMP | MEDEX (MEDFUSION) | 3500 | 3091.32 | 2013-01-31 | 0
TX CHILDRENS | BE00037094 | M89142 | SYRINGE INFUSION PUMP | MEDEX (MEDFUSION) | 3500 | 3091.32 | 2013-01-31 | 0
TX CHILDRENS | BE00037186 | M88851 | SYRINGE INFUSION PUMP | MEDEX (MEDFUSION) | 3500 | 3091.32 | 2013-01-31 | 0
TX CHILDRENS | BE00037004 | M88621 | SYRINGE INFUSION PUMP | MEDEX (MEDFUSION) | 3500 | 3091.32 | 2013-01-31 | 0
TX CHILDRENS | BE00037163 | M88813 | SYRINGE INFUSION PUMP | MEDEX (MEDFUSION) | 3500 | 3091.32 | 2013-01-31 | 0
TX CHILDRENS | BE00037141 | M88739 | SYRINGE INFUSION PUMP | MEDEX (MEDFUSION) | 3500 | 3091.32 | 2013-01-31 | 0
TX CHILDRENS | BE00037161 | M88625 | SYRINGE INFUSION PUMP | MEDEX (MEDFUSION) | 3500 | 3091.32 | 2013-01-31 | 0
TX CHILDRENS | BE00037073 | M88629 | SYRINGE INFUSION PUMP | MEDEX (MEDFUSION) | 3500 | 3091.32 | 2013-01-31 | 0
TX CHILDRENS | BE00037191 | M88826 | SYRINGE INFUSION PUMP | MEDEX (MEDFUSION) | 3500 | 3091.32 | 2013-01-31 | 0
TX CHILDRENS | BE00037098 | M88849 | SYRINGE INFUSION PUMP | MEDEX (MEDFUSION) | 3500 | 3091.32 | 2013-01-31 | 0
TX CHILDRENS | BE00037085 | M88751 | SYRINGE INFUSION PUMP | MEDEX (MEDFUSION) | 3500 | 3091.32 | 2013-01-31 | 0
TX CHILDRENS | BE00037039 | M88734 | SYRINGE INFUSION PUMP | MEDEX (MEDFUSION) | 3500 | 3091.32 | 2013-01-31 | 0
TX CHILDRENS | BE00037195 | M88822 | SYRINGE INFUSION PUMP | MEDEX (MEDFUSION) | 3500 | 3091.32 | 2013-01-31 | 0
TX CHILDRENS | BE00037106 | M88858 | SYRINGE INFUSION PUMP | MEDEX (MEDFUSION) | 3500 | 3091.32 | 2013-01-31 | 0
TX CHILDRENS | BE00037155 | M88834 | SYRINGE INFUSION PUMP | MEDEX (MEDFUSION) | 3500 | 3091.32 | 2013-01-31 | 0
TX CHILDRENS | BE00037041 | M84846 | SYRINGE INFUSION PUMP | MEDEX (MEDFUSION) | 3500 | 3091.32 | 2013-01-31 | 0
TX CHILDRENS | BE00036973 | M88733 | SYRINGE INFUSION PUMP | MEDEX (MEDFUSION) | 3500 | 3091.32 | 2013-01-31 | 0
TX CHILDRENS | BE00037078 | M89283 | SYRINGE INFUSION PUMP | MEDEX (MEDFUSION) | 3500 | 3091.32 | 2013-01-31 | 0
TX CHILDRENS | BE00036992 | M88634 | SYRINGE INFUSION PUMP | MEDEX (MEDFUSION) | 3500 | 3091.32 | 2013-01-31 | 0
TX CHILDRENS | BE00036996 | M88770 | SYRINGE INFUSION PUMP | MEDEX (MEDFUSION) | 3500 | 3091.32 | 2013-01-31 | 0
TX CHILDRENS | BE00037154 | M89280 | SYRINGE INFUSION PUMP | MEDEX (MEDFUSION) | 3500 | 3091.32 | 2013-01-31 | 0
TX CHILDRENS | BE00036974 | M88637 | SYRINGE INFUSION PUMP | MEDEX (MEDFUSION) | 3500 | 3091.32 | 2013-01-31 | 0
TX CHILDRENS | BE00037062 | M84844 | SYRINGE INFUSION PUMP | MEDEX (MEDFUSION) | 3500 | 3091.32 | 2013-01-31 | 0
TX CHILDRENS | BE00037175 | M88840 | SYRINGE INFUSION PUMP | MEDEX (MEDFUSION) | 3500 | 3091.32 | 2013-01-31 | 0
TX CHILDRENS | BE00037194 | M88789 | SYRINGE INFUSION PUMP | MEDEX (MEDFUSION) | 3500 | 3091.32 | 2013-01-31 | 0
TX CHILDRENS | BE00037018 | M88855 | SYRINGE INFUSION PUMP | MEDEX (MEDFUSION) | 3500 | 3091.32 | 2013-01-31 | 0
TX CHILDRENS | BE00037067 | M88769 | SYRINGE INFUSION PUMP | MEDEX (MEDFUSION) | 3500 | 3091.32 | 2013-01-31 | 0
TX CHILDRENS | BE00037086 | M88754 | SYRINGE INFUSION PUMP | MEDEX (MEDFUSION) | 3500 | 3091.32 | 2013-01-31 | 0
TX CHILDRENS | BE00037114 | M88723 | SYRINGE INFUSION PUMP | MEDEX (MEDFUSION) | 3500 | 3091.32 | 2013-01-31 | 0
TX CHILDRENS | BE00036999 | M88722 | SYRINGE INFUSION PUMP | MEDEX (MEDFUSION) | 3500 | 3091.32 | 2013-01-31 | 0
TX CHILDRENS | BE00037177 | M88794 | SYRINGE INFUSION PUMP | MEDEX (MEDFUSION) | 3500 | 3091.32 | 2013-01-31 | 0
TX CHILDRENS | BE00037064 | M88845 | SYRINGE INFUSION PUMP | MEDEX (MEDFUSION) | 3500 | 3091.32 | 2013-01-31 | 0
TX CHILDRENS | BE00037014 | M88339 | SYRINGE INFUSION PUMP | MEDEX (MEDFUSION) | 3500 | 3091.32 | 2013-01-31 | 0
TX CHILDRENS | BE00037151 | M88841 | SYRINGE INFUSION PUMP | MEDEX (MEDFUSION) | 3500 | 3091.32 | 2013-01-31 | 0
TX CHILDRENS | BE00037060 | M88597 | SYRINGE INFUSION PUMP | MEDEX (MEDFUSION) | 3500 | 3091.32 | 2013-01-31 | 0
TX CHILDRENS | BE00037162 | M88756 | SYRINGE INFUSION PUMP | MEDEX (MEDFUSION) | 3500 | 3091.32 | 2013-01-31 | 0
TX CHILDRENS | BE00037029 | M88630 | SYRINGE INFUSION PUMP | MEDEX (MEDFUSION) | 3500 | 3091.32 | 2013-01-31 | 0
TX CHILDRENS | BE00037119 | M88727 | SYRINGE INFUSION PUMP | MEDEX (MEDFUSION) | 3500 | 3091.32 | 2013-01-31 | 0
TX CHILDRENS | BE00037121 | M88800 | SYRINGE INFUSION PUMP | MEDEX (MEDFUSION) | 3500 | 3091.32 | 2013-01-31 | 0
TX CHILDRENS | BE00037010 | M88766 | SYRINGE INFUSION PUMP | MEDEX (MEDFUSION) | 3500 | 3091.32 | 2013-01-31 | 0
TX CHILDRENS | BE00037035 | M89126 | SYRINGE INFUSION PUMP | MEDEX (MEDFUSION) | 3500 | 3091.32 | 2013-01-31 | 0
TX CHILDRENS | BE00036982 | M88640 | SYRINGE INFUSION PUMP | MEDEX (MEDFUSION) | 3500 | 3091.32 | 2013-01-31 | 0
TX CHILDRENS | BE00037093 | M88866 | SYRINGE INFUSION PUMP | MEDEX (MEDFUSION) | 3500 | 3091.32 | 2013-01-31 | 0
TX CHILDRENS | BE00037145 | M88747 | SYRINGE INFUSION PUMP | MEDEX (MEDFUSION) | 3500 | 3091.32 | 2013-01-31 | 0
TX CHILDRENS | BE00037046 | M89185 | SYRINGE INFUSION PUMP | MEDEX (MEDFUSION) | 3500 | 3091.32 | 2013-01-31 | 0
TX CHILDRENS | BE00037137 | M88721 | SYRINGE INFUSION PUMP | MEDEX (MEDFUSION) | 3500 | 3091.32 | 2013-01-31 | 0
TX CHILDRENS | BE00037180 | M88817 | SYRINGE INFUSION PUMP | MEDEX (MEDFUSION) | 3500 | 3091.32 | 2013-01-31 | 0
TX CHILDRENS | BE00036980 | M88762 | SYRINGE INFUSION PUMP | MEDEX (MEDFUSION) | 3500 | 3091.32 | 2013-01-31 | 0
TX CHILDRENS | KN228668 | 12625 | WARMER, BLANKET | OLYMPIC MEDICAL | 56910 | 3090 | 2009-05-27 | 0
TX CHILDRENS | KN228666 | 12622 | WARMER, BLANKET | OLYMPIC MEDICAL | 56910 | 3090 | 2009-05-27 | 0
TX CHILDRENS | KN228669 | 12626 | WARMER, BLANKET | OLYMPIC MEDICAL | 56910 | 3090 | 2009-05-27 | 0
TX CHILDRENS | BE00085489 | 6202-3910 | SCALE, PATIENT WHEELCHAIR | SCALETRONIX, INC. (subsidiary of WELCH-ALLYN) | 6202 | 3088.3 | 2017-10-16 | 0
TX CHILDRENS | BE00100807 | 107225173063 | SCALE, PATIENT WHEELCHAIR | SCALETRONIX, INC. (subsidiary of WELCH-ALLYN) | 6202 | 3088.3 | 2018-06-29 | 0
TX CHILDRENS | BE00082614 | 6202-4003 | SCALE, PATIENT WHEELCHAIR | SCALETRONIX, INC. (subsidiary of WELCH-ALLYN) | 6202 | 3088.3 | 2019-07-09 | 0
TX CHILDRENS | HTMUS-231198PD3 | 231198PD3 | PROBE, PHASED ARRAY | GE Precision Healthcare LLC | 12S-RS | 3087.5 | 2025-05-02 | 0
TX CHILDRENS | BE00063010 | SH614441307SA | NONINVASIVE BP MANAGEMENT SYST | GE - DINAMAP (CRITIKON) | V100 | 3087.15 | 2015-11-18 | 0
TX CHILDRENS | BE00011700 | 0947 | CONTINUOUS PASSIVE MOTION (CPM) | KINETEC USA INC | PERFORMA KNEE | 3087.1 | 2011-10-01 | 0
TX CHILDRENS | BE00011699 | 6550 | CONTINUOUS PASSIVE MOTION (CPM) | KINETEC USA INC | PERFORMA KNEE | 3087.1 | 2011-10-01 | 0
TX CHILDRENS | BE00115244 | PP5283 | SURGICAL CAMERA & ACCESSORIES | KARL STORZ ENDOSCOPY-AMERICA INC | 202903 20 | 3085.2 | 2022-07-27 | 0
TX CHILDRENS | BE00108986 | ZT3371 | SURGICAL CAMERA & ACCESSORIES | KARL STORZ ENDOSCOPY-AMERICA INC | 202903 20 | 3085.2 | 2022-04-11 | 0
TX CHILDRENS | BE00108988 | YT3342 | SURGICAL CAMERA & ACCESSORIES | KARL STORZ ENDOSCOPY-AMERICA INC | 202903 20 | 3085.2 | 2022-04-11 | 0
TX CHILDRENS | BE00115242 | PP5273 | SURGICAL CAMERA & ACCESSORIES | KARL STORZ ENDOSCOPY-AMERICA INC | 202903 20 | 3085.2 | 2022-07-27 | 0
TX CHILDRENS | BE00115243 | PP5274 | SURGICAL CAMERA & ACCESSORIES | KARL STORZ ENDOSCOPY-AMERICA INC | 202903 20 | 3085.2 | 2022-07-27 | 0
TX CHILDRENS | BE00108987 | ZT3345 | SURGICAL CAMERA & ACCESSORIES | KARL STORZ ENDOSCOPY-AMERICA INC | 202903 20 | 3085.2 | 2022-04-11 | 0
TX CHILDRENS | BE00010978 | SDT10160177SP | NONINVASIVE BP MANAGEMENT SYST | GE - DINAMAP (CRITIKON) | V100 | 3078.18 | 2012-05-13 | 0
TX CHILDRENS | BE00065842 | 300041718 | VACUUM OVEN | Fisher Scientific Company LLC | 281A | 3068.18 | 2016-10-25 | 0
TX CHILDRENS | BE00058733 | 6202-2600 | SCALE, PATIENT WHEELCHAIR | SCALETRONIX, INC. (subsidiary of WELCH-ALLYN) | 6202 | 3056.35 | 2014-04-18 | 0
TX CHILDRENS | BE00013900 | 0002296-03-00 | CENTRIFUGE | HETTICH AG | EBA 21 | 3055.5 | 2012-03-22 | 0
TX CHILDRENS | BE00014248 | 0002271-03-00 | CENTRIFUGE | HETTICH AG | EBA 21 | 3055.5 | 2012-03-22 | 0
TX CHILDRENS | BE00036537 | 0002403-03-00 | CENTRIFUGE | HETTICH AG | EBA 21 | 3055.5 | 2012-10-30 | 0
TX CHILDRENS | BE00010775 | 1490 | IRRIGATION PUMP | Boston Scientific Corporation | M00546140 | 3055 | 2011-03-03 | 0
TX CHILDRENS | BE00119869 | 9476 3736 | MED/SUPPLY CART | ARMSTRONG MEDICAL INDUSTRIES INC | A-SMART CART | 3054.4 | 2024-06-01 | 0
TX CHILDRENS | BE00119870 | 9477 3961 | MED/SUPPLY CART | ARMSTRONG MEDICAL INDUSTRIES INC | A-SMART CART | 3054.4 | 2024-06-01 | 0
TX CHILDRENS | BE00119868 | 9477 4068 | MED/SUPPLY CART | ARMSTRONG MEDICAL INDUSTRIES INC | A-SMART CART | 3054.4 | 2024-06-01 | 0
TX CHILDRENS | BE00119867 | 9476 0187 | MED/SUPPLY CART | ARMSTRONG MEDICAL INDUSTRIES INC | A-SMART CART | 3054.4 | 2024-06-01 | 0
TX CHILDRENS | BE00123357 | 17114447 | SYRINGE INFUSION PUMP | BECTON DICKINSON | 8110 | 3054 | 2026-02-02 | 0
TX CHILDRENS | BE00129213 | 17115002 | SYRINGE INFUSION PUMP | BECTON DICKINSON | 8110 | 3054 | 2026-02-02 | 0
TX CHILDRENS | BE00129251 | 17114450 | SYRINGE INFUSION PUMP | BECTON DICKINSON | 8110 | 3054 | 2026-02-02 | 0
TX CHILDRENS | BE00129207 | 17115957 | SYRINGE INFUSION PUMP | BECTON DICKINSON | 8110 | 3054 | 2026-02-02 | 0
TX CHILDRENS | BE00129390 | 17115744 | SYRINGE INFUSION PUMP | BECTON DICKINSON | 8110 | 3054 | 2026-02-02 | 0
TX CHILDRENS | BE00129264 | 17012803 | SYRINGE INFUSION PUMP | BECTON DICKINSON | 8110 | 3054 | 2026-02-02 | 0
TX CHILDRENS | BE00129250 | 17114458 | SYRINGE INFUSION PUMP | BECTON DICKINSON | 8110 | 3054 | 2026-02-02 | 0
TX CHILDRENS | BE00129211 | 17115983 | SYRINGE INFUSION PUMP | BECTON DICKINSON | 8110 | 3054 | 2026-02-02 | 0
TX CHILDRENS | BE00129247 | 17114445 | SYRINGE INFUSION PUMP | BECTON DICKINSON | 8110 | 3054 | 2026-02-02 | 0
TX CHILDRENS | BE00123356 | 17115092 | SYRINGE INFUSION PUMP | BECTON DICKINSON | 8110 | 3054 | 2026-02-02 | 0
TX CHILDRENS | BE00129210 | 17115586 | SYRINGE INFUSION PUMP | BECTON DICKINSON | 8110 | 3054 | 2026-02-02 | 0
TX CHILDRENS | BE00129395 | 17114125 | SYRINGE INFUSION PUMP | BECTON DICKINSON | 8110 | 3054 | 2026-02-02 | 0
TX CHILDRENS | BE00123359 | 17115243 | SYRINGE INFUSION PUMP | BECTON DICKINSON | 8110 | 3054 | 2026-02-02 | 0
TX CHILDRENS | BE00123310 | 17115742 | SYRINGE INFUSION PUMP | BECTON DICKINSON | 8110 | 3054 | 2026-02-02 | 0
TX CHILDRENS | BE00129394 | 17115782 | SYRINGE INFUSION PUMP | BECTON DICKINSON | 8110 | 3054 | 2026-02-02 | 0
TX CHILDRENS | BE00123358 | 17115112 | SYRINGE INFUSION PUMP | BECTON DICKINSON | 8110 | 3054 | 2026-02-02 | 0
TX CHILDRENS | BE00129209 | 17115897 | SYRINGE INFUSION PUMP | BECTON DICKINSON | 8110 | 3054 | 2026-02-02 | 0
TX CHILDRENS | BE00123312 | 17115438 | SYRINGE INFUSION PUMP | BECTON DICKINSON | 8110 | 3054 | 2026-02-02 | 0
TX CHILDRENS | BE00123355 | 17114389 | SYRINGE INFUSION PUMP | BECTON DICKINSON | 8110 | 3054 | 2026-02-02 | 0
TX CHILDRENS | BE00129391 | 17115843 | SYRINGE INFUSION PUMP | BECTON DICKINSON | 8110 | 3054 | 2026-02-02 | 0
TX CHILDRENS | BE00123311 | 17115641 | SYRINGE INFUSION PUMP | BECTON DICKINSON | 8110 | 3054 | 2026-02-02 | 0
TX CHILDRENS | BE00129393 | 17114444 | SYRINGE INFUSION PUMP | BECTON DICKINSON | 8110 | 3054 | 2026-02-02 | 0
TX CHILDRENS | BE00129249 | 17114846 | SYRINGE INFUSION PUMP | BECTON DICKINSON | 8110 | 3054 | 2026-02-02 | 0
TX CHILDRENS | BE00129215 | 17115126 | SYRINGE INFUSION PUMP | BECTON DICKINSON | 8110 | 3054 | 2026-02-02 | 0
TX CHILDRENS | BE00129389 | 17115876 | SYRINGE INFUSION PUMP | BECTON DICKINSON | 8110 | 3054 | 2026-02-02 | 0
TX CHILDRENS | BE00129212 | 17114851 | SYRINGE INFUSION PUMP | BECTON DICKINSON | 8110 | 3054 | 2026-02-02 | 0
TX CHILDRENS | BE00129252 | 17115644 | SYRINGE INFUSION PUMP | BECTON DICKINSON | 8110 | 3054 | 2026-02-02 | 0
TX CHILDRENS | BE00129248 | 17114400 | SYRINGE INFUSION PUMP | BECTON DICKINSON | 8110 | 3054 | 2026-02-02 | 0
TX CHILDRENS | BE00129206 | 17114137 | SYRINGE INFUSION PUMP | BECTON DICKINSON | 8110 | 3054 | 2026-02-02 | 0
TX CHILDRENS | BE00129216 | 17115440 | SYRINGE INFUSION PUMP | BECTON DICKINSON | 8110 | 3054 | 2026-02-02 | 0
TX CHILDRENS | BE00123360 | 17114857 | SYRINGE INFUSION PUMP | BECTON DICKINSON | 8110 | 3054 | 2026-02-02 | 0
TX CHILDRENS | BE00129208 | 17115229 | SYRINGE INFUSION PUMP | BECTON DICKINSON | 8110 | 3054 | 2026-02-02 | 0
TX CHILDRENS | BE00129392 | 17115435 | SYRINGE INFUSION PUMP | BECTON DICKINSON | 8110 | 3054 | 2026-02-02 | 0
TX CHILDRENS | BE00129214 | 17115263 | SYRINGE INFUSION PUMP | BECTON DICKINSON | 8110 | 3054 | 2026-02-02 | 0
TX CHILDRENS | BE00064676 | 264342 | MICROSCOPE ACCESSORIES | NIKON INSTRUMENT INC | DS-U3 | 3051.9 | 2016-08-23 | 0
TX CHILDRENS | BE00128728 | 2024-0168-171 | INTERFACE | COLUMBUS INSTRUMENTS LLC | CI BUS HUB | 3050 | 2025-09-04 | 0
TX CHILDRENS | BE00128727 | 2024-0168-170 | INTERFACE | COLUMBUS INSTRUMENTS LLC | CI BUS HUB | 3050 | 2025-09-04 | 0
TX CHILDRENS | BE00036838 | D-6190-2 | FETAL TRAINING PHANTOM | CIRS - COMPUTERIZED IMAGING REFERENCE SYSTEMS | 068 | 3049.5 | 2014-02-25 | 0
TX CHILDRENS | BE00119449 | 102531 | THERAPEUTIC TREATMENT BED | Armedica | AM-640 | 3048.43 | 2024-04-05 | 0
TX CHILDRENS | BE00101774 | 67219 | LIGHT, EXAM, AC-POWERED | STERIS Corporation | HEXALUX | 3048.41 | 2019-03-19 | 0
TX CHILDRENS | KN188585 | 438365 | MICROSCOPE | NIKON INSTRUMENT INC | LABOPHOT 2 | 3047 | 1992-11-20 | 0
TX CHILDRENS | BE00116933 | (21)U107208220298 | SCALE, PATIENT INFANT - PEDI | SCALETRONIX, INC. (subsidiary of WELCH-ALLYN) | 4802D-AX | 3043.07 | 2023-03-22 | 0
TX CHILDRENS | BE00117004 | (21)U107212220474 | SCALE, PATIENT INFANT - PEDI | SCALETRONIX, INC. (subsidiary of WELCH-ALLYN) | 4802D-AX | 3043.07 | 2023-11-07 | 0
TX CHILDRENS | BE00014741 | 11D0634 | TONOMETER | ACCUTOME INC | PACHPEN24-5100 | 3040 | 2011-06-21 | 0
TX CHILDRENS | BE00012506 | 23549-1010 | TONOMETER | REICHERT INC | TONO-PEN XL | 3040 | 2012-03-20 | 0
TX CHILDRENS | BE00111989 | (21)U107230192225 | SCALE, PATIENT INFANT - PEDI | SCALETRONIX, INC. (subsidiary of WELCH-ALLYN) | 4802D-AX | 3038 | 2019-10-02 | 0
TX CHILDRENS | BE00104092 | (21)U107237180219 | SCALE, PATIENT INFANT - PEDI | SCALETRONIX, INC. (subsidiary of WELCH-ALLYN) | 4802D-AX | 3038 | 2019-07-31 | 0
TX CHILDRENS | BE00109579 | 182-0642N | HYPERTHERMIA DEVICE | GENTHERM INC | 111Z | 3038 | 2019-08-12 | 0
TX CHILDRENS | BE00034669 | 6202-2058 | SCALE, PATIENT WHEELCHAIR | SCALETRONIX, INC. (subsidiary of WELCH-ALLYN) | 6202 | 3035.25 | 2012-12-21 | 0
TX CHILDRENS | BE00087427 | 6202-4050 | SCALE, PATIENT WHEELCHAIR | SCALETRONIX, INC. (subsidiary of WELCH-ALLYN) | 6202 | 3035 | 2017-04-13 | 0
TX CHILDRENS | BE00104207 | 1811M50207807 | CENTRIFUGE | STAT SPIN TECHNOLOGIES | M502-22 | 3025.21 | 2021-01-24 | 0
TX CHILDRENS | BE00104206 | 1811M50207808 | CENTRIFUGE | STAT SPIN TECHNOLOGIES | M502-22 | 3025.21 | 2021-01-24 | 0
TX CHILDRENS | BE00113978 | 2787951-000 | WARMER, BLANKET | ENTHERMICS MEDICAL SYSTEMS | EC350 | 3022.87 | 2021-09-27 | 0
TX CHILDRENS | BE00113977 | 2784638-000 | WARMER, BLANKET | ENTHERMICS MEDICAL SYSTEMS | EC350 | 3022.87 | 2021-09-27 | 0
TX CHILDRENS | BE00113979 | 2787952-000 | WARMER, BLANKET | ENTHERMICS MEDICAL SYSTEMS | EC350 | 3022.87 | 2021-09-27 | 0
TX CHILDRENS | BE00102486 | RP5311 | SURGICAL CAMERA & ACCESSORIES | KARL STORZ ENDOSCOPY-AMERICA INC | 202903 20 | 3018.97 | 2022-05-12 | 0
TX CHILDRENS | BE00102487 | RP5329 | SURGICAL CAMERA & ACCESSORIES | KARL STORZ ENDOSCOPY-AMERICA INC | 202903 20 | 3018.97 | 2022-05-12 | 0
TX CHILDRENS | BE00119500 | 85074 | LIGHT SOURCE | INVUITY INC | LLS-050 | 3009.45 | 2025-12-12 | 0
TX CHILDRENS | BE00036748 | 1B05859 | MICROSCOPE | OLYMPUS AMERICA INC | SZ2-ILST | 3005.2 | 2012-11-09 | 0
TX CHILDRENS | BE00107513 | 18862 | LIGHT, EXAM, AC-POWERED | STRYKER CORP | F 300 | 3000 | 2019-07-23 | 0
TX CHILDRENS | KN229775 | 13320-0507 | TONOMETER | REICHERT INC | TONO-PEN XL | 3000 | 2014-09-16 | 0
TX CHILDRENS | BE00118721 | NONE | CENTRIFUGAL HAND CRANK - ECMO | SPECTRUM MEDICAL INC | 52-000027-00 | 3000 | 2024-02-02 | 0
TX CHILDRENS | BE00121437 | N6KT27012 | SHAKER | THERMO FISHER SCIENTIFIC ASHEVILLE LLC | 88880027 | 3000 | 2024-10-24 | 0
TX CHILDRENS | BE00089023 | LG10X18-A379 | TREADMILL AND ACCESSORIES | LITEGAIT | LITEGAIT 100MX | 3000 | 2024-05-31 | 0
TX CHILDRENS | BE00117439 | LGKT27019 | SHAKER | THERMO FISHER SCIENTIFIC ASHEVILLE LLC | 88880027 | 3000 | 2023-12-20 | 0
TX CHILDRENS | HTMUS-1182533WX8 | 1182533WX8 | PROBE, CURVED LINEAR - LINEAR | GE Precision Healthcare LLC | 4C-RS | 3000 | 2023-03-24 | 0
TX CHILDRENS | BE00127184 | G136-101836 | DENTAL ULTRASONIC SCALER | DENTSPLY SIRONA | CAVITRON PLUS | 3000 | 2024-03-05 | 0
TX CHILDRENS | BE00084835 | 5702 DL135819 | CENTRIFUGE | Eppendorf North America Inc | 5702 | 3000 | 2016-07-26 | 0
TX CHILDRENS | BE00108428 | 17660 | LIGHT, EXAM, AC-POWERED | STRYKER CORP | F 300 | 3000 | 2019-07-23 | 0
TX CHILDRENS | HTMUS-203Z1226 | 203Z1226 | PROBE, PHASED ARRAY | ALOKA, INC. | UST-52114P | 3000 | 2023-02-15 | 0
TX CHILDRENS | BE00107561 | 18856 | LIGHT, EXAM, AC-POWERED | STRYKER CORP | F 300 | 3000 | 2019-07-23 | 0
TX CHILDRENS | BE00107468 | 18300 | LIGHT, EXAM, AC-POWERED | STRYKER CORP | F 300 | 3000 | 2019-07-23 | 0
TX CHILDRENS | HTMUS-203909WX7 | 203909WX7 | PROBE, CURVED LINEAR - LINEAR | GE Precision Healthcare LLC | 4C-RS | 3000 | 2023-04-10 | 0
TX CHILDRENS | BE00127185 | G136-101843 | DENTAL ULTRASONIC SCALER | DENTSPLY SIRONA | CAVITRON PLUS | 3000 | 2024-03-05 | 0
TX CHILDRENS | HTMUS-237032WX8 | 237032WX8 | PROBE, CURVED LINEAR - LINEAR | GE Precision Healthcare LLC | 4C-RS | 3000 | 2025-08-06 | 0
TX CHILDRENS | BE00061578 | 12080255 | VIDEO GAME / GAME CENTER | NINTENDO OF NORTH AMERICA | SFC-RVL-001 | 3000 | 2015-08-11 | 0
TX CHILDRENS | BE00108494 | 17677 | LIGHT, EXAM, AC-POWERED | STRYKER CORP | F 300 | 3000 | 2019-07-23 | 0
TX CHILDRENS | BE00107546 | 18857 | LIGHT, EXAM, AC-POWERED | STRYKER CORP | F 300 | 3000 | 2019-07-23 | 0
TX CHILDRENS | BE00059935 | 12080114 | VIDEO GAME / GAME CENTER | NINTENDO OF NORTH AMERICA | SFC-RVL-001 | 3000 | 2014-09-02 | 0
TX CHILDRENS | BE00065895 | 28E24629 | CV BYPASS UPS MODULE | SORIN GROUP USA INC | 28-98-80 | 3000 | 2016-10-18 | 0
TX CHILDRENS | BE00107501 | 18304 | LIGHT, EXAM, AC-POWERED | STRYKER CORP | F 300 | 3000 | 2019-07-23 | 0
TX CHILDRENS | KN222514 | 2H04408 | MICROSCOPE | OLYMPUS AMERICA INC | BX51 | 3000 | 2004-08-18 | 0
TX CHILDRENS | BE00109331 | 18978 | LIGHT, EXAM, AC-POWERED | STRYKER CORP | F 300 | 3000 | 2019-07-23 | 0
TX CHILDRENS | BE00109334 | 18971 | LIGHT, EXAM, AC-POWERED | STRYKER CORP | F 300 | 3000 | 2019-07-23 | 0
TX CHILDRENS | BE00107537 | 18814 | LIGHT, EXAM, AC-POWERED | STRYKER CORP | F 300 | 3000 | 2019-07-23 | 0
TX CHILDRENS | BE00066070 | 14120160 | VIDEO GAME / GAME CENTER | NINTENDO OF NORTH AMERICA | SFC-RVL-001 | 3000 | 2016-12-16 | 0
TX CHILDRENS | BE00108401 | 18191 | LIGHT, EXAM, AC-POWERED | STRYKER CORP | F 300 | 3000 | 2019-07-23 | 0
TX CHILDRENS | BE00108308 | 15988 | LIGHT, EXAM, AC-POWERED | STRYKER CORP | F 300 | 3000 | 2019-07-23 | 0
TX CHILDRENS | BE00108407 | 17654 | LIGHT, EXAM, AC-POWERED | STRYKER CORP | F 300 | 3000 | 2019-07-23 | 0
TX CHILDRENS | BE00128961 | L20706072630 | HPLC DEGASSER | SHIMADZU SCIENTIFIC INSTRUMENT | DGU-20A5R | 3000 | 2026-01-08 | 0
TX CHILDRENS | BE00117438 | LGKT27032 | SHAKER | THERMO FISHER SCIENTIFIC ASHEVILLE LLC | 88880027 | 3000 | 2023-12-20 | 0
TX CHILDRENS | KN130967 | G8401890 | MULTI MEDIA PROJECTOR | SANYO | PLC-SUION | 3000 | 2005-06-13 | 0
TX CHILDRENS | HTMUS-328897WX4 | 328897WX4 | PROBE, CURVED LINEAR - LINEAR | GE Precision Healthcare LLC | 4C-RS | 3000 | 2025-08-06 | 0
TX CHILDRENS | BE00065917 | 28E24633 | CV BYPASS UPS MODULE | SORIN GROUP USA INC | 28-98-80 | 3000 | 2016-10-18 | 0
TX CHILDRENS | BE00108819 | OS11838 | LIGHT SOURCE | KARL STORZ ENDOSCOPY-AMERICA INC | 20161401-1 | 3000 | 2019-05-02 | 0
TX CHILDRENS | HTMUS-376126WX9 | 376126WX9 | PROBE, PHASED ARRAY | GE Precision Healthcare LLC | 3SC-RS | 3000 | 2023-05-01 | 0
TX CHILDRENS | HTMUS-100092 | 100092 | PROBE, TEE | GE Precision Healthcare LLC | 10T-D | 3000 | 2023-03-24 | 0
TX CHILDRENS | BE00065851 | 28E24630 | CV BYPASS UPS MODULE | SORIN GROUP USA INC | 28-98-80 | 3000 | 2016-10-18 | 0
TX CHILDRENS | BE00108299 | 15978 | LIGHT, EXAM, AC-POWERED | STRYKER CORP | F 300 | 3000 | 2019-07-23 | 0
TX CHILDRENS | KN231543 | LU56501027 | VIDEO GAME / GAME CENTER | NINTENDO OF NORTH AMERICA | SFC-RVL-001 | 3000 | 2009-09-03 | 0
TX CHILDRENS | HTMUS-100057 | 100057 | PROBE, TEE | GE Precision Healthcare LLC | 10T-D | 3000 | 2023-03-24 | 0
TX CHILDRENS | BE00062594 | 7537 | COOLER, SAMPLE, ELECTRIC | AB SCIEX LLC | MC04-01 | 3000 | 2016-02-03 | 0
TX CHILDRENS | BE00107480 | 18317 | LIGHT, EXAM, AC-POWERED | STRYKER CORP | F 300 | 3000 | 2019-07-23 | 0
TX CHILDRENS | BE00108542 | 15995 | LIGHT, EXAM, AC-POWERED | STRYKER CORP | F 300 | 3000 | 2019-07-23 | 0
TX CHILDRENS | BE00102389 | 92300 | CABINET, PROBE | SOLAIRE MEDICAL STORAGE LLC | 3800VA | 3000 | 2020-12-01 | 0
TX CHILDRENS | BE00108373 | 18645 | LIGHT, EXAM, AC-POWERED | STRYKER CORP | F 300 | 3000 | 2019-07-23 | 0
TX CHILDRENS | BE00119710 | V2214161SX | TOURNIQUET,COMPRES LIMB SLEEVE | COVIDIEN LP | SCD 700 | 3000 | 2024-04-04 | 0
TX CHILDRENS | BE00119711 | V2214166SX | TOURNIQUET,COMPRES LIMB SLEEVE | COVIDIEN LP | SCD 700 | 3000 | 2024-04-04 | 0
TX CHILDRENS | BE00109364 | 18985 | LIGHT, EXAM, AC-POWERED | STRYKER CORP | F 300 | 3000 | 2019-07-23 | 0
TX CHILDRENS | KN7000579 | 27033-3762 | INCUBATOR CO2 | FORMA SCIENTIFIC | 3033 | 3000 | 1999-05-27 | 0
TX CHILDRENS | BE00114003 | V2003434SX | TOURNIQUET,COMPRES LIMB SLEEVE | COVIDIEN LP | SCD 700 | 3000 | 2021-09-28 | 0
TX CHILDRENS | BE00114000 | V2003460SX | TOURNIQUET,COMPRES LIMB SLEEVE | COVIDIEN LP | SCD 700 | 3000 | 2021-09-28 | 0
TX CHILDRENS | BE00129297 | WN5798 | SURGICAL CAMERA & ACCESSORIES | KARL STORZ ENDOSCOPY-AMERICA INC | 202903 20 | 3000 | 2024-12-13 | 0
TX CHILDRENS | BE00117582 | NONE | CENTRIFUGAL HAND CRANK - ECMO | SPECTRUM MEDICAL INC | 52-000027-00 | 3000 | 2023-07-07 | 0
TX CHILDRENS | BE00114445 | 92935 | CABINET, PROBE | SOLAIRE MEDICAL STORAGE LLC | 3800VA | 3000 | 2020-12-01 | 0
TX CHILDRENS | BE00034966 | GE324A1951 | UNINTERRUPTABLE POWER SUPPLY | EATON ELECTRICAL INC. | PW51551400USB | 3000 | 2013-09-19 | 0
TX CHILDRENS | KN232892 | 379045-0021 | TONOMETER | REICHERT INC | TONO-PEN XL | 3000 | 2015-10-13 | 0
TX CHILDRENS | BE00108835 | OS11829 | LIGHT SOURCE | KARL STORZ ENDOSCOPY-AMERICA INC | 20161401-1 | 3000 | 2019-05-02 | 0
TX CHILDRENS | HTMUS-200W4046 | 200W4046 | PROBE, PHASED ARRAY | ALOKA, INC. | UST-52114P | 3000 | 2023-02-15 | 0
TX CHILDRENS | BE00107486 | 18313 | LIGHT, EXAM, AC-POWERED | STRYKER CORP | F 300 | 3000 | 2019-07-23 | 0
TX CHILDRENS | BE00108328 | 18639 | LIGHT, EXAM, AC-POWERED | STRYKER CORP | F 300 | 3000 | 2019-07-23 | 0
TX CHILDRENS | KN214407 | 4045426 | INCUBATOR CO2 | THERMO FISHER SCIENTIFIC ASHEVILLE LLC | HERACELL | 3000 | 2003-08-18 | 0
TX CHILDRENS | HTMFS-A110267 | A110267 | PROBE, ENDO | PENTAX PRECISION INSTRUMENT CORP | EG-1690K | 3000 | 2023-03-28 | 0
TX CHILDRENS | BE00108506 | 17683 | LIGHT, EXAM, AC-POWERED | STRYKER CORP | F 300 | 3000 | 2019-07-23 | 0
TX CHILDRENS | BE00109352 | 18983 | LIGHT, EXAM, AC-POWERED | STRYKER CORP | F 300 | 3000 | 2019-07-23 | 0
TX CHILDRENS | BE00108386 | 18213 | LIGHT, EXAM, AC-POWERED | STRYKER CORP | F 300 | 3000 | 2019-07-23 | 0
TX CHILDRENS | BE00108530 | 15999 | LIGHT, EXAM, AC-POWERED | STRYKER CORP | F 300 | 3000 | 2019-07-23 | 0
TX CHILDRENS | BE00114451 | 99769 | CABINET, PROBE | SOLAIRE MEDICAL STORAGE LLC | 3850VA | 3000 | 2020-12-01 | 0
TX CHILDRENS | KN232162 | 2810551 | THERAPEUTIC TREATMENT BED | MIDLAND INDUSTRIAL SUPPLY CO | NONE | 3000 | 2014-04-29 | 0
TX CHILDRENS | HTMUS-B3JQKZ | B3JQKZ | PROBE, TEE | Philips North America LLC | S7-3T | 3000 | 2023-03-24 | 0
TX CHILDRENS | HTMUS-343698WX7 | 343698WX7 | PROBE, CURVED LINEAR - LINEAR | GE Precision Healthcare LLC | 4C-RS | 3000 | 2023-04-17 | 0
TX CHILDRENS | BE00113994 | V2003504SX | TOURNIQUET,COMPRES LIMB SLEEVE | COVIDIEN LP | SCD 700 | 3000 | 2021-09-28 | 0
TX CHILDRENS | BE00062424 | 14110081 | VIDEO GAME / GAME CENTER | NINTENDO OF NORTH AMERICA | SFC-WUP-001 | 3000 | 2015-12-23 | 0
TX CHILDRENS | BE00113996 | V2003497SX | TOURNIQUET,COMPRES LIMB SLEEVE | COVIDIEN LP | SCD 700 | 3000 | 2021-09-28 | 0
TX CHILDRENS | BE00108440 | 17662 | LIGHT, EXAM, AC-POWERED | STRYKER CORP | F 300 | 3000 | 2019-07-23 | 0
TX CHILDRENS | BE00108533 | 15990 | LIGHT, EXAM, AC-POWERED | STRYKER CORP | F 300 | 3000 | 2019-07-23 | 0
TX CHILDRENS | BE00108553 | 15975 | LIGHT, EXAM, AC-POWERED | STRYKER CORP | F 300 | 3000 | 2019-07-23 | 0
TX CHILDRENS | BE00108556 | 17682 | LIGHT, EXAM, AC-POWERED | STRYKER CORP | F 300 | 3000 | 2019-07-23 | 0
TX CHILDRENS | HTMFS-H110529 | H110529 | PROBE, ENDO | PENTAX PRECISION INSTRUMENT CORP | EC-3490TLI | 3000 | 2023-03-28 | 0
TX CHILDRENS | BE00113990 | V2003513SX | TOURNIQUET,COMPRES LIMB SLEEVE | COVIDIEN LP | SCD 700 | 3000 | 2021-09-28 | 0
TX CHILDRENS | BE00113993 | V2003490SX | TOURNIQUET,COMPRES LIMB SLEEVE | COVIDIEN LP | SCD 700 | 3000 | 2021-09-28 | 0
TX CHILDRENS | BE00107516 | 18860 | LIGHT, EXAM, AC-POWERED | STRYKER CORP | F 300 | 3000 | 2019-07-23 | 0
TX CHILDRENS | BE00108803 | OS11831 | LIGHT SOURCE | KARL STORZ ENDOSCOPY-AMERICA INC | 20161401-1 | 3000 | 2019-05-02 | 0
TX CHILDRENS | BE00011283 | 09020182 | VIDEO GAME / GAME CENTER | NINTENDO OF NORTH AMERICA | SFC-RVL-001 | 3000 | 2011-06-19 | 0
TX CHILDRENS | BE00108319 | 18644 | LIGHT, EXAM, AC-POWERED | STRYKER CORP | F 300 | 3000 | 2019-07-23 | 0
TX CHILDRENS | BE00063063 | 6J15061 | MICROSCOPE | OLYMPUS AMERICA INC | IX2-ILL30 | 3000 | 2016-03-09 | 0
TX CHILDRENS | BE00062595 | 7536 | COOLER, SAMPLE, ELECTRIC | AB SCIEX LLC | MC04-01 | 3000 | 2016-02-03 | 0
TX CHILDRENS | KN216707 | 105730007310637 | MICROSAMPLER INCUBATOR | SciGene CORPORATION | HYBEX | 3000 | 2007-11-29 | 0
TX CHILDRENS | BE00108566 | 15976 | LIGHT, EXAM, AC-POWERED | STRYKER CORP | F 300 | 3000 | 2019-07-23 | 0
TX CHILDRENS | BE00108419 | 17664 | LIGHT, EXAM, AC-POWERED | STRYKER CORP | F 300 | 3000 | 2019-07-23 | 0
TX CHILDRENS | BE00108395 | 18195 | LIGHT, EXAM, AC-POWERED | STRYKER CORP | F 300 | 3000 | 2019-07-23 | 0
TX CHILDRENS | BE00107555 | 18802 | LIGHT, EXAM, AC-POWERED | STRYKER CORP | F 300 | 3000 | 2019-07-23 | 0
TX CHILDRENS | BE00110208 | 20090104 | CARDIAC TRIGGER MONITOR | IVY BIOMEDICAL SYSTEMS, INC | 7800 | 3000 | 2019-10-18 | 0
TX CHILDRENS | KN216702 | 0505-00362 | HYBRIDIZER | BOEKEL INDUSTRIES | 198361 | 3000 | 2007-11-29 | 0
TX CHILDRENS | KN226580 | 7528 | ANESTHETIC VAPORIZER | XENOGEN CORPORATION | ISO VAP | 3000 | 2009-02-05 | 0
TX CHILDRENS | KN199453 | 003209 | UTILITY CART | SMR | S160000D | 3000 | 1999-04-16 | 0
TX CHILDRENS | HTMUS-177309PD2 | 177309PD2 | PROBE, PHASED ARRAY | GE Precision Healthcare LLC | 6S-RS | 3000 | 2023-05-01 | 0
TX CHILDRENS | BE00064473 | B434953417 | BALANCE | OHAUS SCALE CORPORATION | AX324 | 3000 | 2015-07-01 | 0
TX CHILDRENS | BE00114005 | V2003479SX | TOURNIQUET,COMPRES LIMB SLEEVE | COVIDIEN LP | SCD 700 | 3000 | 2021-09-28 | 0
TX CHILDRENS | BE00112933 | 32180 | CABINET, PROBE | SOLAIRE MEDICAL STORAGE LLC | 3800VA | 3000 | 2020-12-02 | 0
TX CHILDRENS | BE00114446 | 70017 | CABINET, PROBE | SOLAIRE MEDICAL STORAGE LLC | 3800DV | 3000 | 2020-12-01 | 0
TX CHILDRENS | BE00109134 | 18635 | LIGHT, EXAM, AC-POWERED | STRYKER CORP | F 300 | 3000 | 2019-07-23 | 0
TX CHILDRENS | BE00114204 | 19008 | LIGHT, EXAM, AC-POWERED | STRYKER CORP | F 300 | 3000 | 2020-11-04 | 0
TX CHILDRENS | HTMUS-237039WX3 | 237035WX1 | PROBE, CURVED LINEAR - LINEAR | GE Precision Healthcare LLC | 4C-RS | 3000 | 2025-08-06 | 0
TX CHILDRENS | BE00108343 | 18640 | LIGHT, EXAM, AC-POWERED | STRYKER CORP | F 300 | 3000 | 2019-07-23 | 0
TX CHILDRENS | KN200168 | 3210 | UTILITY CART | SMR | S160000D | 3000 | 2000-11-25 | 0
TX CHILDRENS | BE00108367 | 18625 | LIGHT, EXAM, AC-POWERED | STRYKER CORP | F 300 | 3000 | 2019-07-23 | 0
TX CHILDRENS | BE00113995 | V2003435SX | TOURNIQUET,COMPRES LIMB SLEEVE | COVIDIEN LP | SCD 700 | 3000 | 2021-09-28 | 0
TX CHILDRENS | BE00108302 | 18201 | LIGHT, EXAM, AC-POWERED | STRYKER CORP | F 300 | 3000 | 2019-07-23 | 0
TX CHILDRENS | BE00108512 | 17688 | LIGHT, EXAM, AC-POWERED | STRYKER CORP | F 300 | 3000 | 2019-07-23 | 0
TX CHILDRENS | BE00109564 | 93201160 | CV BYPASS ACCESSORY EQUIPMENT | JOSTRA / MAQUET | 962301 | 3000 | 2019-08-12 | 0
TX CHILDRENS | HTMUS-F0GZCH | F0GZCH | PROBE, TEE | Philips North America LLC | S7-3T | 3000 | 2025-11-05 | 0
TX CHILDRENS | KN133919 | TW12303398 | COMPUTER HARDWARE/SOFTWARE | HEWLETT PACKARD | HP OMNIBACK 500 | 3000 | 2004-07-17 | 0
TX CHILDRENS | KN223217 | B047049 | OSCILLOSCOPE | TEKTRONIX (TOLL FREE) | TDS220 | 3000 | 2005-10-03 | 0
TX CHILDRENS | BE00113925 | V2003461SX | TOURNIQUET,COMPRES LIMB SLEEVE | COVIDIEN LP | SCD 700 | 3000 | 2021-09-28 | 0
TX CHILDRENS | BE00113924 | V2003526SX | TOURNIQUET,COMPRES LIMB SLEEVE | COVIDIEN LP | SCD 700 | 3000 | 2021-09-28 | 0
TX CHILDRENS | BE00113927 | V2003431SX | TOURNIQUET,COMPRES LIMB SLEEVE | COVIDIEN LP | SCD 700 | 3000 | 2021-09-28 | 0
TX CHILDRENS | BE00063404 | C06A00440 | CIRCULATOR | BROOKFIELD ENGINEERING LABORATORIES | TC-602D | 3000 | 2014-12-29 | 0
TX CHILDRENS | BE00107525 | 18305 | LIGHT, EXAM, AC-POWERED | STRYKER CORP | F 300 | 3000 | 2019-07-23 | 0
TX CHILDRENS | BE00108322 | 18642 | LIGHT, EXAM, AC-POWERED | STRYKER CORP | F 300 | 3000 | 2019-07-23 | 0
TX CHILDRENS | BE00108446 | 17666 | LIGHT, EXAM, AC-POWERED | STRYKER CORP | F 300 | 3000 | 2019-07-23 | 0
TX CHILDRENS | BE00109171 | 28E16135 | CV BYPASS DC/DC MODULE | SORIN GROUP USA INC | 28-98-20 | 3000 | 2019-06-21 | 0
TX CHILDRENS | BE00114203 | 18926 | LIGHT, EXAM, AC-POWERED | STRYKER CORP | F 300 | 3000 | 2020-11-04 | 0
TX CHILDRENS | BE00108376 | 18634 | LIGHT, EXAM, AC-POWERED | STRYKER CORP | F 300 | 3000 | 2019-07-23 | 0
TX CHILDRENS | BE00129100 | L20706072629 | HPLC DEGASSER | SHIMADZU SCIENTIFIC INSTRUMENT | DGU-20A5R | 3000 | 2026-01-08 | 0
TX CHILDRENS | BE00129090 | L20706072631 | HPLC DEGASSER | SHIMADZU SCIENTIFIC INSTRUMENT | DGU-20A5R | 3000 | 2026-01-08 | 0
TX CHILDRENS | HTMUS-B2HXH9 | B2HXH9 | PROBE, TEE | Philips North America LLC | S7-3T | 3000 | 2023-03-24 | 0
TX CHILDRENS | BE00109337 | 18968 | LIGHT, EXAM, AC-POWERED | STRYKER CORP | F 300 | 3000 | 2019-07-23 | 0
TX CHILDRENS | BE00062270 | 12080292 | VIDEO GAME / GAME CENTER | NINTENDO OF NORTH AMERICA | SFC-RVL-001 | 3000 | 2015-09-09 | 0
TX CHILDRENS | BE00119714 | V2214377SX | TOURNIQUET,COMPRES LIMB SLEEVE | COVIDIEN LP | SCD 700 | 3000 | 2024-04-04 | 0
TX CHILDRENS | BE00102391 | 92302 | CABINET, PROBE | SOLAIRE MEDICAL STORAGE LLC | 3800VA | 3000 | 2020-12-01 | 0
TX CHILDRENS | BE00109340 | 18970 | LIGHT, EXAM, AC-POWERED | STRYKER CORP | F 300 | 3000 | 2019-07-23 | 0
TX CHILDRENS | BE00084836 | 5702 DL635812 | CENTRIFUGE | Eppendorf North America Inc | 5702 | 3000 | 2016-07-27 | 0
TX CHILDRENS | BE00108334 | 18647 | LIGHT, EXAM, AC-POWERED | STRYKER CORP | F 300 | 3000 | 2019-07-23 | 0
TX CHILDRENS | HTMFS-A110578 | A110578 | PROBE, ENDO | PENTAX PRECISION INSTRUMENT CORP | EG-2790I | 3000 | 2023-03-28 | 0
TX CHILDRENS | KN216703 | 0636-04276 | HYBRIDIZER | BOEKEL INDUSTRIES | 230401ILL | 3000 | 2007-11-29 | 0
TX CHILDRENS | BE00108380 | 18200 | LIGHT, EXAM, AC-POWERED | STRYKER CORP | F 300 | 3000 | 2019-07-23 | 0
TX CHILDRENS | BE00108548 | 15993 | LIGHT, EXAM, AC-POWERED | STRYKER CORP | F 300 | 3000 | 2019-07-23 | 0
TX CHILDRENS | BE00112931 | 32179 | CABINET, PROBE | SOLAIRE MEDICAL STORAGE LLC | 3800VA | 3000 | 2020-12-02 | 0
TX CHILDRENS | BE00063388 | 14110083 | VIDEO GAME / GAME CENTER | NINTENDO OF NORTH AMERICA | SFC-WUP-001 | 3000 | 2015-12-23 | 0
TX CHILDRENS | BE00128942 | L20706072665 | HPLC DEGASSER | SHIMADZU SCIENTIFIC INSTRUMENT | DGU-20A5R | 3000 | 2026-01-08 | 0
TX CHILDRENS | BE00114447 | 92751 | CABINET, PROBE | SOLAIRE MEDICAL STORAGE LLC | 3800DV | 3000 | 2020-12-01 | 0
TX CHILDRENS | BE00114497 | 93162 | CABINET, PROBE | SOLAIRE MEDICAL STORAGE LLC | 3800VA | 3000 | 2020-12-01 | 0
TX CHILDRENS | HTMFS-A110621 | A110621 | PROBE, ENDO | PENTAX PRECISION INSTRUMENT CORP | EC-3490LI | 3000 | 2023-03-28 | 0
TX CHILDRENS | BE00108404 | 18194 | LIGHT, EXAM, AC-POWERED | STRYKER CORP | F 300 | 3000 | 2019-07-23 | 0
TX CHILDRENS | BE00108500 | 17686 | LIGHT, EXAM, AC-POWERED | STRYKER CORP | F 300 | 3000 | 2019-07-23 | 0
TX CHILDRENS | BE00064422 | 14120196 | VIDEO GAME / GAME CENTER | NINTENDO OF NORTH AMERICA | SFC-WUP-001 | 3000 | 2016-06-22 | 0
TX CHILDRENS | BE00108452 | 17678 | LIGHT, EXAM, AC-POWERED | STRYKER CORP | F 300 | 3000 | 2019-07-23 | 0
TX CHILDRENS | BE00108524 | 17680 | LIGHT, EXAM, AC-POWERED | STRYKER CORP | F 300 | 3000 | 2019-07-23 | 0
TX CHILDRENS | BE00085295 | 312636-251 | INCUBATOR CO2 | VWR FUNDING INC | 3074 | 3000 | 2016-09-07 | 0
TX CHILDRENS | BE00117535 | NONE | CENTRIFUGAL HAND CRANK - ECMO | SPECTRUM MEDICAL INC | 52-000027-00 | 3000 | 2022-07-11 | 0
TX CHILDRENS | BE00115838 | SVP2848577 | DISPLAY, VIDEO | STRYKER CORP | VISIONPRO 32 | 3000 | 2022-02-11 | 0
TX CHILDRENS | BE00118726 | NONE | CENTRIFUGAL HAND CRANK - ECMO | SPECTRUM MEDICAL INC | 52-000027-00 | 3000 | 2024-02-02 | 0
TX CHILDRENS | BE00102867 | ZS13586 | LIGHT SOURCE | KARL STORZ ENDOSCOPY-AMERICA INC | 201614 20 | 3000 | 2019-03-19 | 0
TX CHILDRENS | BE00113991 | V2003475SX | TOURNIQUET,COMPRES LIMB SLEEVE | COVIDIEN LP | SCD 700 | 3000 | 2021-09-28 | 0
TX CHILDRENS | HTMUS-F02X08 | F02X08 | PROBE, TEE | Philips North America LLC | S7-3T | 3000 | 2023-03-24 | 0
TX CHILDRENS | HTMFS-A110895 | A110895 | PROBE, ENDO | PENTAX PRECISION INSTRUMENT CORP | EG27-I10 | 3000 | 2023-03-28 | 0
TX CHILDRENS | BE00061577 | 12080239 | VIDEO GAME / GAME CENTER | NINTENDO OF NORTH AMERICA | SFC-RVL-001 | 3000 | 2015-08-11 | 0
TX CHILDRENS | BE00115773 | 21010266 | CARDIAC TRIGGER MONITOR | IVY BIOMEDICAL SYSTEMS, INC | 7800 | 3000 | 2021-09-23 | 0
TX CHILDRENS | BE00102113 | LG10X25P18-1455 | TREADMILL AND ACCESSORIES | LITEGAIT | LITEGAIT 100MX | 3000 | 2019-02-12 | 0
TX CHILDRENS | BE00102870 | ZS13571 | LIGHT SOURCE | KARL STORZ ENDOSCOPY-AMERICA INC | 201614 20 | 3000 | 2019-03-19 | 0
TX CHILDRENS | HTMUS-1034190WX7 | 1034190WX7 | PROBE, CURVED LINEAR - LINEAR | GE Precision Healthcare LLC | 4C-RS | 3000 | 2025-08-06 | 0
TX CHILDRENS | KN190949 | B021611 | OSCILLOSCOPE | TEKTRONIX (REPAIRS) | 224 | 3000 | 1994-08-16 | 0
TX CHILDRENS | BE00120604 | 03030579 | LIGHT, EXAM, AC-POWERED | STRYKER CORP | F 300 | 3000 | 2019-07-23 | 0
TX CHILDRENS | BE00033344 | 11-179503 | DISPLAY, FLAT PANEL 19 IN. | NATIONAL DISPLAY SYSTEMS (NDS) | V3C-SX19-R110 | 3000 | 2011-09-28 | 0
TX CHILDRENS | BE00107543 | 19345 | LIGHT, EXAM, AC-POWERED | STRYKER CORP | F 300 | 3000 | 2019-07-23 | 0
TX CHILDRENS | BE00107474 | 18323 | LIGHT, EXAM, AC-POWERED | STRYKER CORP | F 300 | 3000 | 2019-07-23 | 0
TX CHILDRENS | BE00129295 | WN5793 | SURGICAL CAMERA & ACCESSORIES | KARL STORZ ENDOSCOPY-AMERICA INC | 202903 20 | 3000 | 2024-12-13 | 0
TX CHILDRENS | BE00062587 | 7544 | COOLER, SAMPLE, ELECTRIC | AB SCIEX LLC | MC04-01 | 3000 | 2016-02-03 | 0
TX CHILDRENS | BE00065874 | 28E14593 | CV BYPASS DC/DC MODULE | SORIN GROUP USA INC | 28-98-20 | 3000 | 2016-10-18 | 0
TX CHILDRENS | BE00107498 | 18302 | LIGHT, EXAM, AC-POWERED | STRYKER CORP | F 300 | 3000 | 2019-07-23 | 0
TX CHILDRENS | BE00108337 | 18626 | LIGHT, EXAM, AC-POWERED | STRYKER CORP | F 300 | 3000 | 2019-07-23 | 0
TX CHILDRENS | HTMUS-1263350WX9 | 1263350WX9 | PROBE, CURVED LINEAR - LINEAR | GE Precision Healthcare LLC | 4C-RS | 3000 | 2024-08-16 | 0
TX CHILDRENS | BE00108389 | 18204 | LIGHT, EXAM, AC-POWERED | STRYKER CORP | F 300 | 3000 | 2019-07-23 | 0
TX CHILDRENS | BE00108364 | 18628 | LIGHT, EXAM, AC-POWERED | STRYKER CORP | F 300 | 3000 | 2019-07-23 | 0
TX CHILDRENS | BE00107495 | 18301 | LIGHT, EXAM, AC-POWERED | STRYKER CORP | F 300 | 3000 | 2019-07-23 | 0
TX CHILDRENS | BE00108431 | 17648 | LIGHT, EXAM, AC-POWERED | STRYKER CORP | F 300 | 3000 | 2019-07-23 | 0
TX CHILDRENS | HTMUS-1264572WX7 | 1264572WX7 | PROBE, CURVED LINEAR - LINEAR | GE Precision Healthcare LLC | 4C-RS | 3000 | 2024-08-16 | 0
TX CHILDRENS | BE00108413 | 17657 | LIGHT, EXAM, AC-POWERED | STRYKER CORP | F 300 | 3000 | 2019-07-23 | 0
TX CHILDRENS | BE00101659 | 17341445 | IMMERSION HYDROBATH | WHITEHALL ELEC. MEDICAL CO. | AW-607 | 3000 | 2024-05-31 | 0
TX CHILDRENS | KN214403 | 1118273549 | SCALE | METTLER | AT261 | 3000 | 2003-08-18 | 0
TX CHILDRENS | BE00062425 | 14110079 | VIDEO GAME / GAME CENTER | NINTENDO OF NORTH AMERICA | SFC-WUP-001 | 3000 | 2015-12-23 | 0
TX CHILDRENS | BE00058669 | NONE | EXERCISE EQUIP, NON-POWERED | FREEMOTION FITNESS | DUAL CABLE CROSS | 3000 | 2014-10-31 | 0
TX CHILDRENS | BE00118181 | CT063659 | DNA THERMAL CYCLER | BIO RAD LABORATORIES INC | C1000 TOUCH | 3000 | 2023-12-19 | 0
TX CHILDRENS | BE00065476 | C4P5S20140925 | THERAPEUTIC TREATMENT BED | NEXSTIM INC | COMFORT 4 PLUS | 3000 | 2016-08-02 | 0
TX CHILDRENS | HTMUS-941537WX3 | 941537WX3 | PROBE, ENDO | GE Precision Healthcare LLC | E8C-RS | 3000 | 2024-11-04 | 0
TX CHILDRENS | BE00107522 | 18322 | LIGHT, EXAM, AC-POWERED | STRYKER CORP | F 300 | 3000 | 2019-07-23 | 0
TX CHILDRENS | THI002037 | 60E3637 | CONTROL MODULE/PANEL | LIVANOVA USA INC | CP5 DRIVE UNIT | 3000 | 2023-07-27 | 0
TX CHILDRENS | KN232144 | C30284 | AUDIOMETER | WELCH ALLYN INC | AM232 | 3000 | 2009-10-01 | 0
TX CHILDRENS | BE00064432 | 2845007 | SAFETY ANALYZER | Fluke Electronics Corporation | ESA612 | 3000 | 2015-06-25 | 0
TX CHILDRENS | BE00107504 | 18299 | LIGHT, EXAM, AC-POWERED | STRYKER CORP | F 300 | 3000 | 2019-07-23 | 0
TX CHILDRENS | BE00107528 | 15238 | LIGHT, EXAM, AC-POWERED | STRYKER CORP | F 300 | 3000 | 2019-07-23 | 0
TX CHILDRENS | BE00108497 | 17685 | LIGHT, EXAM, AC-POWERED | STRYKER CORP | F 300 | 3000 | 2019-07-23 | 0
TX CHILDRENS | BE00103789 | 15997 | LIGHT, EXAM, AC-POWERED | STRYKER CORP | F 300 | 3000 | 2019-07-23 | 0
TX CHILDRENS | KN202284 | 8C14798 | MICROSCOPE | OLYMPUS AMERICA INC | BX60F5 | 3000 | 2007-03-09 | 0
TX CHILDRENS | BE00065896 | 28E14598 | CV BYPASS DC/DC MODULE | SORIN GROUP USA INC | 28-98-20 | 3000 | 2016-10-18 | 0
TX CHILDRENS | HTMUS-231013WX4 | 231013WX4 | PROBE, CURVED LINEAR - LINEAR | GE Precision Healthcare LLC | 4C-RS | 3000 | 2023-04-17 | 0
TX CHILDRENS | HTMUS-100089 | 100089 | PROBE, TEE | GE Precision Healthcare LLC | 10T-D | 3000 | 2023-03-24 | 0
TX CHILDRENS | BE00119712 | V2214322SX | TOURNIQUET,COMPRES LIMB SLEEVE | COVIDIEN LP | SCD 700 | 3000 | 2024-04-04 | 0
TX CHILDRENS | HTMUS-1273526WX2 | 1273526WX2 | PROBE, CURVED LINEAR - LINEAR | GE Precision Healthcare LLC | 4C-RS | 3000 | 2024-08-16 | 0
TX CHILDRENS | BE00108443 | 17656 | LIGHT, EXAM, AC-POWERED | STRYKER CORP | F 300 | 3000 | 2019-07-23 | 0
TX CHILDRENS | BE00108509 | 17681 | LIGHT, EXAM, AC-POWERED | STRYKER CORP | F 300 | 3000 | 2019-07-23 | 0
TX CHILDRENS | BE00108434 | 17659 | LIGHT, EXAM, AC-POWERED | STRYKER CORP | F 300 | 3000 | 2019-07-23 | 0
TX CHILDRENS | KN211826 | 6240 | INTRACRANIAL PRESSURE MONITOR | CODMAN & SHURTLEFF (J & J) | 82-6634 | 3000 | 2005-03-31 | 0
TX CHILDRENS | BE00065873 | 28E24624 | CV BYPASS UPS MODULE | SORIN GROUP USA INC | 28-98-80 | 3000 | 2016-10-18 | 0
TX CHILDRENS | BE00058739 | LU352115209 | VIDEO GAME / GAME CENTER | NINTENDO OF NORTH AMERICA | RVL-001 | 3000 | 2014-04-18 | 0
TX CHILDRENS | HTMUS-237035WX1 | 237035WX1 | PROBE, CURVED LINEAR - LINEAR | GE Precision Healthcare LLC | 4C-RS | 3000 | 2025-08-06 | 0
TX CHILDRENS | HTMUS-296387WX4 | 296387WX4 | PROBE, ENDO | GE Precision Healthcare LLC | E8C-RS | 3000 | 2024-11-04 | 0
TX CHILDRENS | KN200483 | 003686 | UTILITY CART | SMR | S160000D | 3000 | 2000-09-08 | 0
TX CHILDRENS | 13590 | 3434338M | OSCILLOSCOPE | SENCORE | SC61 | 3000 | 1984-01-01 | 0
TX CHILDRENS | HTMUS-F01NNF | F01NNF | PROBE, TEE | Philips North America LLC | S7-3T | 3000 | 2023-03-24 | 0
TX CHILDRENS | BE00108358 | 18627 | LIGHT, EXAM, AC-POWERED | STRYKER CORP | F 300 | 3000 | 2019-07-23 | 0
TX CHILDRENS | BE00107540 | 18858 | LIGHT, EXAM, AC-POWERED | STRYKER CORP | F 300 | 3000 | 2019-07-23 | 0
TX CHILDRENS | BE00065852 | 28E14599 | CV BYPASS DC/DC MODULE | SORIN GROUP USA INC | 28-98-20 | 3000 | 2016-10-18 | 0
TX CHILDRENS | BE00107465 | 18318 | LIGHT, EXAM, AC-POWERED | STRYKER CORP | F 300 | 3000 | 2019-07-23 | 0
TX CHILDRENS | BE00108449 | 18193 | LIGHT, EXAM, AC-POWERED | STRYKER CORP | F 300 | 3000 | 2019-07-23 | 0
TX CHILDRENS | BE00108527 | 15998 | LIGHT, EXAM, AC-POWERED | STRYKER CORP | F 300 | 3000 | 2019-07-23 | 0
TX CHILDRENS | BE00109909 | OS11827 | LIGHT SOURCE | KARL STORZ ENDOSCOPY-AMERICA INC | 20161401-1 | 3000 | 2019-11-11 | 0
TX CHILDRENS | BE00109131 | 18636 | LIGHT, EXAM, AC-POWERED | STRYKER CORP | F 300 | 3000 | 2019-07-23 | 0
TX CHILDRENS | BE00113957 | 300-02459 | LIGHT SOURCE | MEDTRONIC, INC. | XLS-300 | 3000 | 2021-09-27 | 0
TX CHILDRENS | BE00108317 | 18631 | LIGHT, EXAM, AC-POWERED | STRYKER CORP | F 300 | 3000 | 2019-07-23 | 0
TX CHILDRENS | BE00107471 | 18306 | LIGHT, EXAM, AC-POWERED | STRYKER CORP | F 300 | 3000 | 2019-07-23 | 0
TX CHILDRENS | BE00127269 | (21)23080667 | CARDIAC TRIGGER MONITOR | IVY BIOMEDICAL SYSTEMS, INC | 7600 | 3000 | 2024-01-02 | 0
TX CHILDRENS | KN199235 | 5002-3839 | SCALE, PATIENT STAND-ON | SCALETRONIX, INC. (subsidiary of WELCH-ALLYN) | 5002 | 3000 | 2000-12-01 | 0
TX CHILDRENS | BE00108361 | 18198 | LIGHT, EXAM, AC-POWERED | STRYKER CORP | F 300 | 3000 | 2019-07-23 | 0
TX CHILDRENS | BE00113992 | V2003528SX | TOURNIQUET,COMPRES LIMB SLEEVE | COVIDIEN LP | SCD 700 | 3000 | 2021-09-28 | 0
TX CHILDRENS | BE00126992 | 23020109 | VIDEO GAME / GAME CENTER | NINTENDO OF NORTH AMERICA | SFC-RVL-001 | 3000 | 2023-12-20 | 0
TX CHILDRENS | BE00120204 | NONE | CENTRIFUGAL HAND CRANK - ECMO | SPECTRUM MEDICAL INC | 52-000027-00 | 3000 | 2024-05-10 | 0
TX CHILDRENS | BE00084874 | BO17859E11 | VACCUM PUMP | SORIN GROUP USA INC | XVAC | 3000 | 2016-11-17 | 0
TX CHILDRENS | KN7000125 | 173081 | MICROSCOPE | NIKON INSTRUMENT INC | YS2T | 3000 | 1996-08-01 | 0
TX CHILDRENS | BE00108410 | 17663 | LIGHT, EXAM, AC-POWERED | STRYKER CORP | F 300 | 3000 | 2019-07-23 | 0
TX CHILDRENS | BE00065918 | 28E14602 | CV BYPASS DC/DC MODULE | SORIN GROUP USA INC | 28-98-20 | 3000 | 2016-10-18 | 0
TX CHILDRENS | BE00107558 | 18861 | LIGHT, EXAM, AC-POWERED | STRYKER CORP | F 300 | 3000 | 2019-07-23 | 0
TX CHILDRENS | BE00129296 | WN5797 | SURGICAL CAMERA & ACCESSORIES | KARL STORZ ENDOSCOPY-AMERICA INC | 202903 20 | 3000 | 2024-12-13 | 0
TX CHILDRENS | HTMUS-1263207WX1 | 1263207WX1 | PROBE, CURVED LINEAR - LINEAR | GE Precision Healthcare LLC | 4C-RS | 3000 | 2024-08-16 | 0
TX CHILDRENS | BE00102388 | 92301 | CABINET, PROBE | SOLAIRE MEDICAL STORAGE LLC | 3800VA | 3000 | 2020-12-01 | 0
TX CHILDRENS | BE00108545 | 15994 | LIGHT, EXAM, AC-POWERED | STRYKER CORP | F 300 | 3000 | 2019-07-23 | 0
TX CHILDRENS | BE00107462 | 18303 | LIGHT, EXAM, AC-POWERED | STRYKER CORP | F 300 | 3000 | 2019-07-23 | 0
TX CHILDRENS | BE00129298 | WN5808 | SURGICAL CAMERA & ACCESSORIES | KARL STORZ ENDOSCOPY-AMERICA INC | 202903 20 | 3000 | 2024-12-13 | 0
TX CHILDRENS | BE00060952 | 12080436 | VIDEO GAME / GAME CENTER | NINTENDO OF NORTH AMERICA | SFC-RVL-001 | 3000 | 2015-10-22 | 0
TX CHILDRENS | HTMUS-529636WX3 | 529636WX3 | PROBE, ENDO | GE Precision Healthcare LLC | E8C-RS | 3000 | 2024-11-04 | 0
TX CHILDRENS | HTMUS-259970WX2 | 259970WX2 | PROBE, CURVED LINEAR - LINEAR | GE Precision Healthcare LLC | 4C-RS | 3000 | 2025-08-06 | 0
TX CHILDRENS | BE00109346 | 18969 | LIGHT, EXAM, AC-POWERED | STRYKER CORP | F 300 | 3000 | 2019-07-23 | 0
TX CHILDRENS | BE00107492 | 18319 | LIGHT, EXAM, AC-POWERED | STRYKER CORP | F 300 | 3000 | 2019-07-23 | 0
TX CHILDRENS | BE00108425 | 17661 | LIGHT, EXAM, AC-POWERED | STRYKER CORP | F 300 | 3000 | 2019-07-23 | 0
TX CHILDRENS | BE00114496 | 92934 | CABINET, PROBE | SOLAIRE MEDICAL STORAGE LLC | 3800VA | 3000 | 2020-12-01 | 0
TX CHILDRENS | HTMUS-203901WX4 | 203901WX4 | PROBE, CURVED LINEAR - LINEAR | GE Precision Healthcare LLC | 4C-RS | 3000 | 2023-04-10 | 0
TX CHILDRENS | BE00119675 | US030291 | BEREAVEMENT CRADLE | CUDDLECOT | CC0104 | 3000 | 2024-08-21 | 0
TX CHILDRENS | BE00107531 | 18815 | LIGHT, EXAM, AC-POWERED | STRYKER CORP | F 300 | 3000 | 2019-07-23 | 0
TX CHILDRENS | BE00119713 | V2214331SX | TOURNIQUET,COMPRES LIMB SLEEVE | COVIDIEN LP | SCD 700 | 3000 | 2024-04-04 | 0
TX CHILDRENS | BE00114369 | 17090045 | CARDIAC TRIGGER MONITOR | IVY BIOMEDICAL SYSTEMS, INC | 7600 | 3000 | 2017-12-12 | 0
TX CHILDRENS | BE00108521 | 15989 | LIGHT, EXAM, AC-POWERED | STRYKER CORP | F 300 | 3000 | 2019-07-23 | 0
TX CHILDRENS | HTMUS-B3QBWW | B3QBWW | PROBE, TEE | Philips North America LLC | S7-3T | 3000 | 2023-03-24 | 0
TX CHILDRENS | BE00064421 | 14110086 | VIDEO GAME / GAME CENTER | NINTENDO OF NORTH AMERICA | SFC-WUP-001 | 3000 | 2016-06-22 | 0
TX CHILDRENS | BE00108350 | 18641 | LIGHT, EXAM, AC-POWERED | STRYKER CORP | F 300 | 3000 | 2019-07-23 | 0
TX CHILDRENS | BE00102390 | 92299 | CABINET, PROBE | SOLAIRE MEDICAL STORAGE LLC | 3800VA | 3000 | 2020-12-01 | 0
TX CHILDRENS | BE00107459 | 18320 | LIGHT, EXAM, AC-POWERED | STRYKER CORP | F 300 | 3000 | 2019-07-23 | 0
TX CHILDRENS | BE00114001 | V2003445SX | TOURNIQUET,COMPRES LIMB SLEEVE | COVIDIEN LP | SCD 700 | 3000 | 2021-09-28 | 0
TX CHILDRENS | BE00114002 | V2003495SX | TOURNIQUET,COMPRES LIMB SLEEVE | COVIDIEN LP | SCD 700 | 3000 | 2021-09-28 | 0
TX CHILDRENS | BE00108491 | 17675 | LIGHT, EXAM, AC-POWERED | STRYKER CORP | F 300 | 3000 | 2019-07-23 | 0
TX CHILDRENS | BE00107477 | 18315 | LIGHT, EXAM, AC-POWERED | STRYKER CORP | F 300 | 3000 | 2019-07-23 | 0
TX CHILDRENS | BE00061579 | 12080248 | VIDEO GAME / GAME CENTER | NINTENDO OF NORTH AMERICA | SFC-RVL-001 | 3000 | 2015-08-11 | 0
TX CHILDRENS | BE00063427 | (21)16100071 | CARDIAC TRIGGER MONITOR | IVY BIOMEDICAL SYSTEMS, INC | 7800 | 3000 | 2020-11-10 | 0
TX CHILDRENS | BE00118731 | NONE | CENTRIFUGAL HAND CRANK - ECMO | SPECTRUM MEDICAL INC | 52-000027-00 | 3000 | 2024-02-02 | 0
TX CHILDRENS | BE00113999 | V2003453SX | TOURNIQUET,COMPRES LIMB SLEEVE | COVIDIEN LP | SCD 700 | 3000 | 2021-09-28 | 0
TX CHILDRENS | BE00108370 | 18630 | LIGHT, EXAM, AC-POWERED | STRYKER CORP | F 300 | 3000 | 2019-07-23 | 0
TX CHILDRENS | BE00113926 | V1963497SX | TOURNIQUET,COMPRES LIMB SLEEVE | COVIDIEN LP | SCD 700 | 3000 | 2021-09-28 | 0
TX CHILDRENS | HTMUS-419010WX4 | 419010WX4 | PROBE, PHASED ARRAY | GE Precision Healthcare LLC | 3S-SC | 3000 | 2023-03-09 | 0
TX CHILDRENS | BE00113998 | V2003519SX | TOURNIQUET,COMPRES LIMB SLEEVE | COVIDIEN LP | SCD 700 | 3000 | 2021-09-28 | 0
TX CHILDRENS | BE00113928 | V2003517SX | TOURNIQUET,COMPRES LIMB SLEEVE | COVIDIEN LP | SCD 700 | 3000 | 2021-09-28 | 0
TX CHILDRENS | BE00108437 | 17655 | LIGHT, EXAM, AC-POWERED | STRYKER CORP | F 300 | 3000 | 2019-07-23 | 0
TX CHILDRENS | BE00108559 | 17672 | LIGHT, EXAM, AC-POWERED | STRYKER CORP | F 300 | 3000 | 2019-07-23 | 0
TX CHILDRENS | BE00107510 | 18854 | LIGHT, EXAM, AC-POWERED | STRYKER CORP | F 300 | 3000 | 2019-07-23 | 0
TX CHILDRENS | BE00108353 | 18196 | LIGHT, EXAM, AC-POWERED | STRYKER CORP | F 300 | 3000 | 2019-07-23 | 0
TX CHILDRENS | BE00082628 | 01S00005 | SPIROMETER | JAEGER MEDICAL INSTRUMENTS | MS-PNEUMO | 3000 | 2017-05-17 | 0
TX CHILDRENS | HTMUS-1063244WX6 | 1063244WX6 | PROBE, CURVED LINEAR - LINEAR | GE Precision Healthcare LLC | 4C-RS | 3000 | 2023-08-10 | 0
TX CHILDRENS | BE00114004 | V2003480SX | TOURNIQUET,COMPRES LIMB SLEEVE | COVIDIEN LP | SCD 700 | 3000 | 2021-09-28 | 0
TX CHILDRENS | BE00107483 | 18321 | LIGHT, EXAM, AC-POWERED | STRYKER CORP | F 300 | 3000 | 2019-07-23 | 0
TX CHILDRENS | BE00107507 | 18312 | LIGHT, EXAM, AC-POWERED | STRYKER CORP | F 300 | 3000 | 2019-07-23 | 0
TX CHILDRENS | BE00117577 | NONE | CENTRIFUGAL HAND CRANK - ECMO | SPECTRUM MEDICAL INC | 52-000027-00 | 3000 | 2023-07-07 | 0
TX CHILDRENS | BE00108518 | 15992 | LIGHT, EXAM, AC-POWERED | STRYKER CORP | F 300 | 3000 | 2019-07-23 | 0
TX CHILDRENS | BE00118716 | NONE | CENTRIFUGAL HAND CRANK - ECMO | SPECTRUM MEDICAL INC | 52-000027-00 | 3000 | 2024-02-02 | 0
TX CHILDRENS | THI002041 | 28E49139 | CONTROL MODULE/PANEL | LIVANOVA USA INC | DISPLAY CONTROL PANEL | 3000 | 2023-07-27 | 0
TX CHILDRENS | BE00108325 | 18633 | LIGHT, EXAM, AC-POWERED | STRYKER CORP | F 300 | 3000 | 2019-07-23 | 0
TX CHILDRENS | BE00035319 | 357908 | MICROSCOPE ACCESSORIES | LEICA MICROSYSTEMS INC | EL6000 | 3000 | 2013-07-09 | 0
TX CHILDRENS | BE00109138 | 15985 | LIGHT, EXAM, AC-POWERED | STRYKER CORP | F 300 | 3000 | 2019-07-23 | 0
TX CHILDRENS | HTMUS-941556WX3 | 941556WX3 | PROBE, ENDO | GE Precision Healthcare LLC | E8C-RS | 3000 | 2024-11-04 | 0
TX CHILDRENS | HTMFS-A113474 | A113474 | PROBE, ENDO | PENTAX PRECISION INSTRUMENT CORP | EG-2990l | 3000 | 2023-03-28 | 0
TX CHILDRENS | BE00060537 | 93201459 | CV BYPASS ACCESSORY EQUIPMENT | JOSTRA / MAQUET | 962301 | 3000 | 2014-11-04 | 0
TX CHILDRENS | BE00107519 | 18817 | LIGHT, EXAM, AC-POWERED | STRYKER CORP | F 300 | 3000 | 2019-07-23 | 0
TX CHILDRENS | BE00123212 | US041755 | BEREAVEMENT CRADLE | CUDDLECOT | CC0104 | 3000 | 2025-05-07 | 0
TX CHILDRENS | BE00109172 | 28E26228 | CV BYPASS UPS MODULE | SORIN GROUP USA INC | 28-98-80 | 3000 | 2019-06-21 | 0
TX CHILDRENS | HTMUS-254374WX2 | 254374WX2 | PROBE, CURVED LINEAR - LINEAR | GE Precision Healthcare LLC | 4C-RS | 3000 | 2023-04-17 | 0
TX CHILDRENS | BE00107534 | 18864 | LIGHT, EXAM, AC-POWERED | STRYKER CORP | F 300 | 3000 | 2019-07-23 | 0
TX CHILDRENS | 14470 | B024885 | OSCILLOSCOPE | TEKTRONIX (TOLL FREE) | 2445 | 3000 | 1987-10-05 | 0
TX CHILDRENS | BE00085294 | 312636-250 | INCUBATOR CO2 | VWR FUNDING INC | 3074 | 3000 | 2016-09-07 | 0
TX CHILDRENS | HTMUS-674109WX4 | 674109WX4 | PROBE, PHASED ARRAY | GE Precision Healthcare LLC | 3SC-RS | 3000 | 2023-05-01 | 0
TX CHILDRENS | KN226578 | 3110 | ANESTHETIC VAPORIZER | XENOGEN CORPORATION | ISO VAP | 3000 | 2009-02-05 | 0
TX CHILDRENS | HTMFS-A110603 | A110603 | PROBE, ENDO | PENTAX PRECISION INSTRUMENT CORP | EG-2790l | 3000 | 2023-03-28 | 0
TX CHILDRENS | BE00108331 | 18637 | LIGHT, EXAM, AC-POWERED | STRYKER CORP | F 300 | 3000 | 2019-07-23 | 0
TX CHILDRENS | BE00109343 | 18980 | LIGHT, EXAM, AC-POWERED | STRYKER CORP | F 300 | 3000 | 2019-07-23 | 0
TX CHILDRENS | BE00114448 | 92750 | CABINET, PROBE | SOLAIRE MEDICAL STORAGE LLC | 3800DV | 3000 | 2020-12-01 | 0
TX CHILDRENS | KN7001135 | 00335477 | SHAKING INCUBATOR | NEW BRUNSWICK SCIENTIFIC, CO. | INNOVA 4400 | 3000 | 2001-07-06 | 0
TX CHILDRENS | HTMUS-1432906WX4 | 1432906WX4 | PROBE, CURVED LINEAR - LINEAR | GE Precision Healthcare LLC | 4C-RS | 3000 | 2025-08-06 | 0
TX CHILDRENS | BE00108310 | 18629 | LIGHT, EXAM, AC-POWERED | STRYKER CORP | F 300 | 3000 | 2019-07-23 | 0
TX CHILDRENS | BE00108570 | 18649 | LIGHT, EXAM, AC-POWERED | STRYKER CORP | F 300 | 3000 | 2019-07-23 | 0
TX CHILDRENS | HTMUS-F0G3MW | F0G3MW | PROBE, TEE | Philips North America LLC | S7-3T | 3000 | 2026-03-25 | 0
TX CHILDRENS | HTMUS-885706WX2 | 885706WX2 | PROBE, PHASED ARRAY | GE Precision Healthcare LLC | 3SC-RS | 3000 | 2023-05-01 | 0
TX CHILDRENS | BE00103424 | ZS13579 | LIGHT SOURCE | KARL STORZ ENDOSCOPY-AMERICA INC | 201614 20 | 3000 | 2019-03-19 | 0
TX CHILDRENS | HTMUS-F0DC1J | F0DC1J | PROBE, TEE | Philips North America LLC | S7-3T | 3000 | 2023-03-24 | 0
TX CHILDRENS | BE00109358 | 18974 | LIGHT, EXAM, AC-POWERED | STRYKER CORP | F 300 | 3000 | 2019-07-23 | 0
TX CHILDRENS | BE00108347 | 18202 | LIGHT, EXAM, AC-POWERED | STRYKER CORP | F 300 | 3000 | 2019-07-23 | 0
TX CHILDRENS | BE00062423 | 14120007 | VIDEO GAME / GAME CENTER | NINTENDO OF NORTH AMERICA | SFC-WUP-001 | 3000 | 2015-12-23 | 0
TX CHILDRENS | BE00108562 | 17679 | LIGHT, EXAM, AC-POWERED | STRYKER CORP | F 300 | 3000 | 2019-07-23 | 0
TX CHILDRENS | BE00120209 | NONE | CENTRIFUGAL HAND CRANK - ECMO | SPECTRUM MEDICAL INC | 52-000027-00 | 3000 | 2024-05-10 | 0
TX CHILDRENS | BE00117572 | NONE | CENTRIFUGAL HAND CRANK - ECMO | SPECTRUM MEDICAL INC | 52-000027-00 | 3000 | 2023-07-07 | 0
TX CHILDRENS | KN199450 | 003211 | UTILITY CART | SMR | S160000D | 3000 | 1999-04-16 | 0
TX CHILDRENS | BE00114456 | 99144 | CABINET, PROBE | SOLAIRE MEDICAL STORAGE LLC | 3800CM | 3000 | 2020-12-01 | 0
TX CHILDRENS | BE00108392 | 18211 | LIGHT, EXAM, AC-POWERED | STRYKER CORP | F 300 | 3000 | 2019-07-23 | 0
TX CHILDRENS | BE00107549 | 18855 | LIGHT, EXAM, AC-POWERED | STRYKER CORP | F 300 | 3000 | 2019-07-23 | 0
TX CHILDRENS | KN197768 | 2002-0406 | SCALE, SLING / BED | SCALETRONIX, INC. (subsidiary of WELCH-ALLYN) | 2002 | 3000 | 1997-03-05 | 0
TX CHILDRENS | BE00109128 | 18646 | LIGHT, EXAM, AC-POWERED | STRYKER CORP | F 300 | 3000 | 2019-07-23 | 0
TX CHILDRENS | BE00108305 | 18207 | LIGHT, EXAM, AC-POWERED | STRYKER CORP | F 300 | 3000 | 2019-07-23 | 0
TX CHILDRENS | BE00066069 | 14120192 | VIDEO GAME / GAME CENTER | NINTENDO OF NORTH AMERICA | SFC-RVL-001 | 3000 | 2016-12-16 | 0
TX CHILDRENS | HTMUS-1273117WX0 | 1273122WX0 | PROBE, CURVED LINEAR - LINEAR | GE Precision Healthcare LLC | 4C-RS | 3000 | 2025-08-06 | 0
TX CHILDRENS | BE00109355 | 18984 | LIGHT, EXAM, AC-POWERED | STRYKER CORP | F 300 | 3000 | 2019-07-23 | 0
TX CHILDRENS | BE00108515 | 15991 | LIGHT, EXAM, AC-POWERED | STRYKER CORP | F 300 | 3000 | 2019-07-23 | 0
TX CHILDRENS | BE00062484 | G7GM4GE1407GA012 | EXERCISE EQUIP, NON-POWERED | MATRIX, INC | G7-S709 | 3000 | 2014-12-02 | 0
TX CHILDRENS | BE00109361 | 18976 | LIGHT, EXAM, AC-POWERED | STRYKER CORP | F 300 | 3000 | 2019-07-23 | 0
TX CHILDRENS | FA55567 | 1121 | PACEMAKER, EXTERNAL | MICROPACE EP INC | EPS320 | 3000 | 2017-05-11 | 0
TX CHILDRENS | BE00108539 | 15996 | LIGHT, EXAM, AC-POWERED | STRYKER CORP | F 300 | 3000 | 2019-07-23 | 0
TX CHILDRENS | BE00108398 | 18203 | LIGHT, EXAM, AC-POWERED | STRYKER CORP | F 300 | 3000 | 2019-07-23 | 0
TX CHILDRENS | BE00107552 | 18812 | LIGHT, EXAM, AC-POWERED | STRYKER CORP | F 300 | 3000 | 2019-07-23 | 0
TX CHILDRENS | BE00110451 | 02015843 | LIGHT, EXAM, AC-POWERED | STRYKER CORP | F 300 | 3000 | 2019-06-28 | 0
TX CHILDRENS | BE00108422 | 17665 | LIGHT, EXAM, AC-POWERED | STRYKER CORP | F 300 | 3000 | 2019-07-23 | 0
TX CHILDRENS | HTMUS-796653WX4 | 796653WX4 | PROBE, CURVED LINEAR - LINEAR | GE Precision Healthcare LLC | 4C-RS | 3000 | 2023-04-10 | 0
TX CHILDRENS | BE00109135 | 18205 | LIGHT, EXAM, AC-POWERED | STRYKER CORP | F 300 | 3000 | 2019-07-23 | 0
TX CHILDRENS | BE00108314 | 18643 | LIGHT, EXAM, AC-POWERED | STRYKER CORP | F 300 | 3000 | 2019-07-23 | 0
TX CHILDRENS | BE00115774 | W2004612 | RESPIRATORY GATING SYSTEM | ANZAI MEDICAL CO | AZ-733VI | 3000 | 2021-09-23 | 0
TX CHILDRENS | BE00112330 | VYGM3111710001 | EXERCISE EQUIP, NON-POWERED | MATRIX, INC | VY-6003-02 | 3000 | 2019-10-31 | 0
TX CHILDRENS | HTMUS-1273122WX0 | 1273122WX0 | PROBE, CURVED LINEAR - LINEAR | GE Precision Healthcare LLC | 4C-RS | 3000 | 2025-08-06 | 0
TX CHILDRENS | BE00113989 | V1963478SX | TOURNIQUET,COMPRES LIMB SLEEVE | COVIDIEN LP | SCD 700 | 3000 | 2021-09-28 | 0
TX CHILDRENS | BE00108755 | PS11926 | LIGHT SOURCE | KARL STORZ ENDOSCOPY-AMERICA INC | 20161401-1 | 3000 | 2019-05-02 | 0
TX CHILDRENS | HTMUS-258494WX4 | 258494WX4 | PROBE, CURVED LINEAR - LINEAR | GE Precision Healthcare LLC | 4C-RS | 3000 | 2025-08-06 | 0
TX CHILDRENS | BE00115983 | 91758 | THERAPEUTIC TREATMENT BED | Armedica | AM-368 | 3000 | 2022-11-04 | 0
TX CHILDRENS | KN139514 | US04772091 | COMPUTER & PERIPHERALS | HEWLETT PACKARD | KAYAK XM600 | 3000 | 2001-12-27 | 0
TX CHILDRENS | BE00107564 | 18863 | LIGHT, EXAM, AC-POWERED | STRYKER CORP | F 300 | 3000 | 2019-07-23 | 0
TX CHILDRENS | KN7001136 | 991234208 | SHAKING INCUBATOR | NEW BRUNSWICK SCIENTIFIC, CO. | INNOVA 4400 | 3000 | 2001-07-06 | 0
TX CHILDRENS | BE00108503 | 17684 | LIGHT, EXAM, AC-POWERED | STRYKER CORP | F 300 | 3000 | 2019-07-23 | 0
TX CHILDRENS | HTMFS-A110630 | A110630 | PROBE, ENDO | PENTAX PRECISION INSTRUMENT CORP | EC-2990LI | 3000 | 2023-03-28 | 0
TX CHILDRENS | BE00109349 | 18977 | LIGHT, EXAM, AC-POWERED | STRYKER CORP | F 300 | 3000 | 2019-07-23 | 0
TX CHILDRENS | BE00108340 | 18197 | LIGHT, EXAM, AC-POWERED | STRYKER CORP | F 300 | 3000 | 2019-07-23 | 0
TX CHILDRENS | BE00107489 | 18316 | LIGHT, EXAM, AC-POWERED | STRYKER CORP | F 300 | 3000 | 2019-07-23 | 0
TX CHILDRENS | KN213110 | 2205 | SCALE, PATIENT | OLYMPIC MEDICAL | 56350 | 3000 | 2001-05-02 | 0
TX CHILDRENS | 10275 | 1652A03733 | TEST EQUIPMENT,NON-PATIENT | HEWLETT PACKARD | 17108 | 3000 | 1981-10-31 | 0
TX CHILDRENS | HTMUS-1263367WX3 | 1263367WX3 | PROBE, CURVED LINEAR - LINEAR | GE Precision Healthcare LLC | 4C-RS | 3000 | 2024-08-16 | 0
TX CHILDRENS | HTMUS-293855WX3 | 293855WX3 | PROBE, CURVED LINEAR - LINEAR | GE Precision Healthcare LLC | 4C-RS | 3000 | 2024-11-04 | 0
TX CHILDRENS | BE00062588 | 7541 | COOLER, SAMPLE, ELECTRIC | AB SCIEX LLC | MC04-01 | 3000 | 2016-02-03 | 0
TX CHILDRENS | BE00084873 | BO17907F11 | VACCUM PUMP | SORIN GROUP USA INC | XVAC | 3000 | 2016-11-17 | 0
TX CHILDRENS | BE00108383 | 18199 | LIGHT, EXAM, AC-POWERED | STRYKER CORP | F 300 | 3000 | 2019-07-23 | 0
TX CHILDRENS | 14477 | B024884 | OSCILLOSCOPE | TEKTRONIX (TOLL FREE) | 2445 | 3000 | 1987-10-05 | 0
TX CHILDRENS | BE00108550 | 15977 | LIGHT, EXAM, AC-POWERED | STRYKER CORP | F 300 | 3000 | 2019-07-23 | 0
TX CHILDRENS | BE00112932 | 32181 | CABINET, PROBE | SOLAIRE MEDICAL STORAGE LLC | 3800VA | 3000 | 2020-12-02 | 0
TX CHILDRENS | BE00114449 | 93164 | CABINET, PROBE | SOLAIRE MEDICAL STORAGE LLC | 3850VA | 3000 | 2020-12-01 | 0
TX CHILDRENS | BE00119715 | V2214392SX | TOURNIQUET,COMPRES LIMB SLEEVE | COVIDIEN LP | SCD 700 | 3000 | 2024-04-04 | 0
TX CHILDRENS | HTMUS-1263221WX2 | 1263221WX2 | PROBE, CURVED LINEAR - LINEAR | GE Precision Healthcare LLC | 4C-RS | 3000 | 2024-08-16 | 0
TX CHILDRENS | BE00108356 | 18632 | LIGHT, EXAM, AC-POWERED | STRYKER CORP | F 300 | 3000 | 2019-07-23 | 0
TX CHILDRENS | BE00089210 | 90227-100926 | NONINVASIVE BP LOG RECORDER | SPACELABS/ICR | 90227-1 | 2999 | 2017-12-05 | 0
TX CHILDRENS | BE00113622 | AV20210112 | VEIN VIEWER | ACCUVEIN INC | AV500 | 2999 | 2023-05-16 | 0
TX CHILDRENS | BE00089209 | 90227-100919 | NONINVASIVE BP LOG RECORDER | SPACELABS/ICR | 90227-1 | 2999 | 2017-12-05 | 0
TX CHILDRENS | BE00101405 | 90227-005387 | NONINVASIVE BP LOG RECORDER | SPACELABS/ICR | 90227-1 | 2999 | 2018-07-24 | 0
TX CHILDRENS | BE00089211 | 90227-100930 | NONINVASIVE BP LOG RECORDER | SPACELABS/ICR | 90227-1 | 2999 | 2017-12-05 | 0
TX CHILDRENS | BE00089212 | 90227-100933 | NONINVASIVE BP LOG RECORDER | SPACELABS/ICR | 90227-1 | 2999 | 2017-12-05 | 0
TX CHILDRENS | BE00089208 | 90227-100909 | NONINVASIVE BP LOG RECORDER | SPACELABS/ICR | 90227-1 | 2999 | 2017-12-05 | 0
TX CHILDRENS | BE00089207 | 90227-100907 | NONINVASIVE BP LOG RECORDER | SPACELABS/ICR | 90227-1 | 2999 | 2017-12-05 | 0
TX CHILDRENS | BE00118269 | G136-108086 | DENTAL ULTRASONIC SCALER | DENTSPLY SIRONA | CAVITRON PLUS | 2998.79 | 2023-12-12 | 0
TX CHILDRENS | BE00118271 | G136-108095 | DENTAL ULTRASONIC SCALER | DENTSPLY SIRONA | CAVITRON PLUS | 2998.79 | 2023-12-12 | 0
TX CHILDRENS | BE00100459 | 32738 | CONTINUOUS PASSIVE MOTION (CPM) | KINETEC USA INC | SPECTRA | 2996.53 | 2018-05-08 | 0
TX CHILDRENS | BE00057448 | 120418006 | UTILITY CART | LIONVILLE SYSTEMS INC. | 36121 | 2996 | 2012-06-20 | 0
TX CHILDRENS | BE00038718 | 1016971 | PCA INFUSION PUMP | SMITHS MEDICAL ASD INC | SOLIS 2110 | 2995 | 2013-02-09 | 0
TX CHILDRENS | BE00038673 | 1016975 | PCA INFUSION PUMP | SMITHS MEDICAL ASD INC | SOLIS 2110 | 2995 | 2013-02-09 | 0
TX CHILDRENS | BE00038671 | 1013767 | PCA INFUSION PUMP | SMITHS MEDICAL ASD INC | SOLIS 2110 | 2995 | 2013-02-09 | 0
TX CHILDRENS | BE00038713 | 1016963 | PCA INFUSION PUMP | SMITHS MEDICAL ASD INC | SOLIS 2110 | 2995 | 2013-02-09 | 0
TX CHILDRENS | BE00038715 | 1016967 | PCA INFUSION PUMP | SMITHS MEDICAL ASD INC | SOLIS 2110 | 2995 | 2013-02-09 | 0
TX CHILDRENS | BE00038700 | 1016794 | PCA INFUSION PUMP | SMITHS MEDICAL ASD INC | SOLIS 2110 | 2995 | 2013-02-09 | 0
TX CHILDRENS | BE00038695 | 1016748 | PCA INFUSION PUMP | SMITHS MEDICAL ASD INC | SOLIS 2110 | 2995 | 2013-02-09 | 0
TX CHILDRENS | BE00102256 | C1938E3028 | HYSTEROSCOPE (HANDHELD) | COOPERSURGICAL INC | ES9000 | 2995 | 2021-03-02 | 0
TX CHILDRENS | KN203730 | 9C117428 | DOCUMENT CAMERA | CANON | RE-350 | 2995 | 2001-11-01 | 0
TX CHILDRENS | BE00038674 | 1016976 | PCA INFUSION PUMP | SMITHS MEDICAL ASD INC | SOLIS 2110 | 2995 | 2013-02-09 | 0
TX CHILDRENS | BE00038692 | 1016727 | PCA INFUSION PUMP | SMITHS MEDICAL ASD INC | SOLIS 2110 | 2995 | 2013-02-09 | 0
TX CHILDRENS | BE00038719 | 1016972 | PCA INFUSION PUMP | SMITHS MEDICAL ASD INC | SOLIS 2110 | 2995 | 2013-02-09 | 0
TX CHILDRENS | BE00057511 | 1016986 | PCA INFUSION PUMP | SMITHS MEDICAL ASD INC | SOLIS 2110 | 2995 | 2013-02-09 | 0
TX CHILDRENS | BE00038716 | 1016968 | PCA INFUSION PUMP | SMITHS MEDICAL ASD INC | SOLIS 2110 | 2995 | 2013-02-09 | 0
TX CHILDRENS | BE00062943 | 15A0614 | TONOMETER | ACCUTOME INC | PACHPEN24-5100 | 2995 | 2015-02-05 | 0
TX CHILDRENS | BE00038688 | 1016663 | PCA INFUSION PUMP | SMITHS MEDICAL ASD INC | SOLIS 2110 | 2995 | 2013-02-09 | 0
TX CHILDRENS | BE00038701 | 1016832 | PCA INFUSION PUMP | SMITHS MEDICAL ASD INC | SOLIS 2110 | 2995 | 2013-02-09 | 0
TX CHILDRENS | BE00038678 | 1016981 | PCA INFUSION PUMP | SMITHS MEDICAL ASD INC | SOLIS 2110 | 2995 | 2013-02-09 | 0
TX CHILDRENS | BE00038702 | 1016892 | PCA INFUSION PUMP | SMITHS MEDICAL ASD INC | SOLIS 2110 | 2995 | 2013-02-09 | 0
TX CHILDRENS | BE00064428 | E159011C | PH METER | SANDHILL SCIENTIFIC INC | Z07-2000B-B | 2995 | 2016-07-28 | 0
TX CHILDRENS | BE00038686 | 1016989 | PCA INFUSION PUMP | SMITHS MEDICAL ASD INC | SOLIS 2110 | 2995 | 2013-02-09 | 0
TX CHILDRENS | BE00038677 | 1016980 | PCA INFUSION PUMP | SMITHS MEDICAL ASD INC | SOLIS 2110 | 2995 | 2013-02-09 | 0
TX CHILDRENS | BE00063306 | 27589-0714 | TONOMETER | REICHERT INC | TONO-PEN XL | 2995 | 2015-10-11 | 0
TX CHILDRENS | BE00038682 | 1016985 | PCA INFUSION PUMP | SMITHS MEDICAL ASD INC | SOLIS 2110 | 2995 | 2013-02-09 | 0
TX CHILDRENS | BE00038685 | 1016987 | PCA INFUSION PUMP | SMITHS MEDICAL ASD INC | SOLIS 2110 | 2995 | 2013-02-09 | 0
TX CHILDRENS | KN204126 | 9C117604 | DOCUMENT CAMERA | CANON | RE-350 | 2995 | 2004-11-18 | 0
TX CHILDRENS | BE00038709 | 1016960 | PCA INFUSION PUMP | SMITHS MEDICAL ASD INC | SOLIS 2110 | 2995 | 2013-02-09 | 0
TX CHILDRENS | BE00038708 | 1016958 | PCA INFUSION PUMP | SMITHS MEDICAL ASD INC | SOLIS 2110 | 2995 | 2013-02-09 | 0
TX CHILDRENS | BE00100479 | 783003 | LENS MEASURING INSTRUMENT | CBD OPHTHALMIC LLC | TL-3000C | 2995 | 2018-05-23 | 0
TX CHILDRENS | KN197260 | SA12930110 | TEST EQUIPMENT,NON-PATIENT | CLINICAL DYNAMICS CORP. | GX-2 SMART ARM | 2995 | 1995-10-21 | 0
TX CHILDRENS | BE00038687 | 1016659 | PCA INFUSION PUMP | SMITHS MEDICAL ASD INC | SOLIS 2110 | 2995 | 2013-02-09 | 0
TX CHILDRENS | BE00038714 | 1016966 | PCA INFUSION PUMP | SMITHS MEDICAL ASD INC | SOLIS 2110 | 2995 | 2013-02-09 | 0
TX CHILDRENS | BE00038711 | 1016962 | PCA INFUSION PUMP | SMITHS MEDICAL ASD INC | SOLIS 2110 | 2995 | 2013-02-09 | 0
TX CHILDRENS | BE00113488 | FE224-0761 | AMPLIFIER | GRANT INSTRUMENTS INC | FE224 | 2995 | 2020-06-05 | 0
TX CHILDRENS | BE00038672 | 1016974 | PCA INFUSION PUMP | SMITHS MEDICAL ASD INC | SOLIS 2110 | 2995 | 2013-02-09 | 0
TX CHILDRENS | BE00038694 | 1016747 | PCA INFUSION PUMP | SMITHS MEDICAL ASD INC | SOLIS 2110 | 2995 | 2013-02-09 | 0
TX CHILDRENS | BE00038675 | 1016977 | PCA INFUSION PUMP | SMITHS MEDICAL ASD INC | SOLIS 2110 | 2995 | 2013-02-09 | 0
TX CHILDRENS | BE00038699 | 1016771 | PCA INFUSION PUMP | SMITHS MEDICAL ASD INC | SOLIS 2110 | 2995 | 2013-02-09 | 0
TX CHILDRENS | BE00038689 | 1016676 | PCA INFUSION PUMP | SMITHS MEDICAL ASD INC | SOLIS 2110 | 2995 | 2013-02-09 | 0
TX CHILDRENS | BE00038684 | 1016988 | PCA INFUSION PUMP | SMITHS MEDICAL ASD INC | SOLIS 2110 | 2995 | 2013-02-09 | 0
TX CHILDRENS | BE00064430 | E159013C | PH METER | SANDHILL SCIENTIFIC INC | Z07-2000B-B | 2995 | 2016-07-28 | 0
TX CHILDRENS | BE00038679 | 1016982 | PCA INFUSION PUMP | SMITHS MEDICAL ASD INC | SOLIS 2110 | 2995 | 2013-02-09 | 0
TX CHILDRENS | BE00038697 | 1016764 | PCA INFUSION PUMP | SMITHS MEDICAL ASD INC | SOLIS 2110 | 2995 | 2013-02-09 | 0
TX CHILDRENS | BE00038703 | 1016914 | PCA INFUSION PUMP | SMITHS MEDICAL ASD INC | SOLIS 2110 | 2995 | 2013-02-09 | 0
TX CHILDRENS | BE00038717 | 1016970 | PCA INFUSION PUMP | SMITHS MEDICAL ASD INC | SOLIS 2110 | 2995 | 2013-02-09 | 0
TX CHILDRENS | BE00064429 | E159012C | PH METER | SANDHILL SCIENTIFIC INC | Z07-2000B-B | 2995 | 2016-07-28 | 0
TX CHILDRENS | BE00038710 | 1016961 | PCA INFUSION PUMP | SMITHS MEDICAL ASD INC | SOLIS 2110 | 2995 | 2013-02-09 | 0
TX CHILDRENS | BE00038696 | 1016757 | PCA INFUSION PUMP | SMITHS MEDICAL ASD INC | SOLIS 2110 | 2995 | 2013-02-09 | 0
TX CHILDRENS | BE00113489 | FE224-0760 | AMPLIFIER | GRANT INSTRUMENTS INC | FE224 | 2995 | 2020-06-05 | 0
TX CHILDRENS | BE00035441 | 120405001 | SHAKING INCUBATOR | VWR FUNDING INC | 12620-946 | 2994 | 2013-11-20 | 0
TX CHILDRENS | BE00084693 | (21)107249161826 | SCALE, PATIENT WHEELCHAIR | SCALETRONIX, INC. (subsidiary of WELCH-ALLYN) | 6202 | 2992.45 | 2018-01-05 | 0
TX CHILDRENS | BE00088130 | (21)107252162125 | SCALE, PATIENT WHEELCHAIR | SCALETRONIX, INC. (subsidiary of WELCH-ALLYN) | 6202 | 2992.45 | 2018-02-12 | 0
TX CHILDRENS | BE00058791 | DC1214050 | LASER - DIODE | DENTSPLY / CAULK / AMD LASERS | PICASSO LITE | 2990 | 2014-05-02 | 0
TX CHILDRENS | BE00014140 | M84568 | SYRINGE INFUSION PUMP | MEDEX (MEDFUSION) | 3500 | 2988.87 | 2012-02-25 | 0
TX CHILDRENS | BE00014214 | M80569 | SYRINGE INFUSION PUMP | MEDEX (MEDFUSION) | 3500 | 2988.87 | 2012-02-25 | 0
TX CHILDRENS | BE00014172 | M83192 | SYRINGE INFUSION PUMP | MEDEX (MEDFUSION) | 3500 | 2988.87 | 2012-02-25 | 0
TX CHILDRENS | BE00014213 | M80578 | SYRINGE INFUSION PUMP | MEDEX (MEDFUSION) | 3500 | 2988.87 | 2012-02-25 | 0
TX CHILDRENS | BE00014158 | M83180 | SYRINGE INFUSION PUMP | MEDEX (MEDFUSION) | 3500 | 2988.87 | 2012-02-25 | 0
TX CHILDRENS | BE00014136 | M83186 | SYRINGE INFUSION PUMP | MEDEX (MEDFUSION) | 3500 | 2988.87 | 2012-02-25 | 0
TX CHILDRENS | BE00014185 | M80576 | SYRINGE INFUSION PUMP | MEDEX (MEDFUSION) | 3500 | 2988.87 | 2012-02-25 | 0
TX CHILDRENS | BE00014188 | M80811 | SYRINGE INFUSION PUMP | MEDEX (MEDFUSION) | 3500 | 2988.87 | 2012-02-25 | 0
TX CHILDRENS | BE00014181 | M83176 | SYRINGE INFUSION PUMP | MEDEX (MEDFUSION) | 3500 | 2988.87 | 2012-02-25 | 0
TX CHILDRENS | BE00014198 | M80818 | SYRINGE INFUSION PUMP | MEDEX (MEDFUSION) | 3500 | 2988.87 | 2012-02-25 | 0
TX CHILDRENS | BE00014217 | M80823 | SYRINGE INFUSION PUMP | MEDEX (MEDFUSION) | 3500 | 2988.87 | 2012-02-25 | 0
TX CHILDRENS | BE00014191 | M80565 | SYRINGE INFUSION PUMP | MEDEX (MEDFUSION) | 3500 | 2988.87 | 2012-02-25 | 0
TX CHILDRENS | BE00014166 | M84573 | SYRINGE INFUSION PUMP | MEDEX (MEDFUSION) | 3500 | 2988.87 | 2012-02-25 | 0
TX CHILDRENS | BE00014200 | M80812 | SYRINGE INFUSION PUMP | MEDEX (MEDFUSION) | 3500 | 2988.87 | 2012-02-25 | 0
TX CHILDRENS | BE00101900 | (21)U107244180599 | SCALE, PATIENT INFANT - PEDI | SCALETRONIX, INC. (subsidiary of WELCH-ALLYN) | 4802D | 2988 | 2019-11-28 | 0
TX CHILDRENS | BE00111425 | 1145410 | PCA INFUSION PUMP | SMITHS MEDICAL ASD INC | SOLIS 2120 | 2983.75 | 2020-08-01 | 0
TX CHILDRENS | BE00111430 | 1145423 | PCA INFUSION PUMP | SMITHS MEDICAL ASD INC | SOLIS 2120 | 2983.75 | 2020-08-01 | 0
TX CHILDRENS | BE00111429 | 1145224 | PCA INFUSION PUMP | SMITHS MEDICAL ASD INC | SOLIS 2120 | 2983.75 | 2020-08-01 | 0
TX CHILDRENS | BE00111426 | 1145392 | PCA INFUSION PUMP | SMITHS MEDICAL ASD INC | SOLIS 2120 | 2983.75 | 2020-08-01 | 0
TX CHILDRENS | BE00111428 | 1145422 | PCA INFUSION PUMP | SMITHS MEDICAL ASD INC | SOLIS 2120 | 2983.75 | 2020-08-01 | 0
TX CHILDRENS | BE00111422 | 1145772 | PCA INFUSION PUMP | SMITHS MEDICAL ASD INC | SOLIS 2120 | 2983.75 | 2020-08-01 | 0
TX CHILDRENS | BE00111421 | 1145846 | PCA INFUSION PUMP | SMITHS MEDICAL ASD INC | SOLIS 2120 | 2983.75 | 2020-08-01 | 0
TX CHILDRENS | BE00111423 | 1145769 | PCA INFUSION PUMP | SMITHS MEDICAL ASD INC | SOLIS 2120 | 2983.75 | 2020-08-01 | 0
TX CHILDRENS | BE00111424 | 1145409 | PCA INFUSION PUMP | SMITHS MEDICAL ASD INC | SOLIS 2120 | 2983.75 | 2020-08-01 | 0
TX CHILDRENS | BE00111427 | 1145484 | PCA INFUSION PUMP | SMITHS MEDICAL ASD INC | SOLIS 2120 | 2983.75 | 2020-08-01 | 0
TX CHILDRENS | BE00058813 | M99476 | SYRINGE INFUSION PUMP | MEDEX (MEDFUSION) | 3500 | 2980 | 2014-04-24 | 0
TX CHILDRENS | BE00109857 | 5702 HJ146093 | CENTRIFUGE | Eppendorf North America Inc | 5702 | 2979.73 | 2019-09-06 | 0
TX CHILDRENS | BE00102566 | 1709M50110446 | CENTRIFUGE | STAT SPIN TECHNOLOGIES | M501-22 | 2978.79 | 2018-11-02 | 0
TX CHILDRENS | BE00102565 | 1709M50110445 | CENTRIFUGE | STAT SPIN TECHNOLOGIES | M501-22 | 2978.79 | 2018-11-02 | 0
TX CHILDRENS | BE00087108 | 102053 | ELECTRONIC METAL LOCATOR | MEDNOVUS | 4000 | 2975 | 2018-02-01 | 0
TX CHILDRENS | BE00036568 | SH611250361SA | NONINVASIVE BP MANAGEMENT SYST | GE - DINAMAP (CRITIKON) | V100 | 2972.64 | 2012-10-20 | 0
TX CHILDRENS | BE00057409 | SH612140114SA | NONINVASIVE BP MANAGEMENT SYST | GE - DINAMAP (CRITIKON) | V100 | 2972.64 | 2014-02-27 | 0
TX CHILDRENS | BE00036571 | SH611250369SA | NONINVASIVE BP MANAGEMENT SYST | GE - DINAMAP (CRITIKON) | V100 | 2972.64 | 2012-10-20 | 0
TX CHILDRENS | BE00036567 | SH611250360SA | NONINVASIVE BP MANAGEMENT SYST | GE - DINAMAP (CRITIKON) | V100 | 2972.64 | 2012-10-20 | 0
TX CHILDRENS | BE00036547 | SH611250317SA | NONINVASIVE BP MANAGEMENT SYST | GE - DINAMAP (CRITIKON) | V100 | 2972.64 | 2012-10-20 | 0
TX CHILDRENS | BE00036544 | SH611250307SA | NONINVASIVE BP MANAGEMENT SYST | GE - DINAMAP (CRITIKON) | V100 | 2972.64 | 2012-10-20 | 0
TX CHILDRENS | BE00036562 | SH611250349SA | NONINVASIVE BP MANAGEMENT SYST | GE - DINAMAP (CRITIKON) | V100 | 2972.64 | 2012-10-20 | 0
TX CHILDRENS | BE00036565 | SH611250355SA | NONINVASIVE BP MANAGEMENT SYST | GE - DINAMAP (CRITIKON) | V100 | 2972.64 | 2012-10-20 | 0
TX CHILDRENS | BE00059487 | SH613430207SA | NONINVASIVE BP MANAGEMENT SYST | GE - DINAMAP (CRITIKON) | V100 | 2972.64 | 2014-06-13 | 0
TX CHILDRENS | BE00036552 | SH611250332SA | NONINVASIVE BP MANAGEMENT SYST | GE - DINAMAP (CRITIKON) | V100 | 2972.64 | 2012-10-20 | 0
TX CHILDRENS | BE00036558 | SH611250339SA | NONINVASIVE BP MANAGEMENT SYST | GE - DINAMAP (CRITIKON) | V100 | 2972.64 | 2012-10-20 | 0
TX CHILDRENS | BE00036574 | SH611260050SA | NONINVASIVE BP MANAGEMENT SYST | GE - DINAMAP (CRITIKON) | V100 | 2972.64 | 2012-10-20 | 0
TX CHILDRENS | BE00036556 | SH611250336SA | NONINVASIVE BP MANAGEMENT SYST | GE - DINAMAP (CRITIKON) | V100 | 2972.64 | 2012-10-20 | 0
TX CHILDRENS | BE00036564 | SH611250351SA | NONINVASIVE BP MANAGEMENT SYST | GE - DINAMAP (CRITIKON) | V100 | 2972.64 | 2012-10-20 | 0
TX CHILDRENS | BE00036555 | SH611250335SA | NONINVASIVE BP MANAGEMENT SYST | GE - DINAMAP (CRITIKON) | V100 | 2972.64 | 2012-10-20 | 0
TX CHILDRENS | BE00057376 | SH612040307SA | NONINVASIVE BP MANAGEMENT SYST | GE - DINAMAP (CRITIKON) | V100 | 2972.64 | 2013-03-08 | 0
TX CHILDRENS | BE00036553 | SH611250333SA | NONINVASIVE BP MANAGEMENT SYST | GE - DINAMAP (CRITIKON) | V100 | 2972.64 | 2012-10-20 | 0
TX CHILDRENS | BE00057405 | SH612140102SA | NONINVASIVE BP MANAGEMENT SYST | GE - DINAMAP (CRITIKON) | V100 | 2972.64 | 2014-02-27 | 0
TX CHILDRENS | BE00057406 | SH612140106SA | NONINVASIVE BP MANAGEMENT SYST | GE - DINAMAP (CRITIKON) | V100 | 2972.64 | 2014-02-27 | 0
TX CHILDRENS | BE00057407 | SH612140107SA | NONINVASIVE BP MANAGEMENT SYST | GE - DINAMAP (CRITIKON) | V100 | 2972.64 | 2014-02-27 | 0
TX CHILDRENS | BE00036541 | SH611250302SA | NONINVASIVE BP MANAGEMENT SYST | GE - DINAMAP (CRITIKON) | V100 | 2972.64 | 2012-10-20 | 0
TX CHILDRENS | BE00036543 | SH611250306SA | NONINVASIVE BP MANAGEMENT SYST | GE - DINAMAP (CRITIKON) | V100 | 2972.64 | 2012-10-20 | 0
TX CHILDRENS | BE00059486 | SH613430236SA | NONINVASIVE BP MANAGEMENT SYST | GE - DINAMAP (CRITIKON) | V100 | 2972.64 | 2014-06-13 | 0
TX CHILDRENS | BE00036563 | SH611250350SA | NONINVASIVE BP MANAGEMENT SYST | GE - DINAMAP (CRITIKON) | V100 | 2972.64 | 2012-10-20 | 0
TX CHILDRENS | BE00036566 | SH611250357SA | NONINVASIVE BP MANAGEMENT SYST | GE - DINAMAP (CRITIKON) | V100 | 2972.64 | 2012-10-20 | 0
TX CHILDRENS | BE00036569 | SH611250365SA | NONINVASIVE BP MANAGEMENT SYST | GE - DINAMAP (CRITIKON) | V100 | 2972.64 | 2012-10-20 | 0
TX CHILDRENS | BE00057408 | SH612140113SA | NONINVASIVE BP MANAGEMENT SYST | GE - DINAMAP (CRITIKON) | V100 | 2972.64 | 2014-02-27 | 0
TX CHILDRENS | BE00036550 | SH611250327SA | NONINVASIVE BP MANAGEMENT SYST | GE - DINAMAP (CRITIKON) | V100 | 2972.64 | 2012-10-20 | 0
TX CHILDRENS | BE00036573 | SH611250039SA | NONINVASIVE BP MANAGEMENT SYST | GE - DINAMAP (CRITIKON) | V100 | 2972.64 | 2012-10-20 | 0
TX CHILDRENS | BE00036548 | SH611250320SA | NONINVASIVE BP MANAGEMENT SYST | GE - DINAMAP (CRITIKON) | V100 | 2972.64 | 2012-10-20 | 0
TX CHILDRENS | BE00036572 | SH611250370SA | NONINVASIVE BP MANAGEMENT SYST | GE - DINAMAP (CRITIKON) | V100 | 2972.64 | 2012-10-20 | 0
TX CHILDRENS | BE00036549 | SH611250321SA | NONINVASIVE BP MANAGEMENT SYST | GE - DINAMAP (CRITIKON) | V100 | 2972.64 | 2012-10-20 | 0
TX CHILDRENS | BE00036551 | SH611250331SA | NONINVASIVE BP MANAGEMENT SYST | GE - DINAMAP (CRITIKON) | V100 | 2972.64 | 2012-10-20 | 0
TX CHILDRENS | BE00036546 | SH611250312SA | NONINVASIVE BP MANAGEMENT SYST | GE - DINAMAP (CRITIKON) | V100 | 2972.64 | 2012-10-20 | 0
TX CHILDRENS | BE00036545 | SH611250310SA | NONINVASIVE BP MANAGEMENT SYST | GE - DINAMAP (CRITIKON) | V100 | 2972.64 | 2012-10-20 | 0
TX CHILDRENS | BE00036561 | SH611250343SA | NONINVASIVE BP MANAGEMENT SYST | GE - DINAMAP (CRITIKON) | V100 | 2972.64 | 2012-10-20 | 0
TX CHILDRENS | BE00036557 | SH611250338SA | NONINVASIVE BP MANAGEMENT SYST | GE - DINAMAP (CRITIKON) | V100 | 2972.64 | 2012-10-20 | 0
TX CHILDRENS | BE00036554 | SH611250334SA | NONINVASIVE BP MANAGEMENT SYST | GE - DINAMAP (CRITIKON) | V100 | 2972.64 | 2012-10-20 | 0
TX CHILDRENS | BE00036559 | SH611250341SA | NONINVASIVE BP MANAGEMENT SYST | GE - DINAMAP (CRITIKON) | V100 | 2972.64 | 2012-10-20 | 0
TX CHILDRENS | BE00057377 | SH612040376SA | NONINVASIVE BP MANAGEMENT SYST | GE - DINAMAP (CRITIKON) | V100 | 2972.64 | 2012-10-20 | 0
TX CHILDRENS | BE00036560 | SH611250342SA | NONINVASIVE BP MANAGEMENT SYST | GE - DINAMAP (CRITIKON) | V100 | 2972.64 | 2012-10-20 | 0
TX CHILDRENS | BE00036570 | SH611250367SA | NONINVASIVE BP MANAGEMENT SYST | GE - DINAMAP (CRITIKON) | V100 | 2972.64 | 2012-10-20 | 0
TX CHILDRENS | BE00036542 | SH611250305SA | NONINVASIVE BP MANAGEMENT SYST | GE - DINAMAP (CRITIKON) | V100 | 2972.64 | 2012-10-20 | 0
TX CHILDRENS | BE00036575 | SH611260063SA | NONINVASIVE BP MANAGEMENT SYST | GE - DINAMAP (CRITIKON) | V100 | 2972.64 | 2012-10-20 | 0
TX CHILDRENS | KN216247 | 2600-3287 | MICROPLATE WASH | AWARENESS TECHNOLOGY INC | STAT FAX 2600 | 2970 | 2005-05-24 | 0
TX CHILDRENS | BE00064598 | SH615191892SA | NONINVASIVE BP MANAGEMENT SYST | GE - DINAMAP (CRITIKON) | V100 | 2969.96 | 2016-06-18 | 0
TX CHILDRENS | BE00063948 | SH615139639SA | NONINVASIVE BP MANAGEMENT SYST | GE - DINAMAP (CRITIKON) | V100 | 2969.96 | 2016-04-01 | 0
TX CHILDRENS | BE00064599 | SH615191890SA | NONINVASIVE BP MANAGEMENT SYST | GE - DINAMAP (CRITIKON) | V100 | 2969.96 | 2016-06-18 | 0
TX CHILDRENS | BE00064600 | SH615191883SA | NONINVASIVE BP MANAGEMENT SYST | GE - DINAMAP (CRITIKON) | V100 | 2969.96 | 2016-06-18 | 0
TX CHILDRENS | BE00064337 | SH615191882SA | NONINVASIVE BP MANAGEMENT SYST | GE - DINAMAP (CRITIKON) | V100 | 2969.96 | 2016-05-31 | 0
TX CHILDRENS | BE00034517 | LG10X18-A264 | TREADMILL AND ACCESSORIES | MOBILITY RESEARCH INC | LITEGAIT 100MX | 2969.04 | 2012-11-15 | 0
TX CHILDRENS | BE00114148 | M116796 | SYRINGE INFUSION PUMP | MEDEX (MEDFUSION) | 3500 | 2968.96 | 2021-09-28 | 0
TX CHILDRENS | BE00114153 | M116787 | SYRINGE INFUSION PUMP | MEDEX (MEDFUSION) | 3500 | 2968.96 | 2021-09-28 | 0
TX CHILDRENS | BE00114147 | M116790 | SYRINGE INFUSION PUMP | MEDEX (MEDFUSION) | 3500 | 2968.96 | 2021-09-28 | 0
TX CHILDRENS | BE00114157 | M116785 | SYRINGE INFUSION PUMP | MEDEX (MEDFUSION) | 3500 | 2968.96 | 2021-09-28 | 0
TX CHILDRENS | BE00114152 | M116793 | SYRINGE INFUSION PUMP | MEDEX (MEDFUSION) | 3500 | 2968.96 | 2021-09-28 | 0
TX CHILDRENS | BE00114154 | M116794 | SYRINGE INFUSION PUMP | MEDEX (MEDFUSION) | 3500 | 2968.96 | 2021-09-28 | 0
TX CHILDRENS | BE00114156 | M116792 | SYRINGE INFUSION PUMP | MEDEX (MEDFUSION) | 3500 | 2968.96 | 2021-09-28 | 0
TX CHILDRENS | BE00114146 | M116797 | SYRINGE INFUSION PUMP | MEDEX (MEDFUSION) | 3500 | 2968.96 | 2021-09-28 | 0
TX CHILDRENS | BE00114151 | M116791 | SYRINGE INFUSION PUMP | MEDEX (MEDFUSION) | 3500 | 2968.96 | 2021-09-28 | 0
TX CHILDRENS | BE00114149 | M116788 | SYRINGE INFUSION PUMP | MEDEX (MEDFUSION) | 3500 | 2968.96 | 2021-09-28 | 0
TX CHILDRENS | BE00114155 | M116795 | SYRINGE INFUSION PUMP | MEDEX (MEDFUSION) | 3500 | 2968.96 | 2021-09-28 | 0
TX CHILDRENS | BE00114145 | M116789 | SYRINGE INFUSION PUMP | MEDEX (MEDFUSION) | 3500 | 2968.96 | 2021-09-28 | 0
TX CHILDRENS | BE00114150 | M116786 | SYRINGE INFUSION PUMP | MEDEX (MEDFUSION) | 3500 | 2968.96 | 2021-09-28 | 0
TX CHILDRENS | BE00123936 | 23/080177 | SAW, CAST | DE SOUTTER MEDICAL | CC7 | 2968.57 | 2024-11-02 | 0
TX CHILDRENS | BE00130058 | 23/510084 | SAW, CAST | DE SOUTTER MEDICAL | CC7 | 2968.57 | 2026-06-26 | 0
TX CHILDRENS | BE00130059 | 24/081767 | PLASTER VAC | DE SOUTTER MEDICAL | CC7 | 2968.57 | 2026-06-26 | 0
TX CHILDRENS | BE00125681 | 23/081898 | PLASTER VAC | DE SOUTTER MEDICAL | CC7 | 2968.57 | 2024-11-02 | 0
TX CHILDRENS | BE00125680 | 23/081865 | PLASTER VAC | DE SOUTTER MEDICAL | CC7 | 2968.57 | 2024-11-02 | 0
TX CHILDRENS | BE00130056 | 23/510087 | SAW, CAST | DE SOUTTER MEDICAL | CC7 | 2968.57 | 2026-06-26 | 0
TX CHILDRENS | BE00123934 | 23/040334 | SAW, CAST | DE SOUTTER MEDICAL | CC7 | 2968.57 | 2024-11-02 | 0
TX CHILDRENS | BE00130057 | 24/081750 | PLASTER VAC | DE SOUTTER MEDICAL | CC7 | 2968.57 | 2026-06-26 | 0
TX CHILDRENS | BE00123932 | 23/050092 | SAW, CAST | DE SOUTTER MEDICAL | CC7 | 2968.57 | 2024-11-02 | 0
TX CHILDRENS | BE00123933 | 23/180539 | SAW, CAST | DE SOUTTER MEDICAL | CC7 | 2968.57 | 2024-11-02 | 0
TX CHILDRENS | BE00125683 | 23/081870 | PLASTER VAC | DE SOUTTER MEDICAL | CC7 | 2968.57 | 2024-11-02 | 0
TX CHILDRENS | BE00125682 | 23/160295 | PLASTER VAC | DE SOUTTER MEDICAL | CC7 | 2968.57 | 2024-11-02 | 0
TX CHILDRENS | BE00123935 | 23/050088 | SAW, CAST | DE SOUTTER MEDICAL | CC7 | 2968.57 | 2024-11-02 | 0
TX CHILDRENS | KN225876 | SDT08460434SP | NONINVASIVE BP MANAGEMENT SYST | GE - DINAMAP (CRITIKON) | V100 | 2964.8 | 2011-07-05 | 0
TX CHILDRENS | BE00034442 | SH611360128SA | NONINVASIVE BP MANAGEMENT SYST | GE - DINAMAP (CRITIKON) | V100 | 2962.74 | 2012-10-26 | 0
TX CHILDRENS | BE00034443 | SH611350064SA | NONINVASIVE BP MANAGEMENT SYST | GE - DINAMAP (CRITIKON) | V100 | 2962.74 | 2012-10-26 | 0
TX CHILDRENS | BE00034441 | SH611350070SA | NONINVASIVE BP MANAGEMENT SYST | GE - DINAMAP (CRITIKON) | V100 | 2962.74 | 2012-10-26 | 0
TX CHILDRENS | BE00034446 | SDT10520526SA | NONINVASIVE BP MANAGEMENT SYST | GE - DINAMAP (CRITIKON) | V100 | 2962.74 | 2012-10-27 | 0
TX CHILDRENS | BE00120537 | 5936044 | SAFETY ANALYZER | Fluke Electronics Corporation | ESA612 | 2960 | 2023-06-27 | 0
TX CHILDRENS | BE00114746 | 5370031 | SAFETY ANALYZER | Fluke Electronics Corporation | ESA612-US | 2960 | 2022-03-22 | 0
TX CHILDRENS | BE00065805 | SH615379756SA | NONINVASIVE BP MANAGEMENT SYST | GE - DINAMAP (CRITIKON) | V100 | 2957.46 | 2016-10-12 | 0
TX CHILDRENS | BE00064030 | SH614482617SA | NONINVASIVE BP MANAGEMENT SYST | GE - DINAMAP (CRITIKON) | V100 | 2957.46 | 2016-04-28 | 0
TX CHILDRENS | BE00063416 | SH614378011SA | NONINVASIVE BP MANAGEMENT SYST | GE - DINAMAP (CRITIKON) | V100 | 2957.46 | 2015-11-13 | 0
TX CHILDRENS | BE00061935 | SH614409287SA | NONINVASIVE BP MANAGEMENT SYST | GE - DINAMAP (CRITIKON) | V100 | 2957.46 | 2015-10-14 | 0
TX CHILDRENS | BE00065804 | SH615379752SA | NONINVASIVE BP MANAGEMENT SYST | GE - DINAMAP (CRITIKON) | V100 | 2957.46 | 2016-10-12 | 0
TX CHILDRENS | BE00061936 | SH614409394SA | NONINVASIVE BP MANAGEMENT SYST | GE - DINAMAP (CRITIKON) | V100 | 2957.46 | 2015-10-14 | 0
TX CHILDRENS | BE00065806 | SH615379763SA | NONINVASIVE BP MANAGEMENT SYST | GE - DINAMAP (CRITIKON) | V100 | 2957.46 | 2016-10-12 | 0
TX CHILDRENS | BE00064029 | SH614482615SA | NONINVASIVE BP MANAGEMENT SYST | GE - DINAMAP (CRITIKON) | V100 | 2957.46 | 2016-04-28 | 0
TX CHILDRENS | BE00065803 | SH615379739SA | NONINVASIVE BP MANAGEMENT SYST | GE - DINAMAP (CRITIKON) | V100 | 2957.46 | 2016-10-12 | 0
TX CHILDRENS | BE00063650 | SH614472338SA | NONINVASIVE BP MANAGEMENT SYST | GE - DINAMAP (CRITIKON) | V100 | 2957.46 | 2016-02-16 | 0
TX CHILDRENS | BE00063076 | SH614378050SA | NONINVASIVE BP MANAGEMENT SYST | GE - DINAMAP (CRITIKON) | V100 | 2956.92 | 2015-10-11 | 0
TX CHILDRENS | BE00063079 | SH614378044SA | NONINVASIVE BP MANAGEMENT SYST | GE - DINAMAP (CRITIKON) | V100 | 2956.92 | 2015-10-11 | 0
TX CHILDRENS | BE00063072 | SH614378037SA | NONINVASIVE BP MANAGEMENT SYST | GE - DINAMAP (CRITIKON) | V100 | 2956.92 | 2015-10-11 | 0
TX CHILDRENS | BE00063075 | SH614378042SA | NONINVASIVE BP MANAGEMENT SYST | GE - DINAMAP (CRITIKON) | V100 | 2956.92 | 2015-10-11 | 0
TX CHILDRENS | BE00063078 | SH614378023SA | NONINVASIVE BP MANAGEMENT SYST | GE - DINAMAP (CRITIKON) | V100 | 2956.92 | 2015-10-11 | 0
TX CHILDRENS | BE00063067 | SH614377986SA | NONINVASIVE BP MANAGEMENT SYST | GE - DINAMAP (CRITIKON) | V100 | 2956.92 | 2015-10-11 | 0
TX CHILDRENS | BE00063074 | SH614378024SA | NONINVASIVE BP MANAGEMENT SYST | GE - DINAMAP (CRITIKON) | V100 | 2956.92 | 2015-10-11 | 0
TX CHILDRENS | BE00063077 | SH614378053SA | NONINVASIVE BP MANAGEMENT SYST | GE - DINAMAP (CRITIKON) | V100 | 2956.92 | 2015-10-11 | 0
TX CHILDRENS | BE00063071 | SH614378049SA | NONINVASIVE BP MANAGEMENT SYST | GE - DINAMAP (CRITIKON) | V100 | 2956.92 | 2015-10-11 | 0
TX CHILDRENS | BE00063068 | SH614377988SA | NONINVASIVE BP MANAGEMENT SYST | GE - DINAMAP (CRITIKON) | V100 | 2956.92 | 2015-10-11 | 0
TX CHILDRENS | BE00063065 | SH614378032SA | NONINVASIVE BP MANAGEMENT SYST | GE - DINAMAP (CRITIKON) | V100 | 2956.92 | 2015-10-11 | 0
TX CHILDRENS | BE00063066 | SH614378085SA | NONINVASIVE BP MANAGEMENT SYST | GE - DINAMAP (CRITIKON) | V100 | 2956.92 | 2015-10-11 | 0
TX CHILDRENS | BE00063070 | SH614378026SA | NONINVASIVE BP MANAGEMENT SYST | GE - DINAMAP (CRITIKON) | V100 | 2956.92 | 2015-10-11 | 0
TX CHILDRENS | BE00063069 | SH614378051SA | NONINVASIVE BP MANAGEMENT SYST | GE - DINAMAP (CRITIKON) | V100 | 2956.92 | 2015-10-11 | 0
TX CHILDRENS | BE00063073 | SH614378035SA | NONINVASIVE BP MANAGEMENT SYST | GE - DINAMAP (CRITIKON) | V100 | 2956.92 | 2015-10-11 | 0
TX CHILDRENS | BE00062977 | SH614388434SA | NONINVASIVE BP MANAGEMENT SYST | GE - DINAMAP (CRITIKON) | V100 | 2956.86 | 2015-11-15 | 0
TX CHILDRENS | BE00062363 | SH614263942SA | NONINVASIVE BP MANAGEMENT SYST | GE - DINAMAP (CRITIKON) | V100 | 2956.86 | 2015-10-16 | 0
TX CHILDRENS | BE00062420 | SH614399060SA | NONINVASIVE BP MANAGEMENT SYST | GE - DINAMAP (CRITIKON) | V100 | 2956.86 | 2015-10-02 | 0
TX CHILDRENS | BE00062976 | SH614388429SA | NONINVASIVE BP MANAGEMENT SYST | GE - DINAMAP (CRITIKON) | V100 | 2956.86 | 2015-11-15 | 0
TX CHILDRENS | BE00117003 | (21)U107251213156 | SCALE, PATIENT WHEELCHAIR | SCALETRONIX, INC. (subsidiary of WELCH-ALLYN) | 6002 | 2956.63 | 2023-04-04 | 0
TX CHILDRENS | BE00117844 | (21)U107230221598 | SCALE, PATIENT WHEELCHAIR | SCALETRONIX, INC. (subsidiary of WELCH-ALLYN) | 6002 | 2956.63 | 2023-08-15 | 0
TX CHILDRENS | BE00117843 | (21)U107230221599 | SCALE, PATIENT WHEELCHAIR | SCALETRONIX, INC. (subsidiary of WELCH-ALLYN) | 6002 | 2956.63 | 2023-08-15 | 0
TX CHILDRENS | BE00014131 | M83168 | SYRINGE INFUSION PUMP | MEDEX (MEDFUSION) | 3500 | 2955.87 | 2012-02-25 | 0
TX CHILDRENS | BE00130647 | 2022611 | PCA INFUSION PUMP | SMITHS MEDICAL ASD INC | SOLIS 2110 | 2951.08 | 2026-04-28 | 0
TX CHILDRENS | BE00130652 | 2022630 | PCA INFUSION PUMP | SMITHS MEDICAL ASD INC | SOLIS 2110 | 2951.08 | 2026-04-28 | 0
TX CHILDRENS | BE00130651 | 2022628 | PCA INFUSION PUMP | SMITHS MEDICAL ASD INC | SOLIS 2110 | 2951.08 | 2026-04-28 | 0
TX CHILDRENS | BE00130649 | 2022633 | PCA INFUSION PUMP | SMITHS MEDICAL ASD INC | SOLIS 2110 | 2951.08 | 2026-04-28 | 0
TX CHILDRENS | BE00130654 | 2022634 | PCA INFUSION PUMP | SMITHS MEDICAL ASD INC | SOLIS 2110 | 2951.08 | 2026-04-28 | 0
TX CHILDRENS | BE00130645 | 2022626 | PCA INFUSION PUMP | SMITHS MEDICAL ASD INC | SOLIS 2110 | 2951.08 | 2026-04-28 | 0
TX CHILDRENS | BE00130653 | 2022627 | PCA INFUSION PUMP | SMITHS MEDICAL ASD INC | SOLIS 2110 | 2951.08 | 2026-04-28 | 0
TX CHILDRENS | BE00130646 | 2022629 | PCA INFUSION PUMP | SMITHS MEDICAL ASD INC | SOLIS 2110 | 2951.08 | 2026-04-28 | 0
TX CHILDRENS | BE00130648 | 2022635 | PCA INFUSION PUMP | SMITHS MEDICAL ASD INC | SOLIS 2110 | 2951.08 | 2026-04-28 | 0
TX CHILDRENS | BE00130650 | 2022606 | PCA INFUSION PUMP | SMITHS MEDICAL ASD INC | SOLIS 2110 | 2951.08 | 2026-04-28 | 0
TX CHILDRENS | BE00117222 | 50060209R-2210264 | UNINTERRUPTABLE POWER SUPPLY | POWERVAR INC | ABCE602-11MED | 2951 | 2023-12-27 | 0
TX CHILDRENS | BE00117220 | 50060209R-2210263 | UNINTERRUPTABLE POWER SUPPLY | POWERVAR INC | ABCE602-11MED | 2951 | 2023-12-27 | 0
TX CHILDRENS | BE00117221 | 50060209R-2210228 | UNINTERRUPTABLE POWER SUPPLY | POWERVAR INC | ABCE602-11MED | 2951 | 2023-12-27 | 0
TX CHILDRENS | BE00119616 | 9DW3081015 | DISPLAY, FLAT PANEL, TOUCH | GE Medical Systems Information Tech Inc | MD22P | 2950 | 2024-03-20 | 0
TX CHILDRENS | BE00119620 | 9DW3081018 | DISPLAY, FLAT PANEL, TOUCH | GE Medical Systems Information Tech Inc | MD22P | 2950 | 2024-03-20 | 0
TX CHILDRENS | BE00061080 | 15T11113241VA | DISPLAY, FLAT PANEL 15 IN. TOUCH | GE Medical Systems Information Tech Inc | MOLVL150-05 | 2949.95 | 2015-07-24 | 0
TX CHILDRENS | BE00060105 | SH613290536SA | NONINVASIVE BP MANAGEMENT SYST | GE - DINAMAP (CRITIKON) | V100 | 2945.22 | 2014-09-15 | 0
TX CHILDRENS | BE00060104 | SH613270390SA | NONINVASIVE BP MANAGEMENT SYST | GE - DINAMAP (CRITIKON) | V100 | 2945.22 | 2014-09-15 | 0
TX CHILDRENS | BE00062382 | SH614150122SA | NONINVASIVE BP MANAGEMENT SYST | GE - DINAMAP (CRITIKON) | V100 | 2944.98 | 2015-09-18 | 0
TX CHILDRENS | BE00062381 | SH614160157SA | NONINVASIVE BP MANAGEMENT SYST | GE - DINAMAP (CRITIKON) | V100 | 2944.98 | 2015-09-18 | 0
TX CHILDRENS | BE00101560 | 21611616 | ENDOSCOPIC PHANTOM | ATS MEDICAL INC | 570 | 2942.08 | 2018-01-31 | 0
TX CHILDRENS | BE00012831 | 994850 | PLATLET ROTATOR | HELMER LABS INC | PF96i | 2941.5 | 2011-04-08 | 0
TX CHILDRENS | BE00059170 | SH613250013SA | NONINVASIVE BP MANAGEMENT SYST | GE - DINAMAP (CRITIKON) | V100 | 2939.4 | 2014-07-01 | 0
TX CHILDRENS | BE00059571 | SH613250819SA | NONINVASIVE BP MANAGEMENT SYST | GE - DINAMAP (CRITIKON) | V100 | 2939.4 | 2014-07-31 | 0
TX CHILDRENS | BE00059573 | SH613250848SA | NONINVASIVE BP MANAGEMENT SYST | GE - DINAMAP (CRITIKON) | V100 | 2939.4 | 2014-07-31 | 0
TX CHILDRENS | BE00059169 | SH613240838SA | NONINVASIVE BP MANAGEMENT SYST | GE - DINAMAP (CRITIKON) | V100 | 2939.4 | 2014-07-01 | 0
TX CHILDRENS | BE00059570 | SH613250836SA | NONINVASIVE BP MANAGEMENT SYST | GE - DINAMAP (CRITIKON) | V100 | 2939.4 | 2014-07-31 | 0
TX CHILDRENS | BE00059735 | SH613350259SA | NONINVASIVE BP MANAGEMENT SYST | GE - DINAMAP (CRITIKON) | V100 | 2939.4 | 2014-07-21 | 0
TX CHILDRENS | BE00059736 | SH613350242SA | NONINVASIVE BP MANAGEMENT SYST | GE - DINAMAP (CRITIKON) | V100 | 2939.4 | 2014-07-21 | 0
TX CHILDRENS | BE00059166 | SH613240647SA | NONINVASIVE BP MANAGEMENT SYST | GE - DINAMAP (CRITIKON) | V100 | 2939.4 | 2014-07-01 | 0
TX CHILDRENS | BE00059572 | SH613250781SA | NONINVASIVE BP MANAGEMENT SYST | GE - DINAMAP (CRITIKON) | V100 | 2939.4 | 2014-07-31 | 0
TX CHILDRENS | BE00059165 | SH613240823SA | NONINVASIVE BP MANAGEMENT SYST | GE - DINAMAP (CRITIKON) | V100 | 2939.4 | 2014-07-01 | 0
TX CHILDRENS | BE00059957 | SH613340100SA | NONINVASIVE BP MANAGEMENT SYST | GE - DINAMAP (CRITIKON) | V100 | 2939.4 | 2014-09-04 | 0
TX CHILDRENS | BE00059574 | SH613250812SA | NONINVASIVE BP MANAGEMENT SYST | GE - DINAMAP (CRITIKON) | V100 | 2939.4 | 2014-07-31 | 0