## urmc
company_name | Class Code | modality_source | GB Ability | model_name_source | Model Description | Manufacturer Code | make_source | asset_sys_id | Serial # | Facility Description | Facility Code | Asset # | Department Description | Department Code | Floor | Last Location | Equipment Status | Risk Score | Risk Priority | Contract # | Contract PO # | Contract Vendor Code | Contract Vendor Description | Cost Center # | Cost Center Description
URMC | ANESGAS | ANESTHESIA GAS ANALYZER |  | FI21 | ANESTHESIA GAS ANALYZER | RIKEN | RIKEN KEIKI | 57508 | 216030074ES | STRONG MEMORIAL HOSPITAL | STRONG |  | CLINICAL ENGINEERING - SMH | CESMH |  | CLINICAL ENGINEERING - SMH | In Service | 10 | 4 |  |  |  |  | 050OP236502 | CLINICAL ENGINEERING - SMH
URMC | ANESGAS | ANESTHESIA GAS ANALYZER |  | FI-8000 | ANESTHESIA GAS ANALYZER | RIKEN | RIKEN KEIKI | 94169 | 52J0070501-20 | STRONG MEMORIAL HOSPITAL | STRONG |  | CLINICAL ENGINEERING - SMH | CESMH |  |  | In Service | 15 | 4 |  |  |  |  | 050OP236502 | CLINICAL ENGINEERING - SMH
URMC | ANESGAS | ANESTHESIA GAS ANALYZER |  | VAPOR | ANESTHESIA GAS ANALYZER | FLUKE | FLUKE BIOMEDICAL / DYNATECH NEVADA | 39388 | 5751008 | HIGHLAND HOSPITAL OF ROCHESTER | HIGHLAND |  | CLINICAL ENGINEERING - HH | CEHH | N1 | CE Test Equipment | In Service | 15 | 4 |  |  |  |  | OP858320 | CLINICAL ENGINEERING - HH
URMC | ANESGAS | ANESTHESIA GAS ANALYZER |  | MGA3050 | ANESTHESIA GAS ANALYZER | BCGROU | BC GROUP INTERNATIONAL INC. | 96187 | 915188 | STRONG MEMORIAL HOSPITAL | STRONG | BCG: 658188 | CLINICAL ENGINEERING - REGIONAL SERVICE | CEREGSER |  | SR - BIOMED | Unit Not Available | 15 | 4 |  |  |  |  | 050OP236502 | CLINICAL ENGINEERING - SMH
URMC | ANESGAS | ANESTHESIA GAS ANALYZER |  | FI-8000 | ANESTHESIA GAS ANALYZER | RIKEN | RIKEN KEIKI | 99645 | 51M0069901-2 | STRONG MEMORIAL HOSPITAL | STRONG |  | CLINICAL ENGINEERING FIELD SERVICE | CEFS |  | CE Shop | In Service | 15 | 4 |  |  |  |  | 050OP236502 | CLINICAL ENGINEERING - SMH
URMC | ANESGAS | ANESTHESIA GAS ANALYZER |  | 92518 | UNIT; MULTIGAS SAMPLING | SPAHEA | SPACELABS HEALTHCARE | JMH02870 | 2518-010052 | JONES MEMORIAL HOSPITAL | JONES |  | OPERATING ROOM | JMOPEROO |  |  | In Service | 15 | 4 |  |  |  |  | 300OP837040 | JMH - OPERATING ROOM
URMC | ANESGAS | ANESTHESIA GAS ANALYZER |  | 92518 | UNIT; MULTIGAS SAMPLING | SPAHEA | SPACELABS HEALTHCARE | JMH02868 | 2518-001865 | JONES MEMORIAL HOSPITAL | JONES |  | OPERATING ROOM | JMOPEROO |  |  | In Service | 15 | 4 |  |  |  |  | 300OP837040 | JMH - OPERATING ROOM
URMC | ANESGAS | ANESTHESIA GAS ANALYZER |  | 92518 | UNIT; MULTIGAS SAMPLING | SPAHEA | SPACELABS HEALTHCARE | JMH02864 | 2518-003727 | JONES MEMORIAL HOSPITAL | JONES |  | OPERATING ROOM | JMOPEROO |  |  | In Service | 15 | 4 |  |  |  |  | 300OP837040 | JMH - OPERATING ROOM
URMC | ANESGAS | ANESTHESIA GAS ANALYZER |  | 92518 | UNIT; MULTIGAS SAMPLING | SPAHEA | SPACELABS HEALTHCARE | JMH02866 | 2518-003728 | JONES MEMORIAL HOSPITAL | JONES |  | OPERATING ROOM | JMOPEROO |  |  | In Service | 15 | 4 |  |  |  |  | 300OP837040 | JMH - OPERATING ROOM
URMC | ANESGAS | ANESTHESIA GAS ANALYZER |  | 92518 | UNIT; MULTIGAS SAMPLING | SPAHEA | SPACELABS HEALTHCARE | REL25099 | 2518-002348 | JONES MEMORIAL HOSPITAL | JONES |  | OPERATING ROOM | JMOPEROO |  |  | In Service | 15 | 4 |  |  |  |  | 300OP837040 | JMH - OPERATING ROOM
URMC | ANESGAS | ANESTHESIA GAS ANALYZER |  | VAPOR | ANESTHESIA GAS ANALYZER | FLUKE | FLUKE BIOMEDICAL / DYNATECH NEVADA | 115349 | 6961010 | STRONG MEMORIAL HOSPITAL | STRONG |  | CLINICAL ENGINEERING FIELD SERVICE | CEFS |  |  | In Service | 0 | 4 |  |  |  |  | 050OP236502 | CLINICAL ENGINEERING - SMH
URMC | ANEUNI | ANESTHESIA UNIT |  | APOLLO | ANESTHESIA UNIT | DRAMEI | DRAGER MEDICAL INC. | 44085 | ASTM-0018 | HIGHLAND HOSPITAL OF ROCHESTER | HIGHLAND |  | ANESTHESIA | ANESTH | W3 | Anesthesia | In Service | 12 | 1 |  |  |  |  | OP857520 | ANESTHESIA
URMC | ANEUNI | ANESTHESIA UNIT |  | APOLLO | ANESTHESIA UNIT | DRAMEI | DRAGER MEDICAL INC. | 44166 | ASNE-0114 | HIGHLAND HOSPITAL OF ROCHESTER | HIGHLAND |  | ANESTHESIA | ANESTH | W1 | OR | In Service | 12 | 1 |  |  |  |  | OP857520 | ANESTHESIA
URMC | ANEUNI | ANESTHESIA UNIT |  | MXR3000 | ANESTHESIA UNIT | PARHAC | PARKER HANNIFIN CORP | 108032 | 3000 - 36394 | STRONG MEMORIAL HOSPITAL | STRONG |  | 6SOUTH; PEDIATRIC CCC | 6SOUTH |  |  | In Service | 12 | 1 |  |  |  |  | 050OP134512 | 4-2800 CICU
URMC | ANEUNI | ANESTHESIA UNIT |  | APOLLO | ANESTHESIA UNIT | DRAMEI | DRAGER MEDICAL INC. | 106010 | ASSK-0034 | STRONG MEMORIAL HOSPITAL | STRONG |  | ANESTHESIOLOGY; GROUP 7 | ANEST7 |  |  | In Service | 12 | 1 |  |  |  |  | 050OP136553 | ANESTHESIOLOGY - SMH
URMC | ANEUNI | ANESTHESIA UNIT |  | APOLLO | ANESTHESIA UNIT | DRAMEI | DRAGER MEDICAL INC. | 106011 | ASSK-0033 | STRONG MEMORIAL HOSPITAL | STRONG |  | ANESTHESIOLOGY; GROUP 7 | ANEST7 |  |  | In Service | 12 | 1 |  |  |  |  | 050OP136553 | ANESTHESIOLOGY - SMH
URMC | ANEUNI | ANESTHESIA UNIT |  | APOLLO | ANESTHESIA UNIT | DRAMEI | DRAGER MEDICAL INC. | 99578 | ASRH-0001 | STRONG MEMORIAL HOSPITAL | STRONG |  | Marketplace Surgery | MARSUR |  |  | In Service | 12 | 1 |  |  |  |  | 050OP135701 | Marketplace- SURGERY/PACU/SPD
URMC | ANEUNI | ANESTHESIA UNIT |  | APOLLO | ANESTHESIA UNIT | DRAMEI | DRAGER MEDICAL INC. | 99579 | ASRF-0109 | STRONG MEMORIAL HOSPITAL | STRONG |  | Marketplace Surgery | MARSUR | 1 | OR1 | In Service | 12 | 1 |  |  |  |  | 050OP135701 | Marketplace- SURGERY/PACU/SPD
URMC | ANEUNI | ANESTHESIA UNIT |  | APOLLO | ANESTHESIA UNIT | DRAMEI | DRAGER MEDICAL INC. | 99580 | ASRH-0004 | STRONG MEMORIAL HOSPITAL | STRONG |  | Marketplace Surgery | MARSUR |  | OR3 | In Service | 12 | 1 |  |  |  |  | 050OP135701 | Marketplace- SURGERY/PACU/SPD
URMC | ANEUNI | ANESTHESIA UNIT |  | APOLLO | ANESTHESIA UNIT | DRAMEI | DRAGER MEDICAL INC. | 99581 | ASRH-0003 | STRONG MEMORIAL HOSPITAL | STRONG |  | Marketplace Surgery | MARSUR |  | OR4 | In Service | 12 | 1 |  |  |  |  | 050OP135701 | Marketplace- SURGERY/PACU/SPD
URMC | ANEUNI | ANESTHESIA UNIT |  | APOLLO | ANESTHESIA UNIT | DRAMEI | DRAGER MEDICAL INC. | 99582 | ASRH-0005 | STRONG MEMORIAL HOSPITAL | STRONG |  | Marketplace Surgery | MARSUR |  |  | In Service | 12 | 1 |  |  |  |  | 050OP135701 | Marketplace- SURGERY/PACU/SPD
URMC | ANEUNI | ANESTHESIA UNIT |  | APOLLO | ANESTHESIA UNIT | DRAMEI | DRAGER MEDICAL INC. | 99583 | ASRH-0006 | STRONG MEMORIAL HOSPITAL | STRONG |  | Marketplace Surgery | MARSUR |  |  | In Service | 12 | 1 |  |  |  |  | 050OP135701 | Marketplace- SURGERY/PACU/SPD
URMC | ANEUNI | ANESTHESIA UNIT |  | APOLLO | ANESTHESIA UNIT | DRAMEI | DRAGER MEDICAL INC. | 99584 | ASRH-0002 | STRONG MEMORIAL HOSPITAL | STRONG |  | Marketplace Surgery | MARSUR |  |  | In Service | 12 | 1 |  |  |  |  | 050OP135701 | Marketplace- SURGERY/PACU/SPD
URMC | ANEUNI | ANESTHESIA UNIT |  | APOLLO | ANESTHESIA UNIT | DRAMEI | DRAGER MEDICAL INC. | 99585 | ASRF-0108 | STRONG MEMORIAL HOSPITAL | STRONG |  | Marketplace Surgery | MARSUR |  |  | In Service | 12 | 1 |  |  |  |  | 050OP135701 | Marketplace- SURGERY/PACU/SPD
URMC | ANEUNI | ANESTHESIA UNIT |  | APOLLO | ANESTHESIA UNIT | DRAMEI | DRAGER MEDICAL INC. | 99586 | ASRF-0107 | STRONG MEMORIAL HOSPITAL | STRONG |  | Marketplace Surgery | MARSUR |  |  | In Service | 12 | 1 |  |  |  |  | 050OP135701 | Marketplace- SURGERY/PACU/SPD
URMC | ANEUNI | ANESTHESIA UNIT |  | APOLLO | ANESTHESIA UNIT | DRAMEI | DRAGER MEDICAL INC. | 98769 | ASPL-0046 | STRONG MEMORIAL HOSPITAL | STRONG |  | ANESTHESIOLOGY; GROUP 7 | ANEST7 |  |  | In Service | 12 | 1 |  |  |  |  | 050OP136553 | ANESTHESIOLOGY - SMH
URMC | ANEUNI | ANESTHESIA UNIT |  | FABIUSGSPREMIUM | ANESTHESIA UNIT | DRAMEI | DRAGER MEDICAL INC. | JMH01767 | ASLM-0292 | JONES MEMORIAL HOSPITAL | JONES |  | OPERATING ROOM | JMOPEROO |  |  | In Service | 12 | 1 |  |  |  |  | 300OP837040 | JMH - OPERATING ROOM
URMC | ANEUNI | ANESTHESIA UNIT |  | FABIUSGSPREMIUM | ANESTHESIA UNIT | DRAMEI | DRAGER MEDICAL INC. | JMH01771 | ASLN-0055 | JONES MEMORIAL HOSPITAL | JONES |  | OPERATING ROOM | JMOPEROO |  |  | In Service | 12 | 1 |  |  |  |  | 300OP837040 | JMH - OPERATING ROOM
URMC | ANEUNI | ANESTHESIA UNIT |  | CARESTATION650 | ANESTHESIA UNIT | GEMEDS | GE MEDICAL SYSTEMS | NMH02209 | SM721020026MA | NOYES MEMORIAL HOSPITAL | NOYES |  | OPERATING / RECOVERY SERVICES | NMHOPREC |  | OBGYN OR | In Service | 12 | 1 |  |  |  |  | 250OP827040 | NMH - SURGICAL SERVICES
URMC | ANEUNI | ANESTHESIA UNIT |  | 10129650000 | ANESTHESIA UNIT; CARESTATION 650 A1 | GEMEDS | GE MEDICAL SYSTEMS | SJH11316 | SM721180005MA | ST JAMES HOSPITAL | STJAMES |  | ANESTHESIA | SJANESTH |  |  | In Service | 19 | 1 |  |  |  |  | SJH7080 | SJH - ANESTHESIA
URMC | ANEUNI | ANESTHESIA UNIT |  | 10129650000 | ANESTHESIA UNIT; CARESTATION 650 A1 | GEMEDS | GE MEDICAL SYSTEMS | SJH11314 | SM721220037MA | ST JAMES HOSPITAL | STJAMES |  | ANESTHESIA | SJANESTH |  |  | In Service | 19 | 1 |  |  |  |  | SJH7080 | SJH - ANESTHESIA
URMC | ANEUNI | ANESTHESIA UNIT |  | 10129650000 | ANESTHESIA UNIT; CARESTATION 650 A1 | GEMEDS | GE MEDICAL SYSTEMS | SJH11317 | SM721180009MA | ST JAMES HOSPITAL | STJAMES |  | ANESTHESIA | SJANESTH |  |  | In Service | 19 | 1 |  |  |  |  | SJH7080 | SJH - ANESTHESIA
URMC | ANEUNI | ANESTHESIA UNIT |  | 10129650000 | ANESTHESIA UNIT; CARESTATION 650 A1 | GEMEDS | GE MEDICAL SYSTEMS | SJH11315 | SM721180010MA | ST JAMES HOSPITAL | STJAMES |  | ANESTHESIA | SJANESTH |  |  | In Service | 19 | 1 |  |  |  |  | SJH7080 | SJH - ANESTHESIA
URMC | ANEUNI | ANESTHESIA UNIT |  | APOLLO | ANESTHESIA UNIT | DRAMEI | DRAGER MEDICAL INC. | 93925 | ASNK-0172 | STRONG MEMORIAL HOSPITAL | STRONG |  | ANESTHESIOLOGY; GROUP 7 | ANEST7 |  | EP1 APR 2023 | In Service | 12 | 1 |  |  |  |  | 050OP136553 | ANESTHESIOLOGY - SMH
URMC | ANEUNI | ANESTHESIA UNIT |  | APOLLO | ANESTHESIA UNIT | DRAMEI | DRAGER MEDICAL INC. | 93924 | ASNK-0173 | STRONG MEMORIAL HOSPITAL | STRONG |  | ANESTHESIOLOGY; GROUP 7 | ANEST7 |  |  | In Service | 12 | 1 |  |  |  |  | 050OP136553 | ANESTHESIOLOGY - SMH
URMC | ANEUNI | ANESTHESIA UNIT |  | APOLLO | ANESTHESIA UNIT | DRAMEI | DRAGER MEDICAL INC. | 93923 | ASNK-0179 | STRONG MEMORIAL HOSPITAL | STRONG |  | ANESTHESIOLOGY; GROUP 7 | ANEST7 |  | cart 48 | In Service | 12 | 1 |  |  |  |  | 050OP136553 | ANESTHESIOLOGY - SMH
URMC | ANEUNI | ANESTHESIA UNIT |  | APOLLO | ANESTHESIA UNIT | DRAMEI | DRAGER MEDICAL INC. | 93926 | ASNK-0180 | STRONG MEMORIAL HOSPITAL | STRONG |  | ANESTHESIOLOGY; GROUP 7 | ANEST7 |  | OR 16 MAR22 | In Service | 12 | 1 |  |  |  |  | 050OP136553 | ANESTHESIOLOGY - SMH
URMC | ANEUNI | ANESTHESIA UNIT |  | APOLLO | ANESTHESIA UNIT | DRAMEI | DRAGER MEDICAL INC. | 93927 | ASNK-0176 | STRONG MEMORIAL HOSPITAL | STRONG |  | ANESTHESIOLOGY; GROUP 7 | ANEST7 |  |  | In Service | 12 | 1 |  |  |  |  | 050OP136553 | ANESTHESIOLOGY - SMH
URMC | ANEUNI | ANESTHESIA UNIT |  | APOLLO | ANESTHESIA UNIT | DRAMEI | DRAGER MEDICAL INC. | 93928 | ASNK-0178 | STRONG MEMORIAL HOSPITAL | STRONG |  | ANESTHESIOLOGY; GROUP 7 | ANEST7 |  |  | In Service | 12 | 1 |  |  |  |  | 050OP136553 | ANESTHESIOLOGY - SMH
URMC | ANEUNI | ANESTHESIA UNIT |  | APOLLO | ANESTHESIA UNIT | DRAMEI | DRAGER MEDICAL INC. | 93543 | ASNK-0169 | STRONG MEMORIAL HOSPITAL | STRONG |  | ANESTHESIOLOGY; GROUP 7 | ANEST7 |  |  | In Service | 12 | 1 |  |  |  |  | 050OP136553 | ANESTHESIOLOGY - SMH
URMC | ANEUNI | ANESTHESIA UNIT |  | APOLLO | ANESTHESIA UNIT | DRAMEI | DRAGER MEDICAL INC. | 94085 | ASNK-0174 | STRONG MEMORIAL HOSPITAL | STRONG |  | ANESTHESIOLOGY; GROUP 7 | ANEST7 |  |  | In Service | 12 | 1 |  |  |  |  | 050OP136553 | ANESTHESIOLOGY - SMH
URMC | ANEUNI | ANESTHESIA UNIT |  | APOLLO | ANESTHESIA UNIT | DRAMEI | DRAGER MEDICAL INC. | 94086 | ASNK-0170 | STRONG MEMORIAL HOSPITAL | STRONG |  | ANESTHESIOLOGY; GROUP 7 | ANEST7 |  |  | In Service | 12 | 1 |  |  |  |  | 050OP136553 | ANESTHESIOLOGY - SMH
URMC | ANEUNI | ANESTHESIA UNIT |  | APOLLO | ANESTHESIA UNIT | DRAMEI | DRAGER MEDICAL INC. | 92369 | ASNK-0171 | STRONG MEMORIAL HOSPITAL | STRONG |  | STRONG WEST AMBULATORY SURGICAL CENTER | SWAMSC | 1 | 156 West Ave; Brockport | In Service | 12 | 1 |  |  |  |  | 050OP139685 | STRONG WEST AMBULATORY SURGERY CENTER
URMC | ANEUNI | ANESTHESIA UNIT |  | APOLLO | ANESTHESIA UNIT | DRAMEI | DRAGER MEDICAL INC. | 92370 | ASNK-0063 | STRONG MEMORIAL HOSPITAL | STRONG |  | STRONG WEST AMBULATORY SURGICAL CENTER | SWAMSC | 1 | 156 West Ave; Brockport | In Service | 12 | 1 |  |  |  |  | 050OP139685 | STRONG WEST AMBULATORY SURGERY CENTER
URMC | ANEUNI | ANESTHESIA UNIT |  | APOLLO | ANESTHESIA UNIT | DRAMEI | DRAGER MEDICAL INC. | 92371 | ASNK-0064 | STRONG MEMORIAL HOSPITAL | STRONG |  | STRONG WEST AMBULATORY SURGICAL CENTER | SWAMSC | 1 | 156 West Ave; Brockport | In Service | 12 | 1 |  |  |  |  | 050OP139685 | STRONG WEST AMBULATORY SURGERY CENTER
URMC | ANEUNI | ANESTHESIA UNIT |  | APOLLO | ANESTHESIA UNIT | DRAMEI | DRAGER MEDICAL INC. | 92399 | ASLM-0309 | STRONG MEMORIAL HOSPITAL | STRONG |  | URMC SURGERY CENTER - SAWGRASS | URMCSC-2 | 1 | OR Spare | In Service | 12 | 1 |  |  |  |  | 050OP134539 | URMC SURGERY CENTER - SAWGRASS
URMC | ANEUNI | ANESTHESIA UNIT |  | CARESTATION650 | ANESTHESIA UNIT | GEMEDS | GE MEDICAL SYSTEMS | NMH01439 | SM721020028MA | NOYES MEMORIAL HOSPITAL | NOYES | 123847 | OPERATING / RECOVERY SERVICES | NMHOPREC |  |  | In Service | 12 | 1 |  |  |  |  | 250OP827040 | NMH - SURGICAL SERVICES
URMC | ANEUNI | ANESTHESIA UNIT |  | CARESTATION650 | ANESTHESIA UNIT | GEMEDS | GE MEDICAL SYSTEMS | NMH01462 | SM721020027MA | NOYES MEMORIAL HOSPITAL | NOYES | 123848 | OPERATING / RECOVERY SERVICES | NMHOPREC |  | OR4 | In Service | 12 | 1 |  |  |  |  | 250OP827040 | NMH - SURGICAL SERVICES
URMC | ANEUNI | ANESTHESIA UNIT |  | CARESTATION650 | ANESTHESIA UNIT | GEMEDS | GE MEDICAL SYSTEMS | NMH01473 | SM721020024MA | NOYES MEMORIAL HOSPITAL | NOYES | 123845 | OPERATING / RECOVERY SERVICES | NMHOPREC |  |  | In Service | 12 | 1 |  |  |  |  | 250OP827040 | NMH - SURGICAL SERVICES
URMC | ANEUNI | ANESTHESIA UNIT |  | CARESTATION650 | ANESTHESIA UNIT | GEMEDS | GE MEDICAL SYSTEMS | NMH01489 | SM721020025MA | NOYES MEMORIAL HOSPITAL | NOYES | 123846 | OPERATING / RECOVERY SERVICES | NMHOPREC |  |  | In Service | 12 | 1 |  |  |  |  | 250OP827040 | NMH - SURGICAL SERVICES
URMC | ANEUNI | ANESTHESIA UNIT |  | A5 | ANESTHESIA UNIT | MINDRAY | MINDRAY CORP. | JMH01797 | EJ8C002666 | JONES MEMORIAL HOSPITAL | JONES |  | OPERATING ROOM | JMOPEROO | B | 191 N; MAIN ST - WELLSVILLE NY | In Service | 12 | 1 |  |  |  |  | 300OP837040 | JMH - OPERATING ROOM
URMC | ANEUNI | ANESTHESIA UNIT |  | FABIUSGSPREMIUM | ANESTHESIA UNIT | DRAMEI | DRAGER MEDICAL INC. | JMH01830 | ASCL-0035 | JONES MEMORIAL HOSPITAL | JONES |  | OPERATING ROOM | JMOPEROO | B | 191 N; MAIN ST - WELLSVILLE NY | In Service | 12 | 1 |  |  |  |  | 300OP837040 | JMH - OPERATING ROOM
URMC | ANEUNI | ANESTHESIA UNIT |  | MATRXMDM | ANESTHESIA UNIT; N2O FLOWMETER | PARHAC | PARKER HANNIFIN CORP | 89111 | MINT-63511 | STRONG MEMORIAL HOSPITAL | STRONG |  | AC-4; CLINICAL DENTISTRY | AC4CLD |  | 4.0343F | In Service | 12 | 1 |  |  |  |  | 050OP137519 | AC-4; CLINICAL DENTISTRY
URMC | ANEUNI | ANESTHESIA UNIT |  | PERSEUSA500 | ANESTHESIA UNIT | DRAMEI | DRAGER MEDICAL INC. | 87496 | ASLN-0179 | STRONG MEMORIAL HOSPITAL | STRONG |  | ANESTHESIOLOGY; GROUP 7 | ANEST7 |  | OR 11 MAR 2023 | In Service | 12 | 1 |  |  |  |  | 050OP136553 | ANESTHESIOLOGY - SMH
URMC | ANEUNI | ANESTHESIA UNIT |  | AESTIVA5/7900 | ANESTHESIA UNIT | DATOHM | DATEX OHMEDA | 89862 | AMRF01820 | SCHOOL OF MEDICINE AND DENTISTRY | SCHMED |  | DIV OF LABORATORY ANIMAL MEDICINE | DIVLAM |  |  | In Service | 12 | 1 |  |  |  |  | 040OP343383 | DIV. OF LABORATORY ANIMAL MEDICINE
URMC | ANEUNI | ANESTHESIA UNIT |  | APOLLO | ANESTHESIA UNIT | DRAMEI | DRAGER MEDICAL INC. | 38360 | ASNH-0098 | HIGHLAND HOSPITAL OF ROCHESTER | HIGHLAND |  | ANESTHESIA | ANESTH | W1 | OR # 11 | In Service | 12 | 1 |  |  |  |  | OP857520 | ANESTHESIA
URMC | ANEUNI | ANESTHESIA UNIT |  | AESPIRE | ANESTHESIA UNIT | GEMEDS | GE MEDICAL SYSTEMS | 90025 | ANCN00950 | NOYES MEMORIAL HOSPITAL | NOYES |  | ANESTHESIA - GENESEO | NMHANESG | 1 | 50 East South Street Geneseo NY | In Service | 12 | 1 |  |  |  |  | 250OP827040 | NMH - SURGICAL SERVICES
URMC | ANEUNI | ANESTHESIA UNIT |  | AESPIRE | ANESTHESIA UNIT | GEMEDS | GE MEDICAL SYSTEMS | 90028 | ANCP00237 | NOYES MEMORIAL HOSPITAL | NOYES |  | ANESTHESIA - GENESEO | NMHANESG | 1 | 50 East South Street Geneseo NY | In Service | 12 | 1 |  |  |  |  | 250OP827040 | NMH - SURGICAL SERVICES
URMC | ANEUNI | ANESTHESIA UNIT |  | AESPIRE | ANESTHESIA UNIT | GEMEDS | GE MEDICAL SYSTEMS | 90031 | ANC01467 | NOYES MEMORIAL HOSPITAL | NOYES |  | ANESTHESIA - GENESEO | NMHANESG | 1 | 50 East South Street Geneseo NY | In Service | 12 | 1 |  |  |  |  | 250OP827040 | NMH - SURGICAL SERVICES
URMC | ANEUNI | ANESTHESIA UNIT |  | SENTRY-B | ANESTHESIA UNIT | PARHAC | PARKER HANNIFIN CORP | 91733 | SENB-1924 | STRONG MEMORIAL HOSPITAL | STRONG |  | 6SOUTH; PEDIATRIC CCC | 6SOUTH | G | PEDs Imaging MRI Treatment Room | In Service | 12 | 1 |  |  |  |  | 050OP134512 | 4-2800 CICU
URMC | ANEUNI | ANESTHESIA UNIT |  | APOLLO | ANESTHESIA UNIT | DRAMEI | DRAGER MEDICAL INC. | 92431 | ASLM0308 | STRONG MEMORIAL HOSPITAL | STRONG |  | URMC SURGERY CENTER - SAWGRASS | URMCSC-2 | 1 | 180 Sawgrass | In Service | 12 | 1 |  |  |  |  | 050OP134539 | URMC SURGERY CENTER - SAWGRASS
URMC | ANEUNI | ANESTHESIA UNIT |  | APOLLO | ANESTHESIA UNIT | DRAMEI | DRAGER MEDICAL INC. | 92429 | ASLM0286 | STRONG MEMORIAL HOSPITAL | STRONG |  | URMC SURGERY CENTER - SAWGRASS | URMCSC-1 |  | 180 Sawgrass | In Service | 12 | 1 |  |  |  |  | 050OP134539 | URMC SURGERY CENTER - SAWGRASS
URMC | ANEUNI | ANESTHESIA UNIT |  | APOLLO | ANESTHESIA UNIT | DRAMEI | DRAGER MEDICAL INC. | 92430 | ASLL0316 | STRONG MEMORIAL HOSPITAL | STRONG |  | URMC SURGERY CENTER - SAWGRASS | URMCSC-2 | 1 | 180 Sawgrass | In Service | 12 | 1 |  |  |  |  | 050OP134539 | URMC SURGERY CENTER - SAWGRASS
URMC | ANEUNI | ANESTHESIA UNIT |  | APOLLO | ANESTHESIA UNIT | DRAMEI | DRAGER MEDICAL INC. | 92432 | ASLL0313 | STRONG MEMORIAL HOSPITAL | STRONG |  | URMC SURGERY CENTER - SAWGRASS | URMCSC-2 | 1 | 180 Sawgrass | In Service | 12 | 1 |  |  |  |  | 050OP134539 | URMC SURGERY CENTER - SAWGRASS
URMC | ANEUNI | ANESTHESIA UNIT |  | APOLLO | ANESTHESIA UNIT | DRAMEI | DRAGER MEDICAL INC. | 92434 | ASLL0336 | STRONG MEMORIAL HOSPITAL | STRONG |  | URMC SURGERY CENTER - SAWGRASS | URMCSC-2 | 1 | 180 Sawgrass | In Service | 12 | 1 |  |  |  |  | 050OP134539 | URMC SURGERY CENTER - SAWGRASS
URMC | ANEUNI | ANESTHESIA UNIT |  | APOLLO | ANESTHESIA UNIT | DRAMEI | DRAGER MEDICAL INC. | 92433 | ASLM0274 | STRONG MEMORIAL HOSPITAL | STRONG |  | URMC SURGERY CENTER - SAWGRASS | URMCSC-2 | 1 | 180 Sawgrass | In Service | 12 | 1 |  |  |  |  | 050OP134539 | URMC SURGERY CENTER - SAWGRASS
URMC | ANEUNI | ANESTHESIA UNIT |  | APOLLO | ANESTHESIA UNIT | DRAMEI | DRAGER MEDICAL INC. | 92436 | ASLM0272 | STRONG MEMORIAL HOSPITAL | STRONG |  | ANESTHESIOLOGY; GROUP 7 | ANEST7 | 1 | 180 Sawgrass | In Service | 12 | 1 |  |  |  |  | 050OP136553 | ANESTHESIOLOGY - SMH
URMC | ANEUNI | ANESTHESIA UNIT |  | APOLLO | ANESTHESIA UNIT | DRAMEI | DRAGER MEDICAL INC. | 92435 | ASLM0270 | STRONG MEMORIAL HOSPITAL | STRONG |  | URMC SURGERY CENTER - SAWGRASS | URMCSC-2 | 1 | Dental | In Service | 12 | 1 |  |  |  |  | 050OP134539 | URMC SURGERY CENTER - SAWGRASS
URMC | ANEUNI | ANESTHESIA UNIT |  | APOLLO | ANESTHESIA UNIT | DRAMEI | DRAGER MEDICAL INC. | 92427 | ASJF0095 | STRONG MEMORIAL HOSPITAL | STRONG |  | URMC SURGERY CENTER - SAWGRASS | URMCSC-2 | 1 | 180 Sawgrass | In Service | 12 | 1 |  |  |  |  | 050OP134539 | URMC SURGERY CENTER - SAWGRASS
URMC | ANEUNI | ANESTHESIA UNIT |  | APOLLO | ANESTHESIA UNIT | DRAMEI | DRAGER MEDICAL INC. | 92428 | ASKF0300 | STRONG MEMORIAL HOSPITAL | STRONG |  | URMC SURGERY CENTER - SAWGRASS | URMCSC-2 | 1 | 180 Sawgrass | In Service | 12 | 1 |  |  |  |  | 050OP134539 | URMC SURGERY CENTER - SAWGRASS
URMC | ANEUNI | ANESTHESIA UNIT |  | APOLLO | ANESTHESIA UNIT | DRAMEI | DRAGER MEDICAL INC. | 92437 | ASLM0271 | STRONG MEMORIAL HOSPITAL | STRONG |  | URMC SURGERY CENTER - SAWGRASS | URMCSC-2 | 1 | 180 Sawgrass | In Service | 12 | 1 |  |  |  |  | 050OP134539 | URMC SURGERY CENTER - SAWGRASS
URMC | ANEUNI | ANESTHESIA UNIT |  | APOLLO | ANESTHESIA UNIT | DRAMEI | DRAGER MEDICAL INC. | 92438 | ASLM0273 | STRONG MEMORIAL HOSPITAL | STRONG |  | URMC SURGERY CENTER - SAWGRASS | URMCSC-2 | 1 | 180 Sawgrass | In Service | 12 | 1 |  |  |  |  | 050OP134539 | URMC SURGERY CENTER - SAWGRASS
URMC | ANEUNI | ANESTHESIA UNIT |  | AESPIREVIEW | ANESTHESIA UNIT | DATOHM | DATEX OHMEDA | 60951 | APHR01762 | SCHOOL OF MEDICINE AND DENTISTRY | SCHMED |  | DIV OF LABORATORY ANIMAL MEDICINE | DIVLAM |  |  | In Service | 12 | 1 | UK1290087-17 | UK1290087 | DATOHM | DATEX-OHMEDA | 040OP343383 | DIV. OF LABORATORY ANIMAL MEDICINE
URMC | ANEUNI | ANESTHESIA UNIT |  | AESPIREVIEW | ANESTHESIA UNIT | DATOHM | DATEX OHMEDA | 79937 | APHU00764 | SCHOOL OF MEDICINE AND DENTISTRY | SCHMED |  | DIV OF LABORATORY ANIMAL MEDICINE | DIVLAM |  |  | In Service | 12 | 1 |  |  |  |  | 040OP343383 | DIV. OF LABORATORY ANIMAL MEDICINE
URMC | ANEUNI | ANESTHESIA UNIT |  | APOLLO | ANESTHESIA UNIT | DRAMEI | DRAGER MEDICAL INC. | 86876 | ASLN-0142 | STRONG MEMORIAL HOSPITAL | STRONG |  | ANESTHESIOLOGY; GROUP 7 | ANEST7 |  |  | In Service | 12 | 1 |  |  |  |  | 050OP136553 | ANESTHESIOLOGY - SMH
URMC | ANEUNI | ANESTHESIA UNIT |  | APOLLO | ANESTHESIA UNIT | DRAMEI | DRAGER MEDICAL INC. | 86877 | ASLN-0144 | STRONG MEMORIAL HOSPITAL | STRONG |  | ANESTHESIOLOGY; GROUP 7 | ANEST7 |  |  | In Service | 12 | 1 |  |  |  |  | 050OP136553 | ANESTHESIOLOGY - SMH
URMC | ANEUNI | ANESTHESIA UNIT |  | APOLLO | ANESTHESIA UNIT | DRAMEI | DRAGER MEDICAL INC. | 86886 | ASLN-0126 | STRONG MEMORIAL HOSPITAL | STRONG |  | ANESTHESIOLOGY; GROUP 7 | ANEST7 |  | OR 35 - 03/27/25 | In Service | 12 | 1 |  |  |  |  | 050OP136553 | ANESTHESIOLOGY - SMH
URMC | ANEUNI | ANESTHESIA UNIT |  | APOLLO | ANESTHESIA UNIT | DRAMEI | DRAGER MEDICAL INC. | 86887 | ASLN-0147 | STRONG MEMORIAL HOSPITAL | STRONG |  | ANESTHESIOLOGY; GROUP 7 | ANEST7 |  | 25 | In Service | 12 | 1 |  |  |  |  | 050OP136553 | ANESTHESIOLOGY - SMH
URMC | ANEUNI | ANESTHESIA UNIT |  | APOLLO | ANESTHESIA UNIT | DRAMEI | DRAGER MEDICAL INC. | 86893 | ASLN-0148 | STRONG MEMORIAL HOSPITAL | STRONG |  | ANESTHESIOLOGY; GROUP 7 | ANEST7 |  | OR 36 - 03/27/25 | In Service | 12 | 1 |  |  |  |  | 050OP136553 | ANESTHESIOLOGY - SMH
URMC | ANEUNI | ANESTHESIA UNIT |  | APOLLO | ANESTHESIA UNIT | DRAMEI | DRAGER MEDICAL INC. | 84471 | ASLN-0151 | STRONG MEMORIAL HOSPITAL | STRONG |  | ANESTHESIOLOGY; GROUP 7 | ANEST7 |  |  | In Service | 12 | 1 |  |  |  |  | 050OP136553 | ANESTHESIOLOGY - SMH
URMC | ANEUNI | ANESTHESIA UNIT |  | APOLLO | ANESTHESIA UNIT | DRAMEI | DRAGER MEDICAL INC. | 86889 | ASLN-0136 | STRONG MEMORIAL HOSPITAL | STRONG |  | ANESTHESIOLOGY; GROUP 7 | ANEST7 |  | OR 26 - 3/27/25 | In Service | 12 | 1 |  |  |  |  | 050OP136553 | ANESTHESIOLOGY - SMH
URMC | ANEUNI | ANESTHESIA UNIT |  | APOLLO | ANESTHESIA UNIT | DRAMEI | DRAGER MEDICAL INC. | 86892 | ASLN-0140 | STRONG MEMORIAL HOSPITAL | STRONG |  | ANESTHESIOLOGY; GROUP 7 | ANEST7 |  |  | In Service | 12 | 1 |  |  |  |  | 050OP136553 | ANESTHESIOLOGY - SMH
URMC | ANEUNI | ANESTHESIA UNIT |  | MATRXMDM | ANESTHESIA UNIT; N2O FLOWMETER | PARHAC | PARKER HANNIFIN CORP | 86494 | MINT6150 | STRONG MEMORIAL HOSPITAL | STRONG |  | AC-4; CLINICAL DENTISTRY | AC4CLD |  | 4.0343C | In Service | 12 | 1 |  |  |  |  | 050OP137519 | AC-4; CLINICAL DENTISTRY
URMC | ANEUNI | ANESTHESIA UNIT |  | MATRXMDM | ANESTHESIA UNIT; N2O FLOWMETER | PARHAC | PARKER HANNIFIN CORP | 86495 | MINT63507 | STRONG MEMORIAL HOSPITAL | STRONG |  | AC-4; CLINICAL DENTISTRY | AC4CLD |  | 4.0343E | In Service | 12 | 1 |  |  |  |  | 050OP137519 | AC-4; CLINICAL DENTISTRY
URMC | ANEUNI | ANESTHESIA UNIT |  | MATRXMDM | ANESTHESIA UNIT; N2O FLOWMETER | PARHAC | PARKER HANNIFIN CORP | 86496 | MINT63508 | STRONG MEMORIAL HOSPITAL | STRONG |  | AC-4; CLINICAL DENTISTRY | AC4CLD |  | 4.0343G | In Service | 12 | 1 |  |  |  |  | 050OP137519 | AC-4; CLINICAL DENTISTRY
URMC | ANEUNI | ANESTHESIA UNIT |  | APOLLO | ANESTHESIA UNIT | DRAMEI | DRAGER MEDICAL INC. | 86937 | ASLN-0146 | STRONG MEMORIAL HOSPITAL | STRONG |  | ANESTHESIOLOGY; GROUP 7 | ANEST7 |  |  | In Service | 12 | 1 |  |  |  |  | 050OP136553 | ANESTHESIOLOGY - SMH
URMC | ANEUNI | ANESTHESIA UNIT |  | APOLLO | ANESTHESIA UNIT | DRAMEI | DRAGER MEDICAL INC. | 86891 | ASLN-0139 | STRONG MEMORIAL HOSPITAL | STRONG |  | ANESTHESIOLOGY; GROUP 7 | ANEST7 |  | GCH X-RAY | In Service | 12 | 1 |  |  |  |  | 050OP136553 | ANESTHESIOLOGY - SMH
URMC | ANEUNI | ANESTHESIA UNIT |  | APOLLO | ANESTHESIA UNIT | DRAMEI | DRAGER MEDICAL INC. | 86942 | ASLN-0125 | STRONG MEMORIAL HOSPITAL | STRONG |  | ANESTHESIOLOGY; GROUP 7 | ANEST7 |  |  | In Service | 12 | 1 |  |  |  |  | 050OP136553 | ANESTHESIOLOGY - SMH
URMC | ANEUNI | ANESTHESIA UNIT |  | APOLLO | ANESTHESIA UNIT | DRAMEI | DRAGER MEDICAL INC. | 86941 | ASLN-0122 | STRONG MEMORIAL HOSPITAL | STRONG |  | ANESTHESIOLOGY; GROUP 7 | ANEST7 |  |  | In Service | 12 | 1 |  |  |  |  | 050OP136553 | ANESTHESIOLOGY - SMH
URMC | ANEUNI | ANESTHESIA UNIT |  | APOLLO | ANESTHESIA UNIT | DRAMEI | DRAGER MEDICAL INC. | 86949 | ASLN-0145 | STRONG MEMORIAL HOSPITAL | STRONG |  | ANESTHESIOLOGY; GROUP 7 | ANEST7 |  |  | In Service | 12 | 1 |  |  |  |  | 050OP136553 | ANESTHESIOLOGY - SMH
URMC | ANEUNI | ANESTHESIA UNIT |  | APOLLO | ANESTHESIA UNIT | DRAMEI | DRAGER MEDICAL INC. | 86944 | ASLN-0124 | STRONG MEMORIAL HOSPITAL | STRONG |  | ANESTHESIOLOGY; GROUP 7 | ANEST7 |  |  | In Service | 12 | 1 |  |  |  |  | 050OP136553 | ANESTHESIOLOGY - SMH
URMC | ANEUNI | ANESTHESIA UNIT |  | APOLLO | ANESTHESIA UNIT | DRAMEI | DRAGER MEDICAL INC. | 86888 | ASLN-0121 | STRONG MEMORIAL HOSPITAL | STRONG |  | ANESTHESIOLOGY; GROUP 7 | ANEST7 |  | OR 17 - 03/27/25 | In Service | 12 | 1 |  |  |  |  | 050OP136553 | ANESTHESIOLOGY - SMH
URMC | ANEUNI | ANESTHESIA UNIT |  | APOLLO | ANESTHESIA UNIT | DRAMEI | DRAGER MEDICAL INC. | 86945 | ASLN-0128 | STRONG MEMORIAL HOSPITAL | STRONG |  | ANESTHESIOLOGY; GROUP 7 | ANEST7 |  |  | In Service | 12 | 1 |  |  |  |  | 050OP136553 | ANESTHESIOLOGY - SMH
URMC | ANEUNI | ANESTHESIA UNIT |  | APOLLO | ANESTHESIA UNIT | DRAMEI | DRAGER MEDICAL INC. | 86946 | ASLN-0129 | STRONG MEMORIAL HOSPITAL | STRONG |  | ANESTHESIOLOGY; GROUP 7 | ANEST7 |  |  | In Service | 12 | 1 |  |  |  |  | 050OP136553 | ANESTHESIOLOGY - SMH
URMC | ANEUNI | ANESTHESIA UNIT |  | APOLLO | ANESTHESIA UNIT | DRAMEI | DRAGER MEDICAL INC. | 86947 | ASLN-0132 | STRONG MEMORIAL HOSPITAL | STRONG |  | ANESTHESIOLOGY; GROUP 7 | ANEST7 |  |  | In Service | 12 | 1 |  |  |  |  | 050OP136553 | ANESTHESIOLOGY - SMH
URMC | ANEUNI | ANESTHESIA UNIT |  | APOLLO | ANESTHESIA UNIT | DRAMEI | DRAGER MEDICAL INC. | 86943 | ASLN-0133 | STRONG MEMORIAL HOSPITAL | STRONG |  | ANESTHESIOLOGY; GROUP 7 | ANEST7 |  |  | In Service | 12 | 1 |  |  |  |  | 050OP136553 | ANESTHESIOLOGY - SMH
URMC | ANEUNI | ANESTHESIA UNIT |  | APOLLO | ANESTHESIA UNIT | DRAMEI | DRAGER MEDICAL INC. | 86890 | ASLN-0138 | STRONG MEMORIAL HOSPITAL | STRONG |  | ANESTHESIOLOGY; GROUP 7 | ANEST7 |  |  | In Service | 12 | 1 |  |  |  |  | 050OP136553 | ANESTHESIOLOGY - SMH
URMC | ANEUNI | ANESTHESIA UNIT |  | APOLLO | ANESTHESIA UNIT | DRAMEI | DRAGER MEDICAL INC. | 86546 | ASLN-0123 | STRONG MEMORIAL HOSPITAL | STRONG |  | ANESTHESIOLOGY; GROUP 7 | ANEST7 |  | P5 9/26/20 | In Service | 12 | 1 |  |  |  |  | 050OP136553 | ANESTHESIOLOGY - SMH
URMC | ANEUNI | ANESTHESIA UNIT |  | APOLLO | ANESTHESIA UNIT | DRAMEI | DRAGER MEDICAL INC. | 86547 | ASLN-0150 | STRONG MEMORIAL HOSPITAL | STRONG |  | ANESTHESIOLOGY; GROUP 7 | ANEST7 |  |  | In Service | 12 | 1 |  |  |  |  | 050OP136553 | ANESTHESIOLOGY - SMH
URMC | ANEUNI | ANESTHESIA UNIT |  | APOLLO | ANESTHESIA UNIT | DRAMEI | DRAGER MEDICAL INC. | 86548 | ASLN-0135 | STRONG MEMORIAL HOSPITAL | STRONG |  | ANESTHESIOLOGY; GROUP 7 | ANEST7 |  | P6 | In Service | 12 | 1 |  |  |  |  | 050OP136553 | ANESTHESIOLOGY - SMH
URMC | ANEUNI | ANESTHESIA UNIT |  | APOLLO | ANESTHESIA UNIT | DRAMEI | DRAGER MEDICAL INC. | 86549 | ASLN-0130 | STRONG MEMORIAL HOSPITAL | STRONG |  | ANESTHESIOLOGY; GROUP 7 | ANEST7 |  |  | In Service | 12 | 1 |  |  |  |  | 050OP136553 | ANESTHESIOLOGY - SMH
URMC | ANEUNI | ANESTHESIA UNIT |  | APOLLO | ANESTHESIA UNIT | DRAMEI | DRAGER MEDICAL INC. | 86879 | ASLN-0131 | STRONG MEMORIAL HOSPITAL | STRONG |  | ANESTHESIOLOGY; GROUP 7 | ANEST7 |  | OR 17- 06/10/25 | In Service | 12 | 1 |  |  |  |  | 050OP136553 | ANESTHESIOLOGY - SMH
URMC | ANEUNI | ANESTHESIA UNIT |  | APOLLO | ANESTHESIA UNIT | DRAMEI | DRAGER MEDICAL INC. | 86878 | ASLN-0152 | STRONG MEMORIAL HOSPITAL | STRONG |  | ANESTHESIOLOGY; GROUP 7 | ANEST7 |  | OR 31 - 03/27/25 | In Service | 12 | 1 |  |  |  |  | 050OP136553 | ANESTHESIOLOGY - SMH
URMC | ANEUNI | ANESTHESIA UNIT |  | APOLLO | ANESTHESIA UNIT | DRAMEI | DRAGER MEDICAL INC. | 86948 | ASLN-0141 | STRONG MEMORIAL HOSPITAL | STRONG |  | ANESTHESIOLOGY; GROUP 7 | ANEST7 |  | Sim Lab MAR2023 | In Service | 12 | 1 |  |  |  |  | 050OP136553 | ANESTHESIOLOGY - SMH
URMC | ANEUNI | ANESTHESIA UNIT |  | APOLLO | ANESTHESIA UNIT | DRAMEI | DRAGER MEDICAL INC. | 86951 | ASLN-0143 | STRONG MEMORIAL HOSPITAL | STRONG |  | ANESTHESIOLOGY; GROUP 7 | ANEST7 |  | OR 18 - 03/27/25 | In Service | 12 | 1 |  |  |  |  | 050OP136553 | ANESTHESIOLOGY - SMH
URMC | ANEUNI | ANESTHESIA UNIT |  | APOLLO | ANESTHESIA UNIT | DRAMEI | DRAGER MEDICAL INC. | 86950 | ASLN-0127 | STRONG MEMORIAL HOSPITAL | STRONG |  | ANESTHESIOLOGY; GROUP 7 | ANEST7 |  |  | In Service | 12 | 1 |  |  |  |  | 050OP136553 | ANESTHESIOLOGY - SMH
URMC | ANEUNI | ANESTHESIA UNIT |  | APOLLO | ANESTHESIA UNIT | DRAMEI | DRAGER MEDICAL INC. | 86952 | ASLN-0137 | STRONG MEMORIAL HOSPITAL | STRONG |  | ANESTHESIOLOGY; GROUP 7 | ANEST7 |  |  | In Service | 12 | 1 |  |  |  |  | 050OP136553 | ANESTHESIOLOGY - SMH
URMC | ANEUNI | ANESTHESIA UNIT |  | APOLLO | ANESTHESIA UNIT | DRAMEI | DRAGER MEDICAL INC. | 37616 | ASLM-0187 | HIGHLAND HOSPITAL OF ROCHESTER | HIGHLAND |  | ANESTHESIA | ANESTH | W3 | OB 1 | In Service | 12 | 1 |  |  |  |  | OP857520 | ANESTHESIA
URMC | ANEUNI | ANESTHESIA UNIT |  | APOLLO | ANESTHESIA UNIT | DRAMEI | DRAGER MEDICAL INC. | 37615 | ASLM-0177 | HIGHLAND HOSPITAL OF ROCHESTER | HIGHLAND |  | ANESTHESIA | ANESTH | 1 | OR10 | In Service | 12 | 1 |  |  |  |  | OP857520 | ANESTHESIA
URMC | ANEUNI | ANESTHESIA UNIT |  | APOLLO | ANESTHESIA UNIT | DRAMEI | DRAGER MEDICAL INC. | 37617 | ASLM-0183 | HIGHLAND HOSPITAL OF ROCHESTER | HIGHLAND |  | ANESTHESIA | ANESTH | 1 | OR 13 | In Service | 12 | 1 |  |  |  |  | OP857520 | ANESTHESIA
URMC | ANEUNI | ANESTHESIA UNIT |  | APOLLO | ANESTHESIA UNIT | DRAMEI | DRAGER MEDICAL INC. | 37618 | ASLM-0174 | HIGHLAND HOSPITAL OF ROCHESTER | HIGHLAND |  | ANESTHESIA | ANESTH | W1 | OR 15 | In Service | 12 | 1 |  |  |  |  | OP857520 | ANESTHESIA
URMC | ANEUNI | ANESTHESIA UNIT |  | APOLLO | ANESTHESIA UNIT | DRAMEI | DRAGER MEDICAL INC. | 37619 | ASLM-0173 | HIGHLAND HOSPITAL OF ROCHESTER | HIGHLAND |  | ANESTHESIA | ANESTH | W1 | OR 5 | In Service | 12 | 1 |  |  |  |  | OP857520 | ANESTHESIA
URMC | ANEUNI | ANESTHESIA UNIT |  | APOLLO | ANESTHESIA UNIT | DRAMEI | DRAGER MEDICAL INC. | 37620 | ASLM-0186 | HIGHLAND HOSPITAL OF ROCHESTER | HIGHLAND |  | ANESTHESIA | ANESTH | W1 | OR 9 | In Service | 12 | 1 |  |  |  |  | OP857520 | ANESTHESIA
URMC | ANEUNI | ANESTHESIA UNIT |  | APOLLO | ANESTHESIA UNIT | DRAMEI | DRAGER MEDICAL INC. | 37621 | ASLM-0170 | HIGHLAND HOSPITAL OF ROCHESTER | HIGHLAND |  | ANESTHESIA | ANESTH | W1 | OR 14 | In Service | 12 | 1 |  |  |  |  | OP857520 | ANESTHESIA
URMC | ANEUNI | ANESTHESIA UNIT |  | APOLLO | ANESTHESIA UNIT | DRAMEI | DRAGER MEDICAL INC. | 37622 | ASLM-0171 | HIGHLAND HOSPITAL OF ROCHESTER | HIGHLAND |  | ANESTHESIA | ANESTH | 1 | OR3 | In Service | 12 | 1 |  |  |  |  | OP857520 | ANESTHESIA
URMC | ANEUNI | ANESTHESIA UNIT |  | APOLLO | ANESTHESIA UNIT | DRAMEI | DRAGER MEDICAL INC. | 37573 | ASLM-0005 | HIGHLAND HOSPITAL OF ROCHESTER | HIGHLAND |  | ANESTHESIA | ANESTH | 1 | OR 5 | In Service | 12 | 1 |  |  |  |  | OP857520 | ANESTHESIA
URMC | ANEUNI | ANESTHESIA UNIT |  | APOLLO | ANESTHESIA UNIT | DRAMEI | DRAGER MEDICAL INC. | 37623 | ASLM-0001 | HIGHLAND HOSPITAL OF ROCHESTER | HIGHLAND |  | ANESTHESIA | ANESTH | 1 | OR 2 | In Service | 12 | 1 |  |  |  |  | OP857520 | ANESTHESIA
URMC | ANEUNI | ANESTHESIA UNIT |  | APOLLO | ANESTHESIA UNIT | DRAMEI | DRAGER MEDICAL INC. | 37624 | ASLM-0004 | HIGHLAND HOSPITAL OF ROCHESTER | HIGHLAND |  | ANESTHESIA | ANESTH | 1 | SPARE | In Service | 12 | 1 |  |  |  |  | OP857520 | ANESTHESIA
URMC | ANEUNI | ANESTHESIA UNIT |  | APOLLO | ANESTHESIA UNIT | DRAMEI | DRAGER MEDICAL INC. | 37625 | ASLM-0003 | HIGHLAND HOSPITAL OF ROCHESTER | HIGHLAND |  | ANESTHESIA | ANESTH | 1 | OR 7 | In Service | 12 | 1 |  |  |  |  | OP857520 | ANESTHESIA
URMC | ANEUNI | ANESTHESIA UNIT |  | APOLLO | ANESTHESIA UNIT | DRAMEI | DRAGER MEDICAL INC. | 37626 | ASLM-0184 | HIGHLAND HOSPITAL OF ROCHESTER | HIGHLAND |  | ANESTHESIA | ANESTH | 1 | OR 1 | In Service | 12 | 1 |  |  |  |  | OP857520 | ANESTHESIA
URMC | ANEUNI | ANESTHESIA UNIT |  | APOLLO | ANESTHESIA UNIT | DRAMEI | DRAGER MEDICAL INC. | 37627 | ASLM-0176 | HIGHLAND HOSPITAL OF ROCHESTER | HIGHLAND |  | ANESTHESIA | ANESTH | 1 | OR 6 | In Service | 12 | 1 |  |  |  |  | OP857520 | ANESTHESIA
URMC | ANEUNI | ANESTHESIA UNIT |  | APOLLO | ANESTHESIA UNIT | DRAMEI | DRAGER MEDICAL INC. | 37628 | ASLM-0182 | HIGHLAND HOSPITAL OF ROCHESTER | HIGHLAND |  | ANESTHESIA | ANESTH | 1 | SPARE | In Service | 12 | 1 |  |  |  |  | OP857520 | ANESTHESIA
URMC | ANEUNI | ANESTHESIA UNIT |  | APOLLO | ANESTHESIA UNIT | DRAMEI | DRAGER MEDICAL INC. | 37629 | ASLM-0185 | HIGHLAND HOSPITAL OF ROCHESTER | HIGHLAND |  | ANESTHESIA | ANESTH | W1 | OR 16 | In Service | 12 | 1 |  |  |  |  | OP857520 | ANESTHESIA
URMC | ANEUNI | ANESTHESIA UNIT |  | APOLLO | ANESTHESIA UNIT | DRAMEI | DRAGER MEDICAL INC. | 37630 | ASLM-0178 | HIGHLAND HOSPITAL OF ROCHESTER | HIGHLAND |  | ANESTHESIA | ANESTH | W1 | OR 8 | In Service | 12 | 1 |  |  |  |  | OP857520 | ANESTHESIA
URMC | ANEUNI | ANESTHESIA UNIT |  | APOLLO | ANESTHESIA UNIT | DRAMEI | DRAGER MEDICAL INC. | 37631 | ASLM-0172 | HIGHLAND HOSPITAL OF ROCHESTER | HIGHLAND |  | ANESTHESIA | ANESTH | NE1 | RADONC Cart RADON | In Service | 12 | 1 |  |  |  |  | OP857520 | ANESTHESIA
URMC | ANEUNI | ANESTHESIA UNIT |  | APOLLO | ANESTHESIA UNIT | DRAMEI | DRAGER MEDICAL INC. | 37632 | ASLM-0002 | HIGHLAND HOSPITAL OF ROCHESTER | HIGHLAND |  | ANESTHESIA | ANESTH | W3 | OR 15 | In Service | 12 | 1 |  |  |  |  | OP857520 | ANESTHESIA
URMC | ANEUNI | ANESTHESIA UNIT |  | APOLLO | ANESTHESIA UNIT | DRAMEI | DRAGER MEDICAL INC. | 37633 | ASLM-0175 | HIGHLAND HOSPITAL OF ROCHESTER | HIGHLAND |  | ANESTHESIA | ANESTH | 2 | HPC | In Service | 12 | 1 |  |  |  |  | OP857520 | ANESTHESIA
URMC | ANEUNI | ANESTHESIA UNIT |  | APOLLO | ANESTHESIA UNIT | DRAMEI | DRAGER MEDICAL INC. | 37634 | ASLM-0181 | HIGHLAND HOSPITAL OF ROCHESTER | HIGHLAND |  | ANESTHESIA | ANESTH | 1 | OR #12 | In Service | 12 | 1 |  |  |  |  | OP857520 | ANESTHESIA
URMC | ANEUNI | ANESTHESIA UNIT |  | APOLLO | ANESTHESIA UNIT | DRAMEI | DRAGER MEDICAL INC. | 86963 | ASLN-0120 | STRONG MEMORIAL HOSPITAL | STRONG |  | ANESTHESIOLOGY; GROUP 7 | ANEST7 |  |  | In Service | 12 | 1 |  |  |  |  | 050OP136553 | ANESTHESIOLOGY - SMH
URMC | ANEUNI | ANESTHESIA UNIT |  | PERSEUSA500 | ANESTHESIA UNIT | DRAMEI | DRAGER MEDICAL INC. | 87157 | ASLN-0160 | STRONG MEMORIAL HOSPITAL | STRONG |  | ANESTHESIOLOGY; GROUP 7 | ANEST7 |  | OR 2 MAR 2023 | In Service | 12 | 1 |  |  |  |  | 050OP136553 | ANESTHESIOLOGY - SMH
URMC | ANEUNI | ANESTHESIA UNIT |  | PERSEUSA500 | ANESTHESIA UNIT | DRAMEI | DRAGER MEDICAL INC. | 87158 | ASLN-0161 | STRONG MEMORIAL HOSPITAL | STRONG |  | ANESTHESIOLOGY; GROUP 7 | ANEST7 |  |  | In Service | 12 | 1 |  |  |  |  | 050OP136553 | ANESTHESIOLOGY - SMH
URMC | ANEUNI | ANESTHESIA UNIT |  | PERSEUSA500 | ANESTHESIA UNIT | DRAMEI | DRAGER MEDICAL INC. | 87159 | ASLN-0177 | STRONG MEMORIAL HOSPITAL | STRONG |  | ANESTHESIOLOGY; GROUP 7 | ANEST7 |  |  | In Service | 12 | 1 |  |  |  |  | 050OP136553 | ANESTHESIOLOGY - SMH
URMC | ANEUNI | ANESTHESIA UNIT |  | PERSEUSA500 | ANESTHESIA UNIT | DRAMEI | DRAGER MEDICAL INC. | 87152 | ASLN-0142 | STRONG MEMORIAL HOSPITAL | STRONG |  | ANESTHESIOLOGY; GROUP 7 | ANEST7 |  | OR 15 | In Service | 12 | 1 |  |  |  |  | 050OP136553 | ANESTHESIOLOGY - SMH
URMC | ANEUNI | ANESTHESIA UNIT |  | PERSEUSA500 | ANESTHESIA UNIT | DRAMEI | DRAGER MEDICAL INC. | 87154 | ASLN-0175 | STRONG MEMORIAL HOSPITAL | STRONG |  | ANESTHESIOLOGY; GROUP 7 | ANEST7 |  | OR 28 | In Service | 12 | 1 |  |  |  |  | 050OP136553 | ANESTHESIOLOGY - SMH
URMC | ANEUNI | ANESTHESIA UNIT |  | PERSEUSA500 | ANESTHESIA UNIT | DRAMEI | DRAGER MEDICAL INC. | 87156 | ASLN-0140 | STRONG MEMORIAL HOSPITAL | STRONG |  | ANESTHESIOLOGY; GROUP 7 | ANEST7 |  | OR 28 MAR 2023 | In Service | 12 | 1 |  |  |  |  | 050OP136553 | ANESTHESIOLOGY - SMH
URMC | ANEUNI | ANESTHESIA UNIT |  | PERSEUSA500 | ANESTHESIA UNIT | DRAMEI | DRAGER MEDICAL INC. | 87151 | ASLN-0138 | STRONG MEMORIAL HOSPITAL | STRONG |  | ANESTHESIOLOGY; GROUP 7 | ANEST7 |  | OR 7 MAR 2023 | In Service | 12 | 1 |  |  |  |  | 050OP136553 | ANESTHESIOLOGY - SMH
URMC | ANEUNI | ANESTHESIA UNIT |  | PERSEUSA500 | ANESTHESIA UNIT | DRAMEI | DRAGER MEDICAL INC. | 87153 | ASLN-0143 | STRONG MEMORIAL HOSPITAL | STRONG |  | ANESTHESIOLOGY; GROUP 7 | ANEST7 |  |  | In Service | 12 | 1 |  |  |  |  | 050OP136553 | ANESTHESIOLOGY - SMH
URMC | ANEUNI | ANESTHESIA UNIT |  | PERSEUSA500 | ANESTHESIA UNIT | DRAMEI | DRAGER MEDICAL INC. | 87155 | ASLN-0176 | STRONG MEMORIAL HOSPITAL | STRONG |  | ANESTHESIOLOGY; GROUP 7 | ANEST7 |  |  | In Service | 12 | 1 |  |  |  |  | 050OP136553 | ANESTHESIOLOGY - SMH
URMC | ANEUNI | ANESTHESIA UNIT |  | PERSEUSA500 | ANESTHESIA UNIT | DRAMEI | DRAGER MEDICAL INC. | 87490 | ASLN-0139 | STRONG MEMORIAL HOSPITAL | STRONG |  | ANESTHESIOLOGY; GROUP 7 | ANEST7 |  | OR 20 MAR 2023 | In Service | 12 | 1 |  |  |  |  | 050OP136553 | ANESTHESIOLOGY - SMH
URMC | ANEUNI | ANESTHESIA UNIT |  | PERSEUSA500 | ANESTHESIA UNIT | DRAMEI | DRAGER MEDICAL INC. | 87491 | ASLN-0141 | STRONG MEMORIAL HOSPITAL | STRONG |  | ANESTHESIOLOGY; GROUP 7 | ANEST7 |  | OR 1 | In Service | 12 | 1 |  |  |  |  | 050OP136553 | ANESTHESIOLOGY - SMH
URMC | ANEUNI | ANESTHESIA UNIT |  | PERSEUSA500 | ANESTHESIA UNIT | DRAMEI | DRAGER MEDICAL INC. | 87492 | ASLN-0159 | STRONG MEMORIAL HOSPITAL | STRONG |  | ANESTHESIOLOGY; GROUP 7 | ANEST7 |  | OR 10 | In Service | 12 | 1 |  |  |  |  | 050OP136553 | ANESTHESIOLOGY - SMH
URMC | ANEUNI | ANESTHESIA UNIT |  | PERSEUSA500 | ANESTHESIA UNIT | DRAMEI | DRAGER MEDICAL INC. | 87494 | ASLN-0174 | STRONG MEMORIAL HOSPITAL | STRONG |  | ANESTHESIOLOGY; GROUP 7 | ANEST7 |  | OR 8 MAR22 | In Service | 12 | 1 |  |  |  |  | 050OP136553 | ANESTHESIOLOGY - SMH
URMC | ANEUNI | ANESTHESIA UNIT |  | APOLLO | ANESTHESIA UNIT | DRAMEI | DRAGER MEDICAL INC. | 86953 | ASLN-0149 | STRONG MEMORIAL HOSPITAL | STRONG |  | ANESTHESIOLOGY; GROUP 7 | ANEST7 |  | OR 21 - 03/27/25 | In Service | 12 | 1 |  |  |  |  | 050OP136553 | ANESTHESIOLOGY - SMH
URMC | ANEUNI | ANESTHESIA UNIT |  | PERSEUSA500 | ANESTHESIA UNIT | DRAMEI | DRAGER MEDICAL INC. | 87495 | ASLN-0178 | STRONG MEMORIAL HOSPITAL | STRONG |  | ANESTHESIOLOGY; GROUP 7 | ANEST7 |  | OR 3 | In Service | 12 | 1 |  |  |  |  | 050OP136553 | ANESTHESIOLOGY - SMH
URMC | ANEUNI | ANESTHESIA UNIT |  | PERSEUSA500 | ANESTHESIA UNIT | DRAMEI | DRAGER MEDICAL INC. | 87493 | ASLN-0173 | STRONG MEMORIAL HOSPITAL | STRONG |  | ANESTHESIOLOGY; GROUP 7 | ANEST7 |  | OR 3 | In Service | 12 | 1 |  |  |  |  | 050OP136553 | ANESTHESIOLOGY - SMH
URMC | ANEUNI | ANESTHESIA UNIT |  | FABIUSMRI | ANESTHESIA UNIT | DRAMEI | DRAGER MEDICAL INC. | 87820 | ASLN-0009 | STRONG MEMORIAL HOSPITAL | STRONG |  | ANESTHESIOLOGY; GROUP 7 | ANEST7 |  |  | In Service | 12 | 1 |  |  |  |  | 050OP136553 | ANESTHESIOLOGY - SMH
URMC | ANEUNI | ANESTHESIA UNIT |  | FABIUSMRI | ANESTHESIA UNIT | DRAMEI | DRAGER MEDICAL INC. | 87821 | ASLN-0010 | STRONG MEMORIAL HOSPITAL | STRONG |  | ANESTHESIOLOGY; GROUP 7 | ANEST7 |  |  | In Service | 12 | 1 |  |  |  |  | 050OP136553 | ANESTHESIOLOGY - SMH
URMC | ANEUNI | ANESTHESIA UNIT |  | FABIUSMRI | ANESTHESIA UNIT | DRAMEI | DRAGER MEDICAL INC. | 87822 | ASLN-0011 | STRONG MEMORIAL HOSPITAL | STRONG |  | ANESTHESIOLOGY; GROUP 7 | ANEST7 |  |  | In Service | 12 | 1 |  |  |  |  | 050OP136553 | ANESTHESIOLOGY - SMH
URMC | ANEUNI | ANESTHESIA UNIT |  | FABIUSMRI | ANESTHESIA UNIT | DRAMEI | DRAGER MEDICAL INC. | 87823 | ASLN-0013 | STRONG MEMORIAL HOSPITAL | STRONG |  | ANESTHESIOLOGY; GROUP 7 | ANEST7 |  |  | In Service | 12 | 1 |  |  |  |  | 050OP136553 | ANESTHESIOLOGY - SMH
URMC | ANEUNV | ANESTHESIA UNIT VENTILATOR |  | 43500 | ANESTHESIA VENTILATOR | AVAMEDS | AVANTE HEALTH SOLUTIONS | 103480 | 21206-133 | STRONG MEMORIAL HOSPITAL | STRONG |  | CENTER FOR VISUAL SCIENCE | CEVISC |  |  | In Service | 17 | 1 |  |  |  |  | 040 RESEARCH GRANT | RESEARCH DEPT - 312 REQ REQUIRED
URMC | ANEUNV | ANESTHESIA UNIT VENTILATOR |  | 43500 | ANESTHESIA VENTILATOR | AVAMEDS | AVANTE HEALTH SOLUTIONS | 107596 | 21903-057 | STRONG MEMORIAL HOSPITAL | STRONG |  | CENTER FOR VISUAL SCIENCE | CEVISC |  |  | In Service | 17 | 1 |  |  |  |  | 040 RESEARCH GRANT | RESEARCH DEPT - 312 REQ REQUIRED
URMC | ANEUNV | ANESTHESIA UNIT VENTILATOR |  | 43500 | ANESTHESIA VENTILATOR | AVAMEDS | AVANTE HEALTH SOLUTIONS | 107595 | 21206-138 | STRONG MEMORIAL HOSPITAL | STRONG |  | CENTER FOR VISUAL SCIENCE | CEVISC |  |  | In Service | 17 | 1 |  |  |  |  | 040 RESEARCH GRANT | RESEARCH DEPT - 312 REQ REQUIRED
URMC | ANEVAN | ANESTHESIA VAPORIZER; NON-HEATED |  | TEC7ISO | ANESTHESIA VAPORIZER; NON-HEATED; ISOFLURANE | DATOHM | DATEX OHMEDA | 114013 | BEGK02185 | STRONG MEMORIAL HOSPITAL | STRONG |  | ANESTHESIOLOGY; GROUP 7 | ANEST7 |  |  | In Service | 11 | 2 |  |  |  |  | 050OP136553 | ANESTHESIOLOGY - SMH
URMC | ANEVAN | ANESTHESIA VAPORIZER; NON-HEATED |  | TEC5ISO | ANESTHESIA VAPORIZER; NON-HEATED; ISOFLURANE | DATOHM | DATEX OHMEDA | 114014 | BCYE01718 | STRONG MEMORIAL HOSPITAL | STRONG |  | ANESTHESIOLOGY; GROUP 7 | ANEST7 |  |  | In Service | 11 | 2 |  |  |  |  | 050OP136553 | ANESTHESIOLOGY - SMH
URMC | ANEVAN | ANESTHESIA VAPORIZER; NON-HEATED |  | ANES VET EUT | ANESTHESIA VAPORIZER; VETERINARY; ISOFLURANE | EUTCOR | EUTHANEX CORPORATION | 114481 | EZ549 | SCHOOL OF MEDICINE AND DENTISTRY | SCHMED |  | NEUROSCIENCE LAB | NEULAB |  |  | In Service | 12 | 4 |  |  |  |  | 040GR504067 | NEUROSCIENCE LAB
URMC | ANEVAN | ANESTHESIA VAPORIZER; NON-HEATED |  | M3000 | ANESTHESIA VAPORIZER; VETERINARY USE ONLY | VAPSAS | VAPORIZER SALES & SERVICE | 106055 | VSSN5306 | SCHOOL OF MEDICINE AND DENTISTRY | SCHMED |  | NEPHROLOGY RESEARCH LAB | NEPREL |  |  | In Service | 12 | 4 |  |  |  |  | 040FR532119 | DR WU K AWARD
URMC | ANEVAN | ANESTHESIA VAPORIZER; NON-HEATED |  | TA1J11E | ANESTHESIA VAPORIZER; NON-HEATED | RWDLSC | RWD LIFE SCIENCE | 105349 | J2829801-022L | SCHOOL OF MEDICINE AND DENTISTRY | SCHMED |  | CTR FOR VACCINE BIOLOGY/IMMUNOLOGY | CTRVBI |  |  | In Service | 12 | 2 |  |  |  |  | 040 RESEARCH GRANT | RESEARCH DEPT - 312 REQ REQUIRED
URMC | ANEVAN | ANESTHESIA VAPORIZER; NON-HEATED |  | 911103 | VETERINARY VAPORIZER; ISOFLURANE; FUNNEL FILL | VETEQI | VETEQUIP; INC. | 107465 | VE 2343 | SCHOOL OF MEDICINE AND DENTISTRY | SCHMED |  | PHARMACY AND PHYSIOLOGY | PHAPHY |  |  | In Service | 12 | 4 |  |  |  |  | 040OP346057 | PHARMACY AND PHYSIOLOGY
URMC | ANEVAN | ANESTHESIA VAPORIZER; NON-HEATED |  | TEC5ISO | ANESTHESIA VAPORIZER; NON-HEATED; ISOFLURANE | DATOHM | DATEX OHMEDA | 107157 | BYCU 00365 | STRONG MEMORIAL HOSPITAL | STRONG |  | ANESTHESIOLOGY; GROUP 7 | ANEST7 |  |  | Unit Not Located | 11 | 2 |  |  |  |  | 050OP136553 | ANESTHESIOLOGY - SMH
URMC | ANEVAN | ANESTHESIA VAPORIZER; NON-HEATED |  | TEC5ISO | ANESTHESIA VAPORIZER; NON-HEATED; ISOFLURANE | DATOHM | DATEX OHMEDA | 115908 | BEGNO1837 | STRONG MEMORIAL HOSPITAL | STRONG |  | ANESTHESIOLOGY; GROUP 7 | ANEST7 |  |  | In Service | 11 | 2 |  |  |  |  | 050OP136553 | ANESTHESIOLOGY - SMH
URMC | ANEVAN | ANESTHESIA VAPORIZER; NON-HEATED |  | TEC5ISO | ANESTHESIA VAPORIZER; NON-HEATED; ISOFLURANE | DATOHM | DATEX OHMEDA | 115958 | BCYA02477 | STRONG MEMORIAL HOSPITAL | STRONG |  | ANESTHESIOLOGY; GROUP 7 | ANEST7 |  |  | In Service | 11 | 2 |  |  |  |  | 050OP136553 | ANESTHESIOLOGY - SMH
URMC | ANEVAN | ANESTHESIA VAPORIZER; NON-HEATED |  | TEC7ISO | ANESTHESIA VAPORIZER; NON-HEATED; ISOFLURANE | DATOHM | DATEX OHMEDA | 103365 | BEGP01787 | STRONG MEMORIAL HOSPITAL | STRONG |  | ANESTHESIOLOGY; GROUP 7 | ANEST7 |  |  | In Service | 11 | 2 |  |  |  |  | 050OP136553 | ANESTHESIOLOGY - SMH
URMC | ANEVAN | ANESTHESIA VAPORIZER; NON-HEATED |  | TEC5ISO | ANESTHESIA VAPORIZER; NON-HEATED; ISOFLURANE | DATOHM | DATEX OHMEDA | 104499 | BCYY03884 | STRONG MEMORIAL HOSPITAL | STRONG |  | ANESTHESIOLOGY; GROUP 7 | ANEST7 |  |  | In Service | 11 | 2 |  |  |  |  | 050OP136553 | ANESTHESIOLOGY - SMH
URMC | ANEVAN | ANESTHESIA VAPORIZER; NON-HEATED |  | TEC5ISO | ANESTHESIA VAPORIZER; NON-HEATED; ISOFLURANE | DATOHM | DATEX OHMEDA | 102176 | BCYE02943 | STRONG MEMORIAL HOSPITAL | STRONG |  | ANESTHESIOLOGY; GROUP 7 | ANEST7 |  |  | In Service | 11 | 2 |  |  |  |  | 050OP136553 | ANESTHESIOLOGY - SMH
URMC | ANEVAN | ANESTHESIA VAPORIZER; NON-HEATED |  | TEC7ISO | ANESTHESIA VAPORIZER; NON-HEATED; ISOFLURANE | DATOHM | DATEX OHMEDA | 102209 | BEGH01411 | STRONG MEMORIAL HOSPITAL | STRONG |  | ANESTHESIOLOGY; GROUP 7 | ANEST7 |  |  | In Service | 11 | 2 |  |  |  |  | 050OP136553 | ANESTHESIOLOGY - SMH
URMC | ANEVAN | ANESTHESIA VAPORIZER; NON-HEATED |  | VAP2000SEV | ANESTHESIA VAPORIZER; NON-HEATED | DRAMEI | DRAGER MEDICAL INC. | 100632 | ASSD-0427 | STRONG MEMORIAL HOSPITAL | STRONG |  | URMC SURGERY CENTER - SAWGRASS | URMCSC-2 | 1 | 180 Sawgrass Drive | In Service | 12 | 2 |  |  |  |  | 050OP134539 | URMC SURGERY CENTER - SAWGRASS
URMC | ANEVAN | ANESTHESIA VAPORIZER; NON-HEATED |  | TEC7ISO | ANESTHESIA VAPORIZER; NON-HEATED; ISOFLURANE | DATOHM | DATEX OHMEDA | 102163 | BEGN00220 | STRONG MEMORIAL HOSPITAL | STRONG |  | ANESTHESIOLOGY; GROUP 7 | ANEST7 |  |  | In Service | 11 | 2 |  |  |  |  | 050OP136553 | ANESTHESIOLOGY - SMH
URMC | ANEVAN | ANESTHESIA VAPORIZER; NON-HEATED |  | TEC7ISO | ANESTHESIA VAPORIZER; NON-HEATED; ISOFLURANE | DATOHM | DATEX OHMEDA | 39766 | BEGH00496 | HIGHLAND HOSPITAL OF ROCHESTER | HIGHLAND |  | ANESTHESIA | ANESTH | ? | Anesthesia | In Service | 11 | 2 |  |  |  |  | OP857520 | ANESTHESIA
URMC | ANEVAN | ANESTHESIA VAPORIZER; NON-HEATED |  | VP3 | ANESTHESIA VAPORIZER; VETERINARY USE ONLY | DREVET | DRE VETERINARY | 98901 | 2680 | SCHOOL OF MEDICINE AND DENTISTRY | SCHMED |  | NEUROSCIENCE LAB | NEULAB |  | Room G9812 | In Service | 12 | 4 |  |  |  |  | 040GR504067 | NEUROSCIENCE LAB
URMC | ANEVAN | ANESTHESIA VAPORIZER; NON-HEATED |  | TEC5ISO | ANESTHESIA VAPORIZER; NON-HEATED; ISOFLURANE | DATOHM | DATEX OHMEDA | 95637 | BCYW00268 | STRONG MEMORIAL HOSPITAL | STRONG |  | ANESTHESIOLOGY; GROUP 7 | ANEST7 |  |  | In Service | 11 | 2 |  |  |  |  | 050OP136553 | ANESTHESIOLOGY - SMH
URMC | ANEVAN | ANESTHESIA VAPORIZER; NON-HEATED |  | TEC5ISO | ANESTHESIA VAPORIZER; NON-HEATED; ISOFLURANE | DATOHM | DATEX OHMEDA | NMH02037 | BCYT00157 | NOYES MEMORIAL HOSPITAL | NOYES | 123027 | OPERATING / RECOVERY SERVICES | NMHOPREC |  | Machine 3 | In Service | 11 | 2 |  |  |  |  | 250OP827040 | NMH - SURGICAL SERVICES
URMC | ANEVAN | ANESTHESIA VAPORIZER; NON-HEATED |  | TEC7ISO | ANESTHESIA VAPORIZER; NON-HEATED; ISOFLURANE | DATOHM | DATEX OHMEDA | NMH02043 | BEGH02162 | NOYES MEMORIAL HOSPITAL | NOYES | 121959 | OPERATING / RECOVERY SERVICES | NMHOPREC |  |  | In Service | 11 | 2 |  |  |  |  | 250OP827040 | NMH - SURGICAL SERVICES
URMC | ANEVAN | ANESTHESIA VAPORIZER; NON-HEATED |  | M3000 | ANESTHESIA VAPORIZER; VETERINARY USE ONLY | VAPSAS | VAPORIZER SALES & SERVICE | 98634 | 4757 | SCHOOL OF MEDICINE AND DENTISTRY | SCHMED |  | PHARMACY AND PHYSIOLOGY | PHAPHY |  |  | In Service | 12 | 4 |  |  |  |  | 040OP346057 | PHARMACY AND PHYSIOLOGY
URMC | ANEVAN | ANESTHESIA VAPORIZER; NON-HEATED |  | TEC7ISO | ANESTHESIA VAPORIZER; NON-HEATED; ISOFLURANE | DATOHM | DATEX OHMEDA | 97362 | BEGG03565 | STRONG MEMORIAL HOSPITAL | STRONG |  | ANESTHESIOLOGY; GROUP 7 | ANEST7 |  |  | In Service | 11 | 2 |  |  |  |  | 050OP136553 | ANESTHESIOLOGY - SMH
URMC | ANEVAN | ANESTHESIA VAPORIZER; NON-HEATED |  | TEC5ISO | ANESTHESIA VAPORIZER; NON-HEATED; ISOFLURANE | DATOHM | DATEX OHMEDA | 100460 | BCYE00326 | STRONG MEMORIAL HOSPITAL | STRONG |  | ANESTHESIOLOGY; GROUP 7 | ANEST7 |  |  | In Service | 11 | 2 |  |  |  |  | 050OP136553 | ANESTHESIOLOGY - SMH
URMC | ANEVAN | ANESTHESIA VAPORIZER; NON-HEATED |  | TEC7ISO | ANESTHESIA VAPORIZER; NON-HEATED; ISOFLURANE | DATOHM | DATEX OHMEDA | NMH02243 | BEGH02149 | NOYES MEMORIAL HOSPITAL | NOYES |  | OPERATING / RECOVERY SERVICES | NMHOPREC |  |  | In Service | 11 | 2 |  |  |  |  | 250OP827040 | NMH - SURGICAL SERVICES
URMC | ANEVAN | ANESTHESIA VAPORIZER; NON-HEATED |  | M3000 | ANESTHESIA VAPORIZER; VETERINARY USE ONLY | VAPSAS | VAPORIZER SALES & SERVICE | 92226 | 3474 | SCHOOL OF MEDICINE AND DENTISTRY | SCHMED |  | CTR NEUROMEDICE - NEDERGAARD LAB | CTRNNL | 1 | MRBX | In Service | 12 | 4 |  |  |  |  | 040OP212190 | CTR NEUROMEDICE - NEDERGAARD LAB
URMC | ANEVAN | ANESTHESIA VAPORIZER; NON-HEATED |  | VAP2000SEV | ANESTHESIA VAPORIZER; NON-HEATED | DRAMEI | DRAGER MEDICAL INC. | 90355 | ASMC-0004 | STRONG MEMORIAL HOSPITAL | STRONG |  | STRONG WEST AMBULATORY SURGICAL CENTER | SWAMSC | 1 | 156 West Ave; Brockport | In Service | 12 | 2 |  |  |  |  | 050OP139685 | STRONG WEST AMBULATORY SURGERY CENTER
URMC | ANEVAN | ANESTHESIA VAPORIZER; NON-HEATED |  | VAP2000SEV | ANESTHESIA VAPORIZER; NON-HEATED | DRAMEI | DRAGER MEDICAL INC. | 90364 | ASMC-0402 | STRONG MEMORIAL HOSPITAL | STRONG |  | URMC SURGERY CENTER - SAWGRASS | URMCSC-2 | 1 | 180 Sawgrass | In Service | 12 | 2 |  |  |  |  | 050OP134539 | URMC SURGERY CENTER - SAWGRASS
URMC | ANEVAN | ANESTHESIA VAPORIZER; NON-HEATED |  | VAP2000SEV | ANESTHESIA VAPORIZER; NON-HEATED | DRAMEI | DRAGER MEDICAL INC. | 90357 | ASMC-0073 | STRONG MEMORIAL HOSPITAL | STRONG |  | ANESTHESIOLOGY; GROUP 7 | ANEST7 |  | 601 Elmwood Avr | In Service | 12 | 2 |  |  |  |  | 050OP136553 | ANESTHESIOLOGY - SMH
URMC | ANEVAN | ANESTHESIA VAPORIZER; NON-HEATED |  | VAP2000SEV | ANESTHESIA VAPORIZER; NON-HEATED | DRAMEI | DRAGER MEDICAL INC. | 90358 | ASMC-0006 | STRONG MEMORIAL HOSPITAL | STRONG |  | STRONG WEST AMBULATORY SURGICAL CENTER | SWAMSC | 1 | 156 West Ave. Brockport | In Service | 12 | 2 |  |  |  |  | 050OP139685 | STRONG WEST AMBULATORY SURGERY CENTER
URMC | ANEVAN | ANESTHESIA VAPORIZER; NON-HEATED |  | VAP2000SEV | ANESTHESIA VAPORIZER; NON-HEATED | DRAMEI | DRAGER MEDICAL INC. | 90359 | ASMC-0121 | STRONG MEMORIAL HOSPITAL | STRONG |  | URMC SURGERY CENTER - SAWGRASS | URMCSC-2 | 1 | 180 Sawgrass | In Service | 12 | 2 |  |  |  |  | 050OP134539 | URMC SURGERY CENTER - SAWGRASS
URMC | ANEVAN | ANESTHESIA VAPORIZER; NON-HEATED |  | VAP2000SEV | ANESTHESIA VAPORIZER; NON-HEATED | DRAMEI | DRAGER MEDICAL INC. | 90360 | ASMC-0078 | STRONG MEMORIAL HOSPITAL | STRONG |  | URMC SURGERY CENTER - SAWGRASS | URMCSC-2 | 1 | 180 Sawgrass | In Service | 12 | 2 |  |  |  |  | 050OP134539 | URMC SURGERY CENTER - SAWGRASS
URMC | ANEVAN | ANESTHESIA VAPORIZER; NON-HEATED |  | VAP2000SEV | ANESTHESIA VAPORIZER; NON-HEATED | DRAMEI | DRAGER MEDICAL INC. | 90361 | ASMC-0460 | STRONG MEMORIAL HOSPITAL | STRONG |  | URMC SURGERY CENTER - SAWGRASS | URMCSC-2 | 1 | 180 Sawgrass | In Service | 12 | 2 |  |  |  |  | 050OP134539 | URMC SURGERY CENTER - SAWGRASS
URMC | ANEVAN | ANESTHESIA VAPORIZER; NON-HEATED |  | VAP2000SEV | ANESTHESIA VAPORIZER; NON-HEATED | DRAMEI | DRAGER MEDICAL INC. | 90362 | ASMC-0459 | STRONG MEMORIAL HOSPITAL | STRONG |  | URMC SURGERY CENTER - SAWGRASS | URMCSC-2 | 1 | 180 Sawgrass | In Service | 12 | 2 |  |  |  |  | 050OP134539 | URMC SURGERY CENTER - SAWGRASS
URMC | ANEVAN | ANESTHESIA VAPORIZER; NON-HEATED |  | VAP2000SEV | ANESTHESIA VAPORIZER; NON-HEATED | DRAMEI | DRAGER MEDICAL INC. | 90363 | ASMC-0056 | STRONG MEMORIAL HOSPITAL | STRONG |  | URMC SURGERY CENTER - SAWGRASS | URMCSC-2 | 1 | 180 Sawgrass | In Service | 12 | 2 |  |  |  |  | 050OP134539 | URMC SURGERY CENTER - SAWGRASS
URMC | ANEVAN | ANESTHESIA VAPORIZER; NON-HEATED |  | VAP2000SEV | ANESTHESIA VAPORIZER; NON-HEATED | DRAMEI | DRAGER MEDICAL INC. | 90365 | ASMC-0456 | STRONG MEMORIAL HOSPITAL | STRONG |  | URMC SURGERY CENTER - SAWGRASS | URMCSC-2 | 1 | 180 Sawgrass | In Service | 12 | 2 |  |  |  |  | 050OP134539 | URMC SURGERY CENTER - SAWGRASS
URMC | ANEVAN | ANESTHESIA VAPORIZER; NON-HEATED |  | VAP2000SEV | ANESTHESIA VAPORIZER; NON-HEATED | DRAMEI | DRAGER MEDICAL INC. | 90366 | ASMC-0003 | STRONG MEMORIAL HOSPITAL | STRONG |  | URMC SURGERY CENTER - SAWGRASS | URMCSC-2 | 1 | 180 Sawgrass | In Service | 12 | 2 |  |  |  |  | 050OP134539 | URMC SURGERY CENTER - SAWGRASS
URMC | ANEVAN | ANESTHESIA VAPORIZER; NON-HEATED |  | VAP2000SEV | ANESTHESIA VAPORIZER; NON-HEATED | DRAMEI | DRAGER MEDICAL INC. | 90367 | ASMC-0005 | STRONG MEMORIAL HOSPITAL | STRONG |  | URMC SURGERY CENTER - SAWGRASS | URMCSC-2 | 1 | 180 Sawgrass | In Service | 12 | 2 |  |  |  |  | 050OP134539 | URMC SURGERY CENTER - SAWGRASS
URMC | ANEVAN | ANESTHESIA VAPORIZER; NON-HEATED |  | VAP2000SEV | ANESTHESIA VAPORIZER; NON-HEATED | DRAMEI | DRAGER MEDICAL INC. | 90368 | ASBA-0125 | STRONG MEMORIAL HOSPITAL | STRONG |  | URMC SURGERY CENTER - SAWGRASS | URMCSC-1 | 1 | 180 Sawgrass Drive | In Service | 12 | 2 |  |  |  |  | 050OP134539 | URMC SURGERY CENTER - SAWGRASS
URMC | ANEVAN | ANESTHESIA VAPORIZER; NON-HEATED |  | VAP2000SEV | ANESTHESIA VAPORIZER; NON-HEATED | DRAMEI | DRAGER MEDICAL INC. | 90369 | ASMC-0458 | STRONG MEMORIAL HOSPITAL | STRONG |  | URMC SURGERY CENTER - SAWGRASS | URMCSC-2 | 1 | 180 Sawgrass | In Service | 12 | 2 |  |  |  |  | 050OP134539 | URMC SURGERY CENTER - SAWGRASS
URMC | ANEVAN | ANESTHESIA VAPORIZER; NON-HEATED |  | VAP2000SEV | ANESTHESIA VAPORIZER; NON-HEATED | DRAMEI | DRAGER MEDICAL INC. | 90370 | ASMC-0455 | STRONG MEMORIAL HOSPITAL | STRONG |  | URMC SURGERY CENTER - SAWGRASS | URMCSC-2 | 1 | 180 Sawgrass | In Service | 12 | 2 |  |  |  |  | 050OP134539 | URMC SURGERY CENTER - SAWGRASS
URMC | ANEVAN | ANESTHESIA VAPORIZER; NON-HEATED |  | TEC5ISO | ANESTHESIA VAPORIZER; NON-HEATED; ISOFLURANE | DATOHM | DATEX OHMEDA | 89863 | BCYD01824 | SCHOOL OF MEDICINE AND DENTISTRY | SCHMED |  | DIV OF LABORATORY ANIMAL MEDICINE | DIVLAM |  |  | In Service | 11 | 2 |  |  |  |  | 040OP343383 | DIV. OF LABORATORY ANIMAL MEDICINE
URMC | ANEVAN | ANESTHESIA VAPORIZER; NON-HEATED |  | TEC5ISO | ANESTHESIA VAPORIZER; NON-HEATED; ISOFLURANE | DATOHM | DATEX OHMEDA | 89864 | BCYV000264 | SCHOOL OF MEDICINE AND DENTISTRY | SCHMED |  | DIV OF LABORATORY ANIMAL MEDICINE | DIVLAM |  |  | In Service | 11 | 2 |  |  |  |  | 040OP343383 | DIV. OF LABORATORY ANIMAL MEDICINE
URMC | ANEVAN | ANESTHESIA VAPORIZER; NON-HEATED |  | TEC5ISO | ANESTHESIA VAPORIZER; NON-HEATED; ISOFLURANE | DATOHM | DATEX OHMEDA | 90556 | BCYY03603 | SCHOOL OF MEDICINE AND DENTISTRY | SCHMED |  | DIV OF LABORATORY ANIMAL MEDICINE | DIVLAM |  |  | In Service | 11 | 2 |  |  |  |  | 040OP343383 | DIV. OF LABORATORY ANIMAL MEDICINE
URMC | ANEVAN | ANESTHESIA VAPORIZER; NON-HEATED |  | TEC7SEVO | ANESTHESIA VAPORIZER; NON-HEATED; SEVOFLURANE | DATOHM | DATEX OHMEDA | SJH10422 | BEJP02293 | ST JAMES HOSPITAL | STJAMES |  | ANESTHESIA | SJANESTH |  | OR3 | In Service | 12 | 2 |  |  |  |  | SJH7080 | SJH - ANESTHESIA
URMC | ANEVAN | ANESTHESIA VAPORIZER; NON-HEATED |  | TEC7SEVO | ANESTHESIA VAPORIZER; NON-HEATED; SEVOFLURANE | DATOHM | DATEX OHMEDA | SJH10426 | BEJP02292 | ST JAMES HOSPITAL | STJAMES |  | ANESTHESIA | SJANESTH |  | OR4 | In Service | 12 | 2 |  |  |  |  | SJH7080 | SJH - ANESTHESIA
URMC | ANEVAN | ANESTHESIA VAPORIZER; NON-HEATED |  | ISOTEC3 | ANESTHESIA VAPORIZER; NON-HEATED; VETERINARY | DATOHM | DATEX OHMEDA | 89952 | WC3A1480 | SCHOOL OF MEDICINE AND DENTISTRY | SCHMED |  | NEUROSCIENCE LAB | NEULAB | 1 | SMH | In Service | 12 | 4 |  |  |  |  | 040GR504067 | NEUROSCIENCE LAB
URMC | ANEVAN | ANESTHESIA VAPORIZER; NON-HEATED |  | ISOTEC3 | ANESTHESIA VAPORIZER; NON-HEATED; VETERINARY | DATOHM | DATEX OHMEDA | 89953 | 875 | SCHOOL OF MEDICINE AND DENTISTRY | SCHMED |  | NEUROSCIENCE LAB | NEULAB | 1 | SMH | In Service | 12 | 4 |  |  |  |  | 040GR504067 | NEUROSCIENCE LAB
URMC | ANEVAN | ANESTHESIA VAPORIZER; NON-HEATED |  | M3000 | ANESTHESIA VAPORIZER; VETERINARY USE ONLY | VAPSAS | VAPORIZER SALES & SERVICE | 89825 | 3390 | SCHOOL OF MEDICINE AND DENTISTRY | SCHMED |  | BRAIN & COGNITIVE SCIENCES | BRACOS |  | 360 MELIORA HALL; RIVER CAMPUS | In Service | 12 | 4 |  |  |  |  | 040 RESEARCH GRANT | RESEARCH DEPT - 312 REQ REQUIRED
URMC | ANEVAN | ANESTHESIA VAPORIZER; NON-HEATED |  | M3000 | ANESTHESIA VAPORIZER; VETERINARY USE ONLY | VAPSAS | VAPORIZER SALES & SERVICE | 89043 | 3540 | SCHOOL OF MEDICINE AND DENTISTRY | SCHMED |  | PHARMACY AND PHYSIOLOGY | PHAPHY | 4 |  | In Service | 12 | 4 |  |  |  |  | 040OP346057 | PHARMACY AND PHYSIOLOGY
URMC | ANEVAN | ANESTHESIA VAPORIZER; NON-HEATED |  | ISOTEC4 | ANESTHESIA VAPORIZER; VETERINARY USE ONLY | SURANC | SURGIVET ANESTHESIA CO. | 89417 | BARP00778 | SCHOOL OF MEDICINE AND DENTISTRY | SCHMED |  | NEUROSCIENCE LAB | NEULAB |  | 2423903 | In Service | 12 | 4 |  |  |  |  | 040GR504067 | NEUROSCIENCE LAB
URMC | ANEVAN | ANESTHESIA VAPORIZER; NON-HEATED |  | VAP2000SEV | ANESTHESIA VAPORIZER; NON-HEATED | DRAMEI | DRAGER MEDICAL INC. | JMH01856 | ASHJ-1288 | JONES MEMORIAL HOSPITAL | JONES |  | OPERATING ROOM | JMOPEROO |  |  | In Service | 12 | 2 |  |  |  |  | 300OP837040 | JMH - OPERATING ROOM
URMC | ANEVAN | ANESTHESIA VAPORIZER; NON-HEATED |  | TEC7ISO | ANESTHESIA VAPORIZER; NON-HEATED; ISOFLURANE | DATOHM | DATEX OHMEDA | 39125 | BEGU01044 | HIGHLAND HOSPITAL OF ROCHESTER | HIGHLAND |  | ANESTHESIA | ANESTH | ? | Anesthesia | In Service | 11 | 2 |  |  |  |  | OP857520 | ANESTHESIA
URMC | ANEVAN | ANESTHESIA VAPORIZER; NON-HEATED |  | TEC7ISO | ANESTHESIA VAPORIZER; NON-HEATED; ISOFLURANE | DATOHM | DATEX OHMEDA | 39129 | BEGP01960 | HIGHLAND HOSPITAL OF ROCHESTER | HIGHLAND |  | ANESTHESIA | ANESTH | ? | Anesthesia | In Service | 11 | 2 |  |  |  |  | OP857520 | ANESTHESIA
URMC | ANEVAN | ANESTHESIA VAPORIZER; NON-HEATED |  | ANES VET | ANESTHESIA VAPORIZER VETERNARY | SCIVSC | SCIVENA SCIENTIFIC | 96776 | 3044 | SCHOOL OF MEDICINE AND DENTISTRY | SCHMED |  | DEPARTMENT OF PEDIATRICS - RESEARCH | DEPPED |  | Building MRBX Room 1.11301 | In Service | 12 | 2 |  |  |  |  | 040GR507386 | DEPARTMENT OF PEDIATRICS - RESEARCH
URMC | ANEVAN | ANESTHESIA VAPORIZER; NON-HEATED |  | VP3 | ANESTHESIA VAPORIZER; VETERINARY USE ONLY | DREVET | DRE VETERINARY | 96951 | 2407 | SCHOOL OF MEDICINE AND DENTISTRY | SCHMED |  | ENVIRONMENTAL MEDICINE | ENVMED |  |  | In Service | 12 | 4 |  |  |  |  | 040 RESEARCH GRANT | RESEARCH DEPT - 312 REQ REQUIRED
URMC | ANEVAN | ANESTHESIA VAPORIZER; NON-HEATED |  | TEC7SEVO | ANESTHESIA VAPORIZER; NON-HEATED; SEVOFLURANE | DATOHM | DATEX OHMEDA | SJH11187 | BEJP02162 | ST JAMES HOSPITAL | STJAMES |  | ANESTHESIA | SJANESTH |  | OR1 | In Service | 12 | 2 |  |  |  |  | SJH7080 | SJH - ANESTHESIA
URMC | ANEVAN | ANESTHESIA VAPORIZER; NON-HEATED |  | ANES VET | ANESTHESIA VAPORIZER; NON-HEATED | MSS | MSS | 97307 | 1340 | SCHOOL OF MEDICINE AND DENTISTRY | SCHMED |  | PHARMACY AND PHYSIOLOGY | PHAPHY |  |  | In Service | 12 | 2 |  |  |  |  | 040OP346057 | PHARMACY AND PHYSIOLOGY
URMC | ANEVAN | ANESTHESIA VAPORIZER; NON-HEATED |  | TEC7ISO | ANESTHESIA VAPORIZER; NON-HEATED; ISOFLURANE | DATOHM | DATEX OHMEDA | SJH10855 | BEGG03230 | ST JAMES HOSPITAL | STJAMES |  | ANESTHESIA | SJANESTH |  | OR 2 | Storage; Operational | 11 | 2 |  |  |  |  | SJH7080 | SJH - ANESTHESIA
URMC | ANEVAN | ANESTHESIA VAPORIZER; NON-HEATED |  | TEC7SEVO | ANESTHESIA VAPORIZER; NON-HEATED; SEVOFLURANE | DATOHM | DATEX OHMEDA | SJH10860 | BEJP02170 | ST JAMES HOSPITAL | STJAMES |  | ANESTHESIA | SJANESTH |  |  | In Service | 12 | 2 |  |  |  |  | SJH7080 | SJH - ANESTHESIA
URMC | ANEVAN | ANESTHESIA VAPORIZER; NON-HEATED |  | TEC5ISO | ANESTHESIA VAPORIZER; NON-HEATED; ISOFLURANE | DATOHM | DATEX OHMEDA | 38784 | BCYC01688 | HIGHLAND HOSPITAL OF ROCHESTER | HIGHLAND |  | ANESTHESIA | ANESTH | ? | Anesthesia | In Service | 11 | 2 |  |  |  |  | OP857520 | ANESTHESIA
URMC | ANEVAN | ANESTHESIA VAPORIZER; NON-HEATED |  | ISOTEC3 | ANESTHESIA VAPORIZER; NON-HEATED; VETERINARY | DATOHM | DATEX OHMEDA | 94603 | WC3A389 | SCHOOL OF MEDICINE AND DENTISTRY | SCHMED |  | NEUROSCIENCE LAB | NEULAB |  |  | In Service | 12 | 4 |  |  |  |  | 040GR504067 | NEUROSCIENCE LAB
URMC | ANEVAN | ANESTHESIA VAPORIZER; NON-HEATED |  | TEC7ISO | ANESTHESIA VAPORIZER; NON-HEATED; ISOFLURANE | DATOHM | DATEX OHMEDA | 94683 | BEGJ01822 | STRONG MEMORIAL HOSPITAL | STRONG |  | ANESTHESIOLOGY; GROUP 7 | ANEST7 |  |  | In Service | 11 | 2 |  |  |  |  | 050OP136553 | ANESTHESIOLOGY - SMH
URMC | ANEVAN | ANESTHESIA VAPORIZER; NON-HEATED |  | 150 | ANESTHESIA VAPORIZER; VETERINARY USE ONLY | DRAMEI | DRAGER MEDICAL INC. | 88720 | ARKB-0131 | STRONG MEMORIAL HOSPITAL | STRONG |  | NEPHROLOGY LAB | NEPLAB |  |  | In Service | 12 | 4 |  |  |  |  | 050OP349536 | NEPHROLOGY LAB
URMC | ANEVAN | ANESTHESIA VAPORIZER; NON-HEATED |  | 723011 | VAPORIZER; NON-HEATED; VETERINARY; ISOFLURANE | HARAPL | HARVARD APPARATUS; LTD. | 88866 | 1397 | SCHOOL OF MEDICINE AND DENTISTRY | SCHMED |  | NEUROSCIENCE LAB | NEULAB |  |  | In Service | 12 | 4 |  |  |  |  | 040GR504067 | NEUROSCIENCE LAB
URMC | ANEVAN | ANESTHESIA VAPORIZER; NON-HEATED |  | M3000 | ANESTHESIA VAPORIZER; VETERINARY USE ONLY | VAPSAS | VAPORIZER SALES & SERVICE | 84157 | VSR30120 | SCHOOL OF MEDICINE AND DENTISTRY | SCHMED |  | ANYA MAJEWSKA LAB; NEUROBIOLOGY & ANATOM | ANYMAJ |  | Rooms 3-8130 | In Service | 12 | 4 |  |  |  |  | 040OP211401 | ANYA MAJEWSKA; NEUROBIOLOGY & ANAT.
URMC | ANEVAN | ANESTHESIA VAPORIZER; NON-HEATED |  | M3000 | ANESTHESIA VAPORIZER; VETERINARY USE ONLY | VAPSAS | VAPORIZER SALES & SERVICE | 84176 | 2894 | SCHOOL OF MEDICINE AND DENTISTRY | SCHMED |  | NEUROLOGY RESEARCH | NEUROLRE |  |  | In Service | 12 | 4 |  |  |  |  | 040 RESEARCH GRANT | RESEARCH DEPT - 312 REQ REQUIRED
URMC | ANEVAN | ANESTHESIA VAPORIZER; NON-HEATED |  | 911103 | VETERINARY VAPORIZER; ISOFLURANE; FUNNEL FILL | VETEQI | VETEQUIP; INC. | 86480 | 1421 | SCHOOL OF MEDICINE AND DENTISTRY | SCHMED |  | HANI AWAD LAB-MUSC/SKELETAL RES | HANAWL |  |  | In Service | 12 | 4 |  |  |  |  | 040 RESEARCH GRANT | RESEARCH DEPT - 312 REQ REQUIRED
URMC | ANEVAN | ANESTHESIA VAPORIZER; NON-HEATED |  | TEC7ISO | ANESTHESIA VAPORIZER; NON-HEATED; ISOFLURANE | DATOHM | DATEX OHMEDA | 37481 | BEGM00507 | HIGHLAND HOSPITAL OF ROCHESTER | HIGHLAND |  | ANESTHESIA | ANESTH | ? | Anesthesia | In Service | 11 | 2 |  |  |  |  | OP857520 | ANESTHESIA
URMC | ANEVAN | ANESTHESIA VAPORIZER; NON-HEATED |  | M3000 | ANESTHESIA VAPORIZER; VETERINARY USE ONLY | VAPSAS | VAPORIZER SALES & SERVICE | 86010 | 3325 | SCHOOL OF MEDICINE AND DENTISTRY | SCHMED |  | PHARMACY AND PHYSIOLOGY | PHAPHY |  |  | In Service | 12 | 4 |  |  |  |  | 040OP346057 | PHARMACY AND PHYSIOLOGY
URMC | ANEVAN | ANESTHESIA VAPORIZER; NON-HEATED |  | ANES VET VIS | ANESTHESIA VAPORIZER; VETERINARY | VISINC | VISUALSONICS; INC. | 82238 | VS4502 | SCHOOL OF MEDICINE AND DENTISTRY | SCHMED |  | OB/GYN RESEARCH LABORATORY | OBGREL |  |  | In Service | 12 | 4 |  |  |  |  | 040OP348129 | OB/GYN RESEARCH LAB
URMC | ANEVAN | ANESTHESIA VAPORIZER; NON-HEATED |  | VIP3000 | ANESTHESIA VAPORIZER; VETERINARY | MATMEI | MATRX MEDICAL; INC. | 79954 | V1250887 | SCHOOL OF MEDICINE AND DENTISTRY | SCHMED |  | NEUROSCIENCE LAB | NEULAB |  |  | In Service | 12 | 4 |  |  |  |  | 040GR504067 | NEUROSCIENCE LAB
URMC | ANEVAN | ANESTHESIA VAPORIZER; NON-HEATED |  | ISOTEC4 | ANESTHESIA VAPORIZER; VETERINARY USE ONLY | SURANC | SURGIVET ANESTHESIA CO. | 81967 | W622468 | SCHOOL OF MEDICINE AND DENTISTRY | SCHMED |  | NEUROLOGY RESEARCH | NEUROLRE | 6 | Neuro science | In Service | 12 | 4 |  |  |  |  | 040 RESEARCH GRANT | RESEARCH DEPT - 312 REQ REQUIRED
URMC | ANEVAN | ANESTHESIA VAPORIZER; NON-HEATED |  | M3000 | ANESTHESIA VAPORIZER; VETERINARY USE ONLY | VAPSAS | VAPORIZER SALES & SERVICE | 76393 | 33913 | SCHOOL OF MEDICINE AND DENTISTRY | SCHMED |  | NEUROSCIENCE LAB | NEULAB |  |  | In Service | 12 | 4 |  |  |  |  | 040GR504067 | NEUROSCIENCE LAB
URMC | ANEVAN | ANESTHESIA VAPORIZER; NON-HEATED |  | M3000 | ANESTHESIA VAPORIZER; VETERINARY | MIDCOR | MIDMARK CORPORATION | 76394 | 33914 | SCHOOL OF MEDICINE AND DENTISTRY | SCHMED |  | NEUROSCIENCE LAB | NEULAB |  |  | In Service | 12 | 4 |  |  |  |  | 040GR504067 | NEUROSCIENCE LAB
URMC | ANEVAN | ANESTHESIA VAPORIZER; NON-HEATED |  | 160222 | ANESTHESIA VAPORIZER; VETERINARY USE ONLY | VETEQI | VETEQUIP; INC. | 77468 | VE6222 | SCHOOL OF MEDICINE AND DENTISTRY | SCHMED |  | BIOMEDICAL ENGINEERING RESEARCH | BIOMER |  | UR Bioology Huchinson blg 213 BOX 270211 | In Service | 12 | 4 |  |  |  |  | 040 RESEARCH GRANT | RESEARCH DEPT - 312 REQ REQUIRED
URMC | ANEVAN | ANESTHESIA VAPORIZER; NON-HEATED |  | 141204 | ANESTHESIA VAPORIZER; VETERINARY | SPEINI | SPECTRAL INSTRUMENTS; INC. | 77454 | 1307 | SCHOOL OF MEDICINE AND DENTISTRY | SCHMED |  | BIOMEDICAL GENETICS RESEARCH | BIOGER |  |  | In Service | 12 | 4 |  |  |  |  | 040 RESEARCH GRANT | RESEARCH DEPT - 312 REQ REQUIRED
URMC | ANEVAN | ANESTHESIA VAPORIZER; NON-HEATED |  | 410AP | ANESTHESIA VAPORIZER; VETERINARY USE ONLY | UNILIM | UNIVENTOR LIMITED | 79062 | 2360645 | SCHOOL OF MEDICINE AND DENTISTRY | SCHMED |  | ENVIRONMENTAL MEDICINE | ENVMED | GND | Enviromental Medicine | In Service | 12 | 4 |  |  |  |  | 040 RESEARCH GRANT | RESEARCH DEPT - 312 REQ REQUIRED
URMC | ANEVAN | ANESTHESIA VAPORIZER; NON-HEATED |  | TEC7ISO | ANESTHESIA VAPORIZER; NON-HEATED; ISOFLURANE | DATOHM | DATEX OHMEDA | 78095 | BEGJ00240 | STRONG MEMORIAL HOSPITAL | STRONG |  | ANESTHESIOLOGY; GROUP 7 | ANEST7 |  |  | In Service | 11 | 2 |  |  |  |  | 050OP136553 | ANESTHESIOLOGY - SMH
URMC | ANEVAN | ANESTHESIA VAPORIZER; NON-HEATED |  | TEC7ISO | ANESTHESIA VAPORIZER; NON-HEATED; ISOFLURANE | DATOHM | DATEX OHMEDA | 78096 | BEGL01034 | STRONG MEMORIAL HOSPITAL | STRONG |  | ANESTHESIOLOGY; GROUP 7 | ANEST7 |  |  | In Service | 11 | 2 |  |  |  |  | 050OP136553 | ANESTHESIOLOGY - SMH
URMC | ANEVAN | ANESTHESIA VAPORIZER; NON-HEATED |  | TEC7ISO | ANESTHESIA VAPORIZER; NON-HEATED; ISOFLURANE | DATOHM | DATEX OHMEDA | 78098 | BEGH03525 | STRONG MEMORIAL HOSPITAL | STRONG |  | ANESTHESIOLOGY; GROUP 7 | ANEST7 |  |  | In Service | 11 | 2 |  |  |  |  | 050OP136553 | ANESTHESIOLOGY - SMH
URMC | ANEVAN | ANESTHESIA VAPORIZER; NON-HEATED |  | TEC7ISO | ANESTHESIA VAPORIZER; NON-HEATED; ISOFLURANE | DATOHM | DATEX OHMEDA | 78099 | BEGJ05016 | STRONG MEMORIAL HOSPITAL | STRONG |  | ANESTHESIOLOGY; GROUP 7 | ANEST7 |  |  | In Service | 11 | 2 |  |  |  |  | 050OP136553 | ANESTHESIOLOGY - SMH
URMC | ANEVAN | ANESTHESIA VAPORIZER; NON-HEATED |  | TEC7ISO | ANESTHESIA VAPORIZER; NON-HEATED; ISOFLURANE | DATOHM | DATEX OHMEDA | 35717 | BEGL02461 | HIGHLAND HOSPITAL OF ROCHESTER | HIGHLAND |  | ANESTHESIA | ANESTH | ? | Anesthesia | In Service | 11 | 2 |  |  |  |  | OP857520 | ANESTHESIA
URMC | ANEVAN | ANESTHESIA VAPORIZER; NON-HEATED |  | TEC7ISO | ANESTHESIA VAPORIZER; NON-HEATED; ISOFLURANE | DATOHM | DATEX OHMEDA | 35719 | BEGK01487 | HIGHLAND HOSPITAL OF ROCHESTER | HIGHLAND |  | ANESTHESIA | ANESTH | ? | Anesthesia | In Service | 11 | 2 |  |  |  |  | OP857520 | ANESTHESIA
URMC | ANEVAN | ANESTHESIA VAPORIZER; NON-HEATED |  | TEC7ISO | ANESTHESIA VAPORIZER; NON-HEATED; ISOFLURANE | DATOHM | DATEX OHMEDA | 35720 | BEGK00189 | HIGHLAND HOSPITAL OF ROCHESTER | HIGHLAND |  | ANESTHESIA | ANESTH | ? | Anesthesia | In Service | 11 | 2 |  |  |  |  | OP857520 | ANESTHESIA
URMC | ANEVAN | ANESTHESIA VAPORIZER; NON-HEATED |  | TEC7ISO | ANESTHESIA VAPORIZER; NON-HEATED; ISOFLURANE | DATOHM | DATEX OHMEDA | 35721 | BEGJ01824 | HIGHLAND HOSPITAL OF ROCHESTER | HIGHLAND |  | ANESTHESIA | ANESTH | ? | Anesthesia | In Service | 11 | 2 |  |  |  |  | OP857520 | ANESTHESIA
URMC | ANEVAN | ANESTHESIA VAPORIZER; NON-HEATED |  | TEC5ISO | ANESTHESIA VAPORIZER; NON-HEATED; ISOFLURANE | DATOHM | DATEX OHMEDA | 60168 | BCYD02158 | STRONG MEMORIAL HOSPITAL | STRONG |  | ANESTHESIOLOGY; GROUP 7 | ANEST7 |  |  | In Service | 11 | 2 |  |  |  |  | 050OP136553 | ANESTHESIOLOGY - SMH
URMC | ANEVAN | ANESTHESIA VAPORIZER; NON-HEATED |  | 911103 | VETERINARY VAPORIZER; ISOFLURANE; FUNNEL FILL | VETEQI | VETEQUIP; INC. | 60640 | VE3394 | SCHOOL OF MEDICINE AND DENTISTRY | SCHMED |  | CTR NEUROMEDICE - GOLDMAN LAB | CTRNGL |  | 1-11311 | In Service | 12 | 4 |  |  |  |  | 040OP211915 | CTR NEUROMEDICE - GOLDMAN LAB
URMC | ANEVAN | ANESTHESIA VAPORIZER; NON-HEATED |  | ISOTEC4 | ANESTHESIA VAPORIZER; VETERINARY USE ONLY | SURANC | SURGIVET ANESTHESIA CO. | 59891 | BARH01650 | SCHOOL OF MEDICINE AND DENTISTRY | SCHMED |  | DIV OF LABORATORY ANIMAL MEDICINE | DIVLAM |  |  | In Service | 12 | 4 |  |  |  |  | 040OP343383 | DIV. OF LABORATORY ANIMAL MEDICINE
URMC | ANEVAN | ANESTHESIA VAPORIZER; NON-HEATED |  | TEC5ISO | ANESTHESIA VAPORIZER; NON-HEATED; ISOFLURANE | DATOHM | DATEX OHMEDA | 62638 | BCYF01197 | ST JAMES HOSPITAL | STJAMES |  | ANESTHESIA | SJANESTH |  | SJH 19DEC22 | In Service | 11 | 2 |  |  |  |  | SJH7080 | SJH - ANESTHESIA
URMC | ANEVAN | ANESTHESIA VAPORIZER; NON-HEATED |  | 723011 | VAPORIZER; NON-HEATED; VETERINARY; ISOFLURANE | HARAPL | HARVARD APPARATUS; LTD. | 62679 | 527 | SCHOOL OF MEDICINE AND DENTISTRY | SCHMED |  | CTR FOR VACCINE BIOLOGY/IMMUNOLOGY | CTRVBI |  |  | In Service | 12 | 4 |  |  |  |  | 040 RESEARCH GRANT | RESEARCH DEPT - 312 REQ REQUIRED
URMC | ANEVAN | ANESTHESIA VAPORIZER; NON-HEATED |  | TEC5ISO | ANESTHESIA VAPORIZER; NON-HEATED; ISOFLURANE | DATOHM | DATEX OHMEDA | 63235 | BCYC01712 | STRONG MEMORIAL HOSPITAL | STRONG |  | ANESTHESIOLOGY; GROUP 7 | ANEST7 |  |  | In Service | 11 | 2 |  |  |  |  | 050OP136553 | ANESTHESIOLOGY - SMH
URMC | ANEVAN | ANESTHESIA VAPORIZER; NON-HEATED |  | TEC7ISO | ANESTHESIA VAPORIZER; NON-HEATED; ISOFLURANE | DATOHM | DATEX OHMEDA | 62640 | BEGH04196 | STRONG MEMORIAL HOSPITAL | STRONG |  | ANESTHESIOLOGY; GROUP 7 | ANEST7 |  |  | In Service | 11 | 2 |  |  |  |  | 050OP136553 | ANESTHESIOLOGY - SMH
URMC | ANEVAN | ANESTHESIA VAPORIZER; NON-HEATED |  | TEC5ISO | ANESTHESIA VAPORIZER; NON-HEATED; ISOFLURANE | DATOHM | DATEX OHMEDA | 60135 | BCYT00487 | STRONG MEMORIAL HOSPITAL | STRONG |  | ANESTHESIOLOGY; GROUP 7 | ANEST7 |  |  | In Service | 11 | 2 |  |  |  |  | 050OP136553 | ANESTHESIOLOGY - SMH
URMC | ANEVAN | ANESTHESIA VAPORIZER; NON-HEATED |  | TEC5ISO | ANESTHESIA VAPORIZER; NON-HEATED; ISOFLURANE | DATOHM | DATEX OHMEDA | 63532 | BCYE02613 | STRONG MEMORIAL HOSPITAL | STRONG |  | ANESTHESIOLOGY; GROUP 7 | ANEST7 |  |  | In Service | 11 | 2 |  |  |  |  | 050OP136553 | ANESTHESIOLOGY - SMH
URMC | ANEVAN | ANESTHESIA VAPORIZER; NON-HEATED |  | TEC7ISO | ANESTHESIA VAPORIZER; NON-HEATED; ISOFLURANE | DATOHM | DATEX OHMEDA | 65279 | BEGM00596 | STRONG MEMORIAL HOSPITAL | STRONG |  | ANESTHESIOLOGY; GROUP 7 | ANEST7 |  |  | In Service | 11 | 2 |  |  |  |  | 050OP136553 | ANESTHESIOLOGY - SMH
URMC | ANEVAN | ANESTHESIA VAPORIZER; NON-HEATED |  | 911103 | VETERINARY VAPORIZER; ISOFLURANE; FUNNEL FILL | VETEQI | VETEQUIP; INC. | 67676 | VE3982 | SCHOOL OF MEDICINE AND DENTISTRY | SCHMED |  | PATHOLOGY/CANCER RESEARCH | PATCAR |  |  | In Service | 0 | 4 |  |  |  |  | 040OP211964 | PATHOLOGY/CANCER RESEARCH; DR. CHAWNSHANG CHANG
URMC | ANEVAN | ANESTHESIA VAPORIZER; NON-HEATED |  | ANES VET LEI | ANESTHESIA VAPORIZER; VETERINARY | LEIMEC | LEI MEDICAL COM | 63386 | 30386 | SCHOOL OF MEDICINE AND DENTISTRY | SCHMED |  | BIOMEDICAL ENGINEERING RESEARCH | BIOMER |  | Choe Lab | In Service | 12 | 4 |  |  |  |  | 040 RESEARCH GRANT | RESEARCH DEPT - 312 REQ REQUIRED
URMC | ANEVAN | ANESTHESIA VAPORIZER; NON-HEATED |  | ISOTEC4 | ANESTHESIA VAPORIZER; NON-HEATED; VETERINARY | ANESCO | ANESCO - VETERINARY EQUIP | 69887 | W42100C | SCHOOL OF MEDICINE AND DENTISTRY | SCHMED |  | DIV OF LABORATORY ANIMAL MEDICINE | DIVLAM |  |  | In Service | 12 | 4 |  |  |  |  | 040OP343383 | DIV. OF LABORATORY ANIMAL MEDICINE
URMC | ANEVAN | ANESTHESIA VAPORIZER; NON-HEATED |  | ISOTEC3 | ANESTHESIA VAPORIZER; NON-HEATED; VETERINARY | DATOHM | DATEX OHMEDA | 69889 | BBTS03874 | SCHOOL OF MEDICINE AND DENTISTRY | SCHMED |  | DIV OF LABORATORY ANIMAL MEDICINE | DIVLAM |  |  | In Service | 12 | 4 |  |  |  |  | 040OP343383 | DIV. OF LABORATORY ANIMAL MEDICINE
URMC | ANEVAN | ANESTHESIA VAPORIZER; NON-HEATED |  | TEC7ISO | ANESTHESIA VAPORIZER; NON-HEATED; ISOFLURANE | DATOHM | DATEX OHMEDA | 69968 | BEGN03358 | STRONG MEMORIAL HOSPITAL | STRONG |  | ANESTHESIOLOGY; GROUP 7 | ANEST7 |  |  | In Service | 11 | 2 |  |  |  |  | 050OP136553 | ANESTHESIOLOGY - SMH
URMC | ANEVAN | ANESTHESIA VAPORIZER; NON-HEATED |  | TEC5ISO | ANESTHESIA VAPORIZER; NON-HEATED; ISOFLURANE | DATOHM | DATEX OHMEDA | 69965 | BCYV03427 | STRONG MEMORIAL HOSPITAL | STRONG |  | ANESTHESIOLOGY; GROUP 7 | ANEST7 |  |  | Unit Not Located | 11 | 2 |  |  |  |  | 050OP136553 | ANESTHESIOLOGY - SMH
URMC | ANEVAN | ANESTHESIA VAPORIZER; NON-HEATED |  | TEC5ISO | ANESTHESIA VAPORIZER; NON-HEATED; ISOFLURANE | DATOHM | DATEX OHMEDA | 69962 | BCYZ02509 | STRONG MEMORIAL HOSPITAL | STRONG |  | ANESTHESIOLOGY; GROUP 7 | ANEST7 |  |  | In Service | 11 | 2 |  |  |  |  | 050OP136553 | ANESTHESIOLOGY - SMH
URMC | ANEVAN | ANESTHESIA VAPORIZER; NON-HEATED |  | TEC5ISO | ANESTHESIA VAPORIZER; NON-HEATED; ISOFLURANE | DATOHM | DATEX OHMEDA | 69977 | BCYZ00498 | ST JAMES HOSPITAL | STJAMES |  | ANESTHESIA | SJANESTH |  | ST JAMES 19MAR20 | Storage; Operational | 11 | 2 |  |  |  |  | SJH7080 | SJH - ANESTHESIA
URMC | ANEVAN | ANESTHESIA VAPORIZER; NON-HEATED |  | TEC7ISO | ANESTHESIA VAPORIZER; NON-HEATED; ISOFLURANE | DATOHM | DATEX OHMEDA | 69988 | BEGM01150 | STRONG MEMORIAL HOSPITAL | STRONG |  | ANESTHESIOLOGY; GROUP 7 | ANEST7 |  |  | In Service | 11 | 2 |  |  |  |  | 050OP136553 | ANESTHESIOLOGY - SMH
URMC | ANEVAN | ANESTHESIA VAPORIZER; NON-HEATED |  | ANES VET VIS | ANESTHESIA VAPORIZER; VETERINARY | VISINC | VISUALSONICS; INC. | 70985 | VS4084 | SCHOOL OF MEDICINE AND DENTISTRY | SCHMED |  | UROLOGY RESEARCH ULTRASOUND LAB | URORUL |  | G1101 | In Service | 12 | 4 |  |  |  |  | 040 RESEARCH GRANT | RESEARCH DEPT - 312 REQ REQUIRED
URMC | ANEVAN | ANESTHESIA VAPORIZER; NON-HEATED |  | TEC7ISO | ANESTHESIA VAPORIZER; NON-HEATED; ISOFLURANE | DATOHM | DATEX OHMEDA | 72875 | BEGN02691 | STRONG MEMORIAL HOSPITAL | STRONG |  | ANESTHESIOLOGY; GROUP 7 | ANEST7 |  |  | In Service | 11 | 2 |  |  |  |  | 050OP136553 | ANESTHESIOLOGY - SMH
URMC | ANEVAN | ANESTHESIA VAPORIZER; NON-HEATED |  | TEC7ISO | ANESTHESIA VAPORIZER; NON-HEATED; ISOFLURANE | DATOHM | DATEX OHMEDA | 72876 | BEGK04354 | STRONG MEMORIAL HOSPITAL | STRONG |  | ANESTHESIOLOGY; GROUP 7 | ANEST7 |  |  | Unit Not Located | 11 | 2 |  |  |  |  | 050OP136553 | ANESTHESIOLOGY - SMH
URMC | ANEVAN | ANESTHESIA VAPORIZER; NON-HEATED |  | TEC7ISO | ANESTHESIA VAPORIZER; NON-HEATED; ISOFLURANE | DATOHM | DATEX OHMEDA | 72904 | BEGN02718 | STRONG MEMORIAL HOSPITAL | STRONG |  | ANESTHESIOLOGY; GROUP 7 | ANEST7 |  |  | In Service | 11 | 2 |  |  |  |  | 050OP136553 | ANESTHESIOLOGY - SMH
URMC | ANEVAN | ANESTHESIA VAPORIZER; NON-HEATED |  | TEC7ISO | ANESTHESIA VAPORIZER; NON-HEATED; ISOFLURANE | DATOHM | DATEX OHMEDA | 72878 | BEGG00462 | STRONG MEMORIAL HOSPITAL | STRONG |  | ANESTHESIOLOGY; GROUP 7 | ANEST7 |  |  | In Service | 11 | 2 |  |  |  |  | 050OP136553 | ANESTHESIOLOGY - SMH
URMC | ANEVAN | ANESTHESIA VAPORIZER; NON-HEATED |  | TEC7ISO | ANESTHESIA VAPORIZER; NON-HEATED; ISOFLURANE | DATOHM | DATEX OHMEDA | 72879 | BEGJ04896 | STRONG MEMORIAL HOSPITAL | STRONG |  | ANESTHESIOLOGY; GROUP 7 | ANEST7 |  |  | In Service | 11 | 2 |  |  |  |  | 050OP136553 | ANESTHESIOLOGY - SMH
URMC | ANEVAN | ANESTHESIA VAPORIZER; NON-HEATED |  | TEC7ISO | ANESTHESIA VAPORIZER; NON-HEATED; ISOFLURANE | DATOHM | DATEX OHMEDA | 72880 | BEGM03125 | STRONG MEMORIAL HOSPITAL | STRONG |  | ANESTHESIOLOGY; GROUP 7 | ANEST7 |  |  | In Service | 11 | 2 |  |  |  |  | 050OP136553 | ANESTHESIOLOGY - SMH
URMC | ANEVAN | ANESTHESIA VAPORIZER; NON-HEATED |  | TEC7ISO | ANESTHESIA VAPORIZER; NON-HEATED; ISOFLURANE | DATOHM | DATEX OHMEDA | 72881 | BEGL1830 | STRONG MEMORIAL HOSPITAL | STRONG |  | ANESTHESIOLOGY; GROUP 7 | ANEST7 |  |  | In Service | 11 | 2 |  |  |  |  | 050OP136553 | ANESTHESIOLOGY - SMH
URMC | ANEVAN | ANESTHESIA VAPORIZER; NON-HEATED |  | TEC7ISO | ANESTHESIA VAPORIZER; NON-HEATED; ISOFLURANE | DATOHM | DATEX OHMEDA | 72882 | BEGR00399 | STRONG MEMORIAL HOSPITAL | STRONG |  | ANESTHESIOLOGY; GROUP 7 | ANEST7 |  |  | Unit Not Located | 11 | 2 |  |  |  |  | 050OP136553 | ANESTHESIOLOGY - SMH
URMC | ANEVAN | ANESTHESIA VAPORIZER; NON-HEATED |  | TEC7ISO | ANESTHESIA VAPORIZER; NON-HEATED; ISOFLURANE | DATOHM | DATEX OHMEDA | 72884 | BEGQ03153 | STRONG MEMORIAL HOSPITAL | STRONG |  | ANESTHESIOLOGY; GROUP 7 | ANEST7 |  |  | In Service | 11 | 2 |  |  |  |  | 050OP136553 | ANESTHESIOLOGY - SMH
URMC | ANEVAN | ANESTHESIA VAPORIZER; NON-HEATED |  | TEC7ISO | ANESTHESIA VAPORIZER; NON-HEATED; ISOFLURANE | DATOHM | DATEX OHMEDA | 72885 | BEGH02396 | STRONG MEMORIAL HOSPITAL | STRONG |  | ANESTHESIOLOGY; GROUP 7 | ANEST7 |  |  | In Service | 11 | 2 |  |  |  |  | 050OP136553 | ANESTHESIOLOGY - SMH
URMC | ANEVAN | ANESTHESIA VAPORIZER; NON-HEATED |  | TEC7ISO | ANESTHESIA VAPORIZER; NON-HEATED; ISOFLURANE | DATOHM | DATEX OHMEDA | 72887 | BEGM02151 | STRONG MEMORIAL HOSPITAL | STRONG |  | ANESTHESIOLOGY; GROUP 7 | ANEST7 |  |  | In Service | 11 | 2 |  |  |  |  | 050OP136553 | ANESTHESIOLOGY - SMH
URMC | ANEVAN | ANESTHESIA VAPORIZER; NON-HEATED |  | TEC7ISO | ANESTHESIA VAPORIZER; NON-HEATED; ISOFLURANE | DATOHM | DATEX OHMEDA | 72888 | BEGS02025 | STRONG MEMORIAL HOSPITAL | STRONG |  | ANESTHESIOLOGY; GROUP 7 | ANEST7 |  |  | In Service | 11 | 2 |  |  |  |  | 050OP136553 | ANESTHESIOLOGY - SMH
URMC | ANEVAN | ANESTHESIA VAPORIZER; NON-HEATED |  | TEC7ISO | ANESTHESIA VAPORIZER; NON-HEATED; ISOFLURANE | DATOHM | DATEX OHMEDA | 72889 | BEGK04533 | STRONG MEMORIAL HOSPITAL | STRONG |  | ANESTHESIOLOGY; GROUP 7 | ANEST7 |  |  | In Service | 11 | 2 |  |  |  |  | 050OP136553 | ANESTHESIOLOGY - SMH
URMC | ANEVAN | ANESTHESIA VAPORIZER; NON-HEATED |  | TEC7ISO | ANESTHESIA VAPORIZER; NON-HEATED; ISOFLURANE | DATOHM | DATEX OHMEDA | 72890 | BEGK01343 | STRONG MEMORIAL HOSPITAL | STRONG |  | ANESTHESIOLOGY; GROUP 7 | ANEST7 |  |  | In Service | 11 | 2 |  |  |  |  | 050OP136553 | ANESTHESIOLOGY - SMH
URMC | ANEVAN | ANESTHESIA VAPORIZER; NON-HEATED |  | TEC7ISO | ANESTHESIA VAPORIZER; NON-HEATED; ISOFLURANE | DATOHM | DATEX OHMEDA | 72877 | BEGK03348 | STRONG MEMORIAL HOSPITAL | STRONG |  | ANESTHESIOLOGY; GROUP 7 | ANEST7 |  |  | In Service | 11 | 2 |  |  |  |  | 050OP136553 | ANESTHESIOLOGY - SMH
URMC | ANEVAN | ANESTHESIA VAPORIZER; NON-HEATED |  | ANES VET VIS | ANESTHESIA VAPORIZER; VETERINARY | VISINC | VISUALSONICS; INC. | 70745 | 4201520 | SCHOOL OF MEDICINE AND DENTISTRY | SCHMED |  | UROLOGY RESEARCH ULTRASOUND LAB | URORUL |  | Room G11001 | In Service | 12 | 4 |  |  |  |  | 040 RESEARCH GRANT | RESEARCH DEPT - 312 REQ REQUIRED
URMC | ANEVAN | ANESTHESIA VAPORIZER; NON-HEATED |  | ANES VET VIS | ANESTHESIA VAPORIZER; VETERINARY | VISINC | VISUALSONICS; INC. | 70746 | ARDE-0625 | SCHOOL OF MEDICINE AND DENTISTRY | SCHMED |  | UROLOGY RESEARCH ULTRASOUND LAB | URORUL |  | G 1101 | In Service | 12 | 4 |  |  |  |  | 040 RESEARCH GRANT | RESEARCH DEPT - 312 REQ REQUIRED
URMC | ANEVAN | ANESTHESIA VAPORIZER; NON-HEATED |  | ANES VET VIS | ANESTHESIA VAPORIZER; VETERINARY | VISINC | VISUALSONICS; INC. | 70747 | 68831 | SCHOOL OF MEDICINE AND DENTISTRY | SCHMED |  | UROLOGY RESEARCH ULTRASOUND LAB | URORUL |  | G1101 | In Service | 12 | 4 |  |  |  |  | 040 RESEARCH GRANT | RESEARCH DEPT - 312 REQ REQUIRED
URMC | ANEVAN | ANESTHESIA VAPORIZER; NON-HEATED |  | ANES VET VIS | ANESTHESIA VAPORIZER; VETERINARY | VISINC | VISUALSONICS; INC. | 70748 | 84819 | SCHOOL OF MEDICINE AND DENTISTRY | SCHMED |  | UROLOGY RESEARCH ULTRASOUND LAB | URORUL |  | G1101 | In Service | 12 | 4 |  |  |  |  | 040 RESEARCH GRANT | RESEARCH DEPT - 312 REQ REQUIRED
URMC | ANEVAN | ANESTHESIA VAPORIZER; NON-HEATED |  | TEC7ISO | ANESTHESIA VAPORIZER; NON-HEATED; ISOFLURANE | DATOHM | DATEX OHMEDA | 34668 | BEGT02699 | HIGHLAND HOSPITAL OF ROCHESTER | HIGHLAND |  | ANESTHESIA | ANESTH | ? | Anesthesia | In Service | 11 | 2 |  |  |  |  | OP857520 | ANESTHESIA
URMC | ANEVAN | ANESTHESIA VAPORIZER; NON-HEATED |  | 100 | VETERINARY VAPORIZER; ISOFLURANE | SURANC | SURGIVET ANESTHESIA CO. | 74533 | 1601 | SCHOOL OF MEDICINE AND DENTISTRY | SCHMED |  | SURGERY RESEARCH | SURRES |  |  | In Service | 12 | 4 |  |  |  |  | 040OP211704 | Surgery Research
URMC | ANEVAN | ANESTHESIA VAPORIZER; NON-HEATED |  | ANES VET VIS | ANESTHESIA VAPORIZER; VETERINARY | VISINC | VISUALSONICS; INC. | 70749 | AREM-0353 | SCHOOL OF MEDICINE AND DENTISTRY | SCHMED |  | UROLOGY RESEARCH ULTRASOUND LAB | URORUL |  | G11001 | In Service | 12 | 4 |  |  |  |  | 040 RESEARCH GRANT | RESEARCH DEPT - 312 REQ REQUIRED
URMC | ANEVAN | ANESTHESIA VAPORIZER; NON-HEATED |  | ANES VET VIS | ANESTHESIA VAPORIZER; VETERINARY | VISINC | VISUALSONICS; INC. | 70750 | ARDN-0452 | SCHOOL OF MEDICINE AND DENTISTRY | SCHMED |  | UROLOGY RESEARCH ULTRASOUND LAB | URORUL |  | G1101 | In Service | 12 | 4 |  |  |  |  | 040 RESEARCH GRANT | RESEARCH DEPT - 312 REQ REQUIRED
URMC | ANEVAN | ANESTHESIA VAPORIZER; NON-HEATED |  | 100 | VETERINARY VAPORIZER; ISOFLURANE | SURANC | SURGIVET ANESTHESIA CO. | 74605 | 30439 | SCHOOL OF MEDICINE AND DENTISTRY | SCHMED |  | SURGERY RESEARCH | SURRES |  |  | In Service | 12 | 4 |  |  |  |  | 040OP211704 | Surgery Research
URMC | ANEVAN | ANESTHESIA VAPORIZER; NON-HEATED |  | TEC7ISO | ANESTHESIA VAPORIZER; NON-HEATED; ISOFLURANE | DATOHM | DATEX OHMEDA | 73384 | BEGM02140 | STRONG MEMORIAL HOSPITAL | STRONG |  | ANESTHESIOLOGY; GROUP 7 | ANEST7 |  |  | In Service | 11 | 2 |  |  |  |  | 050OP136553 | ANESTHESIOLOGY - SMH
URMC | ANEVAN | ANESTHESIA VAPORIZER; NON-HEATED |  | TEC7ISO | ANESTHESIA VAPORIZER; NON-HEATED; ISOFLURANE | DATOHM | DATEX OHMEDA | 73385 | BEGG00751 | STRONG MEMORIAL HOSPITAL | STRONG |  | ANESTHESIOLOGY; GROUP 7 | ANEST7 |  |  | In Service | 11 | 2 |  |  |  |  | 050OP136553 | ANESTHESIOLOGY - SMH
URMC | ANEVAN | ANESTHESIA VAPORIZER; NON-HEATED |  | TEC7ISO | ANESTHESIA VAPORIZER; NON-HEATED; ISOFLURANE | DATOHM | DATEX OHMEDA | 34964 | BEGK01649 | HIGHLAND HOSPITAL OF ROCHESTER | HIGHLAND |  | ANESTHESIA | ANESTH | ? | Anesthesia | In Service | 11 | 2 |  |  |  |  | OP857520 | ANESTHESIA
URMC | ANEVAN | ANESTHESIA VAPORIZER; NON-HEATED |  | TEC7ISO | ANESTHESIA VAPORIZER; NON-HEATED; ISOFLURANE | DATOHM | DATEX OHMEDA | 34966 | BEGL03337 | HIGHLAND HOSPITAL OF ROCHESTER | HIGHLAND |  | ANESTHESIA | ANESTH | ? | Anesthesia | In Service | 11 | 2 |  |  |  |  | OP857520 | ANESTHESIA
URMC | ANEVAN | ANESTHESIA VAPORIZER; NON-HEATED |  | VP3 | ANESTHESIA VAPORIZER; VETERINARY USE ONLY | DREVET | DRE VETERINARY | 76042 | 1071 | SCHOOL OF MEDICINE AND DENTISTRY | SCHMED |  | DIV OF LABORATORY ANIMAL MEDICINE | DIVLAM |  |  | In Service | 12 | 4 |  |  |  |  | 040OP343383 | DIV. OF LABORATORY ANIMAL MEDICINE
URMC | ANEVAN | ANESTHESIA VAPORIZER; NON-HEATED |  | VIP3000 | ANESTHESIA VAPORIZER; VETERINARY | MATMEI | MATRX MEDICAL; INC. | 59917 | V903004 | SCHOOL OF MEDICINE AND DENTISTRY | SCHMED |  | DIV OF LABORATORY ANIMAL MEDICINE | DIVLAM |  |  | In Service | 12 | 4 |  |  |  |  | 040OP343383 | DIV. OF LABORATORY ANIMAL MEDICINE
URMC | ANEVAN | ANESTHESIA VAPORIZER; NON-HEATED |  | TEC3 VET | ANESTHESIA VAPORIZER; VETERINARY | UNIVAS | UNIVERSAL VAPOIZER SUPPORT | 55458 | 1512 | SCHOOL OF MEDICINE AND DENTISTRY | SCHMED |  | PEDIATRIC RESEARCH DEAN LAB | PEDRES |  |  | In Service | 12 | 4 |  |  |  |  | 040 RESEARCH GRANT | RESEARCH DEPT - 312 REQ REQUIRED
URMC | ANEVAN | ANESTHESIA VAPORIZER; NON-HEATED |  | ANES VET EUT | ANESTHESIA VAPORIZER; VETERINARY; ISOFLURANE | EUTCOR | EUTHANEX CORPORATION | 58374 | EZ611 | SCHOOL OF MEDICINE AND DENTISTRY | SCHMED |  | BIOMEDICAL GENETICS RESEARCH | BIOGER |  |  | In Service | 12 | 4 |  |  |  |  | 040 RESEARCH GRANT | RESEARCH DEPT - 312 REQ REQUIRED
URMC | ANEVAN | ANESTHESIA VAPORIZER; NON-HEATED |  | ISOTEC4 | ANESTHESIA VAPORIZER; VETERINARY USE ONLY | SURANC | SURGIVET ANESTHESIA CO. | 52489 | WC3A248 | SCHOOL OF MEDICINE AND DENTISTRY | SCHMED |  | OB/GYN RESEARCH LABORATORY | OBGREL |  |  | In Service | 12 | 4 |  |  |  |  | 040OP348129 | OB/GYN RESEARCH LAB
URMC | ANEVAN | ANESTHESIA VAPORIZER; NON-HEATED |  | VETISO | ANESTHESIA VAPORIZER; VETERINARY USE ONLY | VIKSYS | VIKING SYSTEMS | 50273 | VM0051 | SCHOOL OF MEDICINE AND DENTISTRY | SCHMED |  | JOHN OLSCHOWKA; NEUROBIOLOGY & ANATOMY | JOLSCHOW |  | Lee Trojanczyk or Kathleen Jensen | In Service | 12 | 4 |  |  |  |  | 040 RESEARCH GRANT | RESEARCH DEPT - 312 REQ REQUIRED
URMC | ANEVAN | ANESTHESIA VAPORIZER; NON-HEATED |  | TEC5ISO | ANESTHESIA VAPORIZER; NON-HEATED; ISOFLURANE | DATOHM | DATEX OHMEDA | 50999 | BCYU04659 | STRONG MEMORIAL HOSPITAL | STRONG |  | ANESTHESIOLOGY; GROUP 7 | ANEST7 |  |  | In Service | 11 | 2 |  |  |  |  | 050OP136553 | ANESTHESIOLOGY - SMH
URMC | ANEVAN | ANESTHESIA VAPORIZER; NON-HEATED |  | VIP3000 | ANESTHESIA VAPORIZER; VETERINARY | MATMEI | MATRX MEDICAL; INC. | 52963 | 0502VXP0096 | SCHOOL OF MEDICINE AND DENTISTRY | SCHMED |  | ENVIRONMENTAL MEDICINE | ENVMED |  | MRBX ROOM 3-1101 | In Service | 12 | 4 |  |  |  |  | 040 RESEARCH GRANT | RESEARCH DEPT - 312 REQ REQUIRED
URMC | ANEVAN | ANESTHESIA VAPORIZER; NON-HEATED |  | TEC4 VET | ANESTHESIA VAPORIZER; VETERINARY | OHMEDA | OHMEDA (GE) | 52964 | BASR04165 | SCHOOL OF MEDICINE AND DENTISTRY | SCHMED |  | CTR NEURO DEVELOPMENT & DISEASE | CTRNDD |  | URMC ROOM 4-7578 | In Service | 12 | 4 |  |  |  |  | 040 RESEARCH GRANT | RESEARCH DEPT - 312 REQ REQUIRED
URMC | ANEVAN | ANESTHESIA VAPORIZER; NON-HEATED |  | TEC4 VET | ANESTHESIA VAPORIZER; VETERINARY | OHMEDA | OHMEDA (GE) | 52965 | VSR4493 | SCHOOL OF MEDICINE AND DENTISTRY | SCHMED |  | CTR NEURO DEVELOPMENT & DISEASE | CTRNDD |  |  | In Service | 12 | 4 |  |  |  |  | 040 RESEARCH GRANT | RESEARCH DEPT - 312 REQ REQUIRED
URMC | ANEVAN | ANESTHESIA VAPORIZER; NON-HEATED |  | TEC3 VET | ANESTHESIA VAPORIZER; VETERINARY | UNIVAS | UNIVERSAL VAPOIZER SUPPORT | 53345 | UVS2422 | SCHOOL OF MEDICINE AND DENTISTRY | SCHMED |  | TROY RANDALL LAB - CANCER RESEARCH | TRORAL |  |  | In Service | 12 | 4 |  |  |  |  | 040 RESEARCH GRANT | RESEARCH DEPT - 312 REQ REQUIRED
URMC | ANEVAN | ANESTHESIA VAPORIZER; NON-HEATED |  | ANES VET SUM | ANESTHESIA VAPORIZER; VETERINARY; ISOFLURANE | SUMMEC | SUMMIT MEDICAL EQUIPMENT COMPANY | 53030 | 8 | SCHOOL OF MEDICINE AND DENTISTRY | SCHMED |  | BRAIN & COGNITIVE SCIENCES | BRACOS |  | 360 MELIORA HALL; RIVER CAMPUS | In Service | 12 | 4 |  |  |  |  | 040 RESEARCH GRANT | RESEARCH DEPT - 312 REQ REQUIRED
URMC | ANEVAN | ANESTHESIA VAPORIZER; NON-HEATED |  | ANES VET LEI | ANESTHESIA VAPORIZER; VETERINARY | LEIMEC | LEI MEDICAL COM | 53010 | 30276 | SCHOOL OF MEDICINE AND DENTISTRY | SCHMED |  | DIV OF LABORATORY ANIMAL MEDICINE | DIVLAM |  |  | In Service | 12 | 4 |  |  |  |  | 040OP343383 | DIV. OF LABORATORY ANIMAL MEDICINE
URMC | ANEVAN | ANESTHESIA VAPORIZER; NON-HEATED |  | ANES VET LEI | ANESTHESIA VAPORIZER; VETERINARY | LEIMEC | LEI MEDICAL COM | 53011 | 30272 | SCHOOL OF MEDICINE AND DENTISTRY | SCHMED |  | DIV OF LABORATORY ANIMAL MEDICINE | DIVLAM |  |  | In Service | 12 | 4 |  |  |  |  | 040OP343383 | DIV. OF LABORATORY ANIMAL MEDICINE
URMC | ANEVAN | ANESTHESIA VAPORIZER; NON-HEATED |  | ANES VET LEI | ANESTHESIA VAPORIZER; VETERINARY | LEIMEC | LEI MEDICAL COM | 53012 | 30275 | SCHOOL OF MEDICINE AND DENTISTRY | SCHMED |  | DIV OF LABORATORY ANIMAL MEDICINE | DIVLAM |  |  | In Service | 12 | 4 |  |  |  |  | 040OP343383 | DIV. OF LABORATORY ANIMAL MEDICINE
URMC | ANEVAN | ANESTHESIA VAPORIZER; NON-HEATED |  | ANES VET LEI | ANESTHESIA VAPORIZER; VETERINARY | LEIMEC | LEI MEDICAL COM | 53013 | 30273 | SCHOOL OF MEDICINE AND DENTISTRY | SCHMED |  | DIV OF LABORATORY ANIMAL MEDICINE | DIVLAM |  |  | In Service | 12 | 4 |  |  |  |  | 040OP343383 | DIV. OF LABORATORY ANIMAL MEDICINE
URMC | ANEVAN | ANESTHESIA VAPORIZER; NON-HEATED |  | ANES VET LEI | ANESTHESIA VAPORIZER; VETERINARY | LEIMEC | LEI MEDICAL COM | 53014 | 30274 | SCHOOL OF MEDICINE AND DENTISTRY | SCHMED |  | DIV OF LABORATORY ANIMAL MEDICINE | DIVLAM |  |  | In Service | 12 | 4 |  |  |  |  | 040OP343383 | DIV. OF LABORATORY ANIMAL MEDICINE
URMC | ANEVAN | ANESTHESIA VAPORIZER; NON-HEATED |  | ANES VET LEI | ANESTHESIA VAPORIZER; VETERINARY | LEIMEC | LEI MEDICAL COM | 52966 | 20657 | SCHOOL OF MEDICINE AND DENTISTRY | SCHMED |  | HANI AWAD LAB-MUSC/SKELETAL RES | HANAWL |  | MRBX 1-7532 | In Service | 12 | 4 |  |  |  |  | 040 RESEARCH GRANT | RESEARCH DEPT - 312 REQ REQUIRED
URMC | ANEVAN | ANESTHESIA VAPORIZER; NON-HEATED |  | FORTECISO | ANESTHESIA VAPORIZER; VETERINARY | UNIVAS | UNIVERSAL VAPOIZER SUPPORT | 50631 | 313038F | SCHOOL OF MEDICINE AND DENTISTRY | SCHMED |  | PEDIATRICS - DR GLORIA PRYHUBER | PE523716 | 3 | MRBX ROOM 311311 | In Service | 12 | 4 |  |  |  |  | 091OP349568 | PEDIATRIC NEONATOLOGY RESEARCH
URMC | ANEVAN | ANESTHESIA VAPORIZER; NON-HEATED |  | VIP3000 | ANESTHESIA VAPORIZER; VETERINARY | MATMEI | MATRX MEDICAL; INC. | 53342 | 0902VAP13001 | SCHOOL OF MEDICINE AND DENTISTRY | SCHMED |  | ANYA MAJEWSKA LAB; NEUROBIOLOGY & ANATOM | ANYMAJ | 5 | 5.8153 | In Service | 12 | 4 |  |  |  |  | 040OP211401 | ANYA MAJEWSKA; NEUROBIOLOGY & ANAT.
URMC | ANEVAN | ANESTHESIA VAPORIZER; NON-HEATED |  | 911103 | VETERINARY VAPORIZER; ISOFLURANE; FUNNEL FILL | VETEQI | VETEQUIP; INC. | 55446 | 1830 | SCHOOL OF MEDICINE AND DENTISTRY | SCHMED |  | ANESTHESIA RESEARCH | ANERES |  |  | In Service | 12 | 4 |  |  |  |  | 040OP348476 | ANESTHESIA RESEARCH
URMC | ANEVAN | ANESTHESIA VAPORIZER; NON-HEATED |  | VIP3000 | ANESTHESIA VAPORIZER; VETERINARY | MATMEI | MATRX MEDICAL; INC. | 55448 | V956389 | SCHOOL OF MEDICINE AND DENTISTRY | SCHMED |  | ANYA MAJEWSKA LAB; NEUROBIOLOGY & ANATOM | ANYMAJ |  |  | In Service | 12 | 4 |  |  |  |  | 040OP211401 | ANYA MAJEWSKA; NEUROBIOLOGY & ANAT.
URMC | ANEVAN | ANESTHESIA VAPORIZER; NON-HEATED |  | 100 | VETERINARY VAPORIZER; ISOFLURANE | SURANC | SURGIVET ANESTHESIA CO. | 55434 | W125002 | SCHOOL OF MEDICINE AND DENTISTRY | SCHMED |  | PEDIATRIC RESEARCH DEAN LAB | PEDRES |  | MRBX ROOM B- 6714 | In Service | 12 | 4 |  |  |  |  | 040 RESEARCH GRANT | RESEARCH DEPT - 312 REQ REQUIRED
URMC | ANEVAN | ANESTHESIA VAPORIZER; NON-HEATED |  | TEC5ISO | ANESTHESIA VAPORIZER; NON-HEATED; ISOFLURANE | DATOHM | DATEX OHMEDA | 31788 | BCYV01389 | STRONG MEMORIAL HOSPITAL | STRONG |  | ANESTHESIOLOGY; GROUP 7 | ANEST7 |  | Perfusion Cart P | In Service | 11 | 2 |  |  |  |  | 050OP136553 | ANESTHESIOLOGY - SMH
URMC | ANEVAN | ANESTHESIA VAPORIZER; NON-HEATED |  | TEC5ISO | ANESTHESIA VAPORIZER; NON-HEATED; ISOFLURANE | DATOHM | DATEX OHMEDA | 31794 | BCYU05203 | STRONG MEMORIAL HOSPITAL | STRONG |  | ANESTHESIOLOGY; GROUP 7 | ANEST7 |  | BASEMENT OR | In Service | 11 | 2 |  |  |  |  | 050OP136553 | ANESTHESIOLOGY - SMH
URMC | ANEVAN | ANESTHESIA VAPORIZER; NON-HEATED |  | TEC5ISO | ANESTHESIA VAPORIZER; NON-HEATED; ISOFLURANE | DATOHM | DATEX OHMEDA | 31972 | BCYX02295 | STRONG MEMORIAL HOSPITAL | STRONG |  | ANESTHESIOLOGY; GROUP 7 | ANEST7 |  |  | In Service | 11 | 2 |  |  |  |  | 050OP136553 | ANESTHESIOLOGY - SMH
URMC | ANEVAN | ANESTHESIA VAPORIZER; NON-HEATED |  | TEC5ISO | ANESTHESIA VAPORIZER; NON-HEATED; ISOFLURANE | DATOHM | DATEX OHMEDA | 30838 | BCYU05338 | STRONG MEMORIAL HOSPITAL | STRONG |  | ANESTHESIOLOGY; GROUP 7 | ANEST7 |  | BASEMENT OR - PERFUSION CART | In Service | 11 | 2 |  |  |  |  | 050OP136553 | ANESTHESIOLOGY - SMH
URMC | ANEVAN | ANESTHESIA VAPORIZER; NON-HEATED |  | TEC7ISO | ANESTHESIA VAPORIZER; NON-HEATED; ISOFLURANE | DATOHM | DATEX OHMEDA | 40589 | BEGH01956 | STRONG MEMORIAL HOSPITAL | STRONG |  | ANESTHESIOLOGY; GROUP 7 | ANEST7 |  | Sim lab 11/22 | In Service | 11 | 2 |  |  |  |  | 050OP136553 | ANESTHESIOLOGY - SMH
URMC | ANEVAN | ANESTHESIA VAPORIZER; NON-HEATED |  | ISOTEC4 | ANESTHESIA VAPORIZER; VETERINARY USE ONLY | SURANC | SURGIVET ANESTHESIA CO. | 46684 | BARS02907 | SCHOOL OF MEDICINE AND DENTISTRY | SCHMED |  | PEDS CNDD MARC HALTERMAN LAB | MHALTE |  |  | In Service | 12 | 4 |  |  |  |  | 040OP348140 | MARC HALTERMAN LAB PED CNDD
URMC | ANEVAN | ANESTHESIA VAPORIZER; NON-HEATED |  | 100 | VETERINARY VAPORIZER; ISOFLURANE | SURANC | SURGIVET ANESTHESIA CO. | 50182 | W2210775 | SCHOOL OF MEDICINE AND DENTISTRY | SCHMED |  | GAIL JOHNSON-VOLL ANESTH RESEARCH | GAIJVL | 4 | ROOM 4-5421 | In Service | 12 | 4 |  |  |  |  | 040 RESEARCH GRANT | RESEARCH DEPT - 312 REQ REQUIRED
URMC | ANEVAN | ANESTHESIA VAPORIZER; NON-HEATED |  | ANES VET EUT | ANESTHESIA VAPORIZER; VETERINARY; ISOFLURANE | EUTCOR | EUTHANEX CORPORATION | 49865 | EZ038 | SCHOOL OF MEDICINE AND DENTISTRY | SCHMED |  | PATRICIA SIME; MED/PUL RESEARCH LAB | PATSIL |  | MRBX ROOM 2-9804 | In Service | 12 | 4 |  |  |  |  | 040 RESEARCH GRANT | RESEARCH DEPT - 312 REQ REQUIRED
URMC | ANEVAN | ANESTHESIA VAPORIZER; NON-HEATED |  | ANES VET SUM | ANESTHESIA VAPORIZER; VETERINARY; ISOFLURANE | SUMMEC | SUMMIT MEDICAL EQUIPMENT COMPANY | 49866 | 211 | SCHOOL OF MEDICINE AND DENTISTRY | SCHMED |  | CTR NEUROMEDICE - GOLDMAN LAB | CTRNGL |  | MRBX ROOM 1-11137 | In Service | 12 | 4 |  |  |  |  | 040OP211915 | CTR NEUROMEDICE - GOLDMAN LAB
URMC | ANEVAN | ANESTHESIA VAPORIZER; NON-HEATED |  | VAPOMATIC | ANESTHESIA VAPORIZER; VETERINARY USE ONLY | AMBICK | A.M.BICKFORD INC. | 51185 | 12222 | SCHOOL OF MEDICINE AND DENTISTRY | SCHMED |  | HEMATOLOGY ONCOLOGY RESEARCH; ROSSI LAB | HEMONC | 3 | CANCER CENTER | Storage; Operational | 12 | 4 |  |  |  |  | 040 RESEARCH GRANT | RESEARCH DEPT - 312 REQ REQUIRED
URMC | ANEVAN | ANESTHESIA VAPORIZER; NON-HEATED |  | 100 | VETERINARY VAPORIZER; ISOFLURANE | SURANC | SURGIVET ANESTHESIA CO. | 51829 | W2211233 | SCHOOL OF MEDICINE AND DENTISTRY | SCHMED |  | CTR NEUROMEDICE - NEDERGAARD LAB | CTRNNL | 1 | MRBX | In Service | 12 | 4 |  |  |  |  | 040OP212190 | CTR NEUROMEDICE - NEDERGAARD LAB
URMC | ANEVAN | ANESTHESIA VAPORIZER; NON-HEATED |  | 100 | VETERINARY VAPORIZER; ISOFLURANE | SURANC | SURGIVET ANESTHESIA CO. | 51830 | W2210845 | SCHOOL OF MEDICINE AND DENTISTRY | SCHMED |  | CTR NEUROMEDICE - NEDERGAARD LAB | CTRNNL | 1 | MRBX | In Service | 12 | 4 |  |  |  |  | 040OP212190 | CTR NEUROMEDICE - NEDERGAARD LAB
URMC | ANEVAN | ANESTHESIA VAPORIZER; NON-HEATED |  | 100 | VETERINARY VAPORIZER; ISOFLURANE | SURANC | SURGIVET ANESTHESIA CO. | 51831 | W2210853 | SCHOOL OF MEDICINE AND DENTISTRY | SCHMED |  | CTR NEUROMEDICE - NEDERGAARD LAB | CTRNNL | 1 | MRBX | In Service | 12 | 4 |  |  |  |  | 040OP212190 | CTR NEUROMEDICE - NEDERGAARD LAB
URMC | ANEVAN | ANESTHESIA VAPORIZER; NON-HEATED |  | ISOTEC4 | ANESTHESIA VAPORIZER; VETERINARY USE ONLY | SURANC | SURGIVET ANESTHESIA CO. | 54380 | W620434 | SCHOOL OF MEDICINE AND DENTISTRY | SCHMED |  | CTR NEUROMEDICE - NEDERGAARD LAB | CTRNNL | 1 | MRBX | In Service | 12 | 4 |  |  |  |  | 040OP212190 | CTR NEUROMEDICE - NEDERGAARD LAB
URMC | ANEVAN | ANESTHESIA VAPORIZER; NON-HEATED |  | ISOTEC4 | ANESTHESIA VAPORIZER; VETERINARY USE ONLY | SURANC | SURGIVET ANESTHESIA CO. | 51833 | W621825 | SCHOOL OF MEDICINE AND DENTISTRY | SCHMED |  | CTR NEUROMEDICE - NEDERGAARD LAB | CTRNNL | 1 | MRBX | In Service | 12 | 4 |  |  |  |  | 040OP212190 | CTR NEUROMEDICE - NEDERGAARD LAB
URMC | ANEVAN | ANESTHESIA VAPORIZER; NON-HEATED |  | 100 | VETERINARY VAPORIZER; ISOFLURANE | SURANC | SURGIVET ANESTHESIA CO. | 51835 | W2210948 | SCHOOL OF MEDICINE AND DENTISTRY | SCHMED |  | CTR NEUROMEDICE - NEDERGAARD LAB | CTRNNL | 1 | MRBX | In Service | 12 | 4 |  |  |  |  | 040OP212190 | CTR NEUROMEDICE - NEDERGAARD LAB
URMC | ANEVAN | ANESTHESIA VAPORIZER; NON-HEATED |  | 100 | VETERINARY VAPORIZER; ISOFLURANE | SURANC | SURGIVET ANESTHESIA CO. | 51836 | W2210838 | SCHOOL OF MEDICINE AND DENTISTRY | SCHMED |  | CTR NEUROMEDICE - NEDERGAARD LAB | CTRNNL | 1 | MRBX | In Service | 12 | 4 |  |  |  |  | 040OP212190 | CTR NEUROMEDICE - NEDERGAARD LAB
URMC | ANEVAN | ANESTHESIA VAPORIZER; NON-HEATED |  | 150 | ANESTHESIA VAPORIZER; VETERINARY USE ONLY | DRAMEI | DRAGER MEDICAL INC. | 50313 | ARBC1110 | SCHOOL OF MEDICINE AND DENTISTRY | SCHMED |  | DAVID REMPE; NEUROLOGY CTR AGEING & DEV | DREMPE |  | KMRB | In Service | 12 | 4 |  |  |  |  | 040OP348477 | DAVID REMPE; NEUROL CTR AGNG & DEV
URMC | ANEVAN | ANESTHESIA VAPORIZER; NON-HEATED |  | VAPOMATIC | ANESTHESIA VAPORIZER; VETERINARY USE ONLY | AMBICK | A.M.BICKFORD INC. | 50997 | 2539 | SCHOOL OF MEDICINE AND DENTISTRY | SCHMED |  | JIAN-DONG LI LAB; MICROBIOLOGY RESEARCH | JIADOL | 2 | MRBX | In Service | 12 | 4 |  |  |  |  | 040 RESEARCH GRANT | RESEARCH DEPT - 312 REQ REQUIRED
URMC | ANEVAN | ANESTHESIA VAPORIZER; NON-HEATED |  | ANES VET LEI | ANESTHESIA VAPORIZER; VETERINARY | LEIMEC | LEI MEDICAL COM | 52320 | 20702 | SCHOOL OF MEDICINE AND DENTISTRY | SCHMED |  | UROLOGY RESEARCH LAB | UROREL |  | ROOM 1-6420 | In Service | 12 | 4 |  |  |  |  | 040OP211639 | UROLOGY RESEARCH LAB
URMC | ANEVAN | ANESTHESIA VAPORIZER; NON-HEATED |  | ANES VET LEI | ANESTHESIA VAPORIZER; VETERINARY | LEIMEC | LEI MEDICAL COM | 52321 | 20699 | SCHOOL OF MEDICINE AND DENTISTRY | SCHMED |  | FRANCES LUND LAB - CANCER RESEARCH | FRALUL |  |  | In Service | 12 | 4 |  |  |  |  | 040 RESEARCH GRANT | RESEARCH DEPT - 312 REQ REQUIRED
URMC | ANEVAN | ANESTHESIA VAPORIZER; NON-HEATED |  | ISOTEC4 | ANESTHESIA VAPORIZER; VETERINARY USE ONLY | SURANC | SURGIVET ANESTHESIA CO. | 49868 | BASP00387 | SCHOOL OF MEDICINE AND DENTISTRY | SCHMED |  | PEDIATRIC INFECTIOUS DISEASE RESEARCH | PEDIND |  | MRBX ROOM 3-11311 | In Service | 12 | 4 |  |  |  |  | 040OP211644 | PEDIATRIC INF DIS TERRY WRIGHT LAB
URMC | CAMGAM | CAMERA; GAMMA |  | SKYLIGHT | CAMERA; GAMMA | PHIMES | PHILIPS MEDICAL SYSTEMS NORTH AMERICA CO | 47906 | 2000155 | STRONG MEMORIAL HOSPITAL | STRONG |  | RADIOLOGY; NUCLEAR MEDICINE; IMAGING | RADNUM-I | G | SMH NUC SKYLIGHT | In Service | 10 | 3 | UK1337881-17 | UK1337881-17 | PHILMS | PHILIPS MEDICAL SYSTEMS NA | 050OP136564 | NUCLEAR MEDICINE - SMH
URMC | CAMGAM | CAMERA; GAMMA |  | D-SPECT | CAMERA; GAMMA | SPEDYN | SPECTRUM DYNAMICS | 60340 | 9136 | STRONG MEMORIAL HOSPITAL | STRONG |  | NUCLEAR CARDIOLOGY; IMAGING | NUCCAR-I | G | NUCLEAR CARDIOLOGY | In Service | 10 | 3 | Q-03325 | PUR00049671 | SPEDYN | SPECTRUM DYNAMICS | 050OP135560 | NUCLEAR CARDIOLOGY
URMC | CAMGAM | CAMERA; GAMMA |  | SKYLIGHT | CAMERA; GAMMA | PHIMES | PHILIPS MEDICAL SYSTEMS NORTH AMERICA CO | 60769 | K04100186 | THOMPSON HEALTH | THOHEA | 60769 | FFT - NUCLEAR MEDICINE | FFTNM | 1 | FF Thompson Hosptial; Imag Sci Nuc Med Room 11567 | In Service | 10 | 3 |  |  |  |  | FFTH77190 | FFTH - NUCLEAR MEDICINE
URMC | CAMGAM | CAMERA; GAMMA |  | SYMBIA EVO | CAMERA; GAMMA | SIEMEN | SIEMENS MEDICAL SYS | 76978 | 1104 | STRONG MEMORIAL HOSPITAL | STRONG |  | UNIVERSITY IMAGING AT EAST RIVER ROAD-IMAGING | UNIMER-I | 2 | 200 East River Road | In Service | 10 | 3 |  |  |  |  | 050OP136547 | UNIVERSITY IMAGING AT EAST RIVER ROAD
URMC | CAMGAM | CAMERA; GAMMA |  | SYMBIA EVO | CAMERA; GAMMA | SIEMEN | SIEMENS MEDICAL SYS | 79654 | 1206 | STRONG MEMORIAL HOSPITAL | STRONG |  | UNIVERSITY IMAGING AT EAST RIVER ROAD-IMAGING | UNIMER-I | 2 |  | In Service | 10 | 3 |  |  |  |  | 050OP136547 | UNIVERSITY IMAGING AT EAST RIVER ROAD
URMC | CAMGAM | CAMERA; GAMMA |  | DISCOVERY830 | CAMERA; GAMMA; MN830 | GEMEDS | GE MEDICAL SYSTEMS | 75719 | 830X60015 | THOMPSON HEALTH | THOHEA |  | FFT - NUCLEAR MEDICINE | FFTNM |  | Nuc med- 396-6640 | In Service | 10 | 3 |  |  |  |  | FFTH77190 | FFTH - NUCLEAR MEDICINE
URMC | CAMGAM | CAMERA; GAMMA |  | SYMBIA EVO | CAMERA; GAMMA | SIEMEN | SIEMENS MEDICAL SYS | 37635 | 1361 | HIGHLAND HOSPITAL OF ROCHESTER | HIGHLAND |  | NUCLEAR MEDICINE - HH | NUCMED-H | 2 | Nuclear Medicine room 1 | In Service | 10 | 3 |  |  |  |  | OP857490 | NUCLEAR MEDICINE - HH
URMC | CAMGAM | CAMERA; GAMMA |  | SYMBIA EVO | CAMERA; GAMMA | SIEMEN | SIEMENS MEDICAL SYS | 38910 | 1567 | HIGHLAND HOSPITAL OF ROCHESTER | HIGHLAND |  | NUCLEAR MEDICINE - HH | NUCMED-H | 1 | nuclaer med 2nd floor room 2 | In Service | 10 | 3 |  |  |  |  | OP857490 | NUCLEAR MEDICINE - HH
URMC | CAMGAM | CAMERA; GAMMA |  | ERGO | CAMERA; GAMMA | DIGRAD | DIGIRAD CORPORATION | 91929 | E075 | STRONG MEMORIAL HOSPITAL | STRONG |  | NUCLEAR MEDICINE-SMH; IMAGING | NUCMES-I |  | Gnd floor Nuclear Medicine Department | In Service | 10 | 3 |  |  |  |  | 050OP136564 | NUCLEAR MEDICINE - SMH
URMC | CAMGAM | CAMERA; GAMMA |  | D-SPECT | CAMERA; GAMMA | SPEDYN | SPECTRUM DYNAMICS | 97397 | 9PDXXVB3 | STRONG MEMORIAL HOSPITAL | STRONG |  | NUCLEAR CARDIOLOGY; CLINTON CROSSINGS | NUCCCC | G | Nuclear Cadiology | In Service | 10 | 3 |  |  |  |  | 050OP135562 | NUCLEAR CARDIOLOGY;CLINTON CROSSING
URMC | CAMSUR | CAMERA; SURGICAL |  | AR32000021 | CAMERA; SURGICAL;SYNERGY | ARTINC | ARTHREX INC. | 101073 | DFD220027 | STRONG MEMORIAL HOSPITAL | STRONG |  | Marketplace Surgery | MARSUR |  |  | In Service | 9 | 4 |  |  |  |  | 050OP135701 | Marketplace- SURGERY/PACU/SPD
URMC | CAMSUR | CAMERA; SURGICAL |  | AR32000021 | CAMERA; SURGICAL;SYNERGY | ARTINC | ARTHREX INC. | 101078 | DFD220026 | STRONG MEMORIAL HOSPITAL | STRONG |  | Marketplace Surgery | MARSUR |  |  | In Service | 9 | 4 |  |  |  |  | 050OP135701 | Marketplace- SURGERY/PACU/SPD
URMC | CAMSUR | CAMERA; SURGICAL |  | AR32000021 | CAMERA; SURGICAL;SYNERGY | ARTINC | ARTHREX INC. | 101083 | DFD220021 | STRONG MEMORIAL HOSPITAL | STRONG |  | Marketplace Surgery | MARSUR |  |  | In Service | 9 | 4 |  |  |  |  | 050OP135701 | Marketplace- SURGERY/PACU/SPD
URMC | CAMSUR | CAMERA; SURGICAL |  | AR32000021 | CAMERA; SURGICAL;SYNERGY | ARTINC | ARTHREX INC. | 101088 | DFD220029 | STRONG MEMORIAL HOSPITAL | STRONG |  | Marketplace Surgery | MARSUR |  |  | In Service | 9 | 4 |  |  |  |  | 050OP135701 | Marketplace- SURGERY/PACU/SPD
URMC | CAMSUR | CAMERA; SURGICAL |  | AR32000021 | CAMERA; SURGICAL;SYNERGY | ARTINC | ARTHREX INC. | 101093 | DFC22097 | STRONG MEMORIAL HOSPITAL | STRONG |  | Marketplace Surgery | MARSUR |  |  | In Service | 9 | 4 |  |  |  |  | 050OP135701 | Marketplace- SURGERY/PACU/SPD
URMC | CAMSUR | CAMERA; SURGICAL |  | AR32000021 | CAMERA; SURGICAL;SYNERGY | ARTINC | ARTHREX INC. | 101098 | DFD220028 | STRONG MEMORIAL HOSPITAL | STRONG |  | Marketplace Surgery | MARSUR |  |  | In Service | 9 | 4 |  |  |  |  | 050OP135701 | Marketplace- SURGERY/PACU/SPD
URMC | CAMSUR | CAMERA; SURGICAL |  | AR32000021 | CAMERA; SURGICAL;SYNERGY | ARTINC | ARTHREX INC. | 101103 | DFC220098 | STRONG MEMORIAL HOSPITAL | STRONG |  | Marketplace Surgery | MARSUR |  |  | In Service | 9 | 4 |  |  |  |  | 050OP135701 | Marketplace- SURGERY/PACU/SPD
URMC | CAMSUR | CAMERA; SURGICAL |  | TC205US | CAMERA; SURGICAL CONTROLLER | STOKAE | STORZ;KARL ENDOSCOPY - AMERICA | 101243 | 866294-P | STRONG MEMORIAL HOSPITAL | STRONG |  | OPERATING ROOM | OPEROO |  |  | In Service | 9 | 4 |  |  |  |  | 050OP131575 | OPERATING ROOM; SMH
URMC | CAMSUR | CAMERA; SURGICAL |  | TC305US | CAMERA; SURGICAL CONTROLLER | STOKAE | STORZ;KARL ENDOSCOPY - AMERICA | 101245 | 866320-P | STRONG MEMORIAL HOSPITAL | STRONG |  | OPERATING ROOM | OPEROO |  |  | In Service | 9 | 4 |  |  |  |  | 050OP131575 | OPERATING ROOM; SMH
URMC | CAMSUR | CAMERA; SURGICAL |  | 20223020 | CAMERA; SURGICAL | STOKAE | STORZ;KARL ENDOSCOPY - AMERICA | REL23021 | TZ673697-P | STRONG MEMORIAL HOSPITAL | STRONG |  | OPERATING ROOM | OPEROO |  |  | In Service | 9 | 4 |  |  |  |  | 050OP131575 | OPERATING ROOM; SMH
URMC | CAMSUR | CAMERA; SURGICAL |  | AR32000021 | CAMERA; SURGICAL;SYNERGY | ARTINC | ARTHREX INC. | 39931 | DBA-160023 | HIGHLAND HOSPITAL OF ROCHESTER | HIGHLAND |  | HH OPERATING ROOM | OPER | W1 | On a procedure cart | In Service | 9 | 4 |  |  |  |  | OP857410 | OPERATING ROOM HH
URMC | CAMSUR | CAMERA; SURGICAL |  | TC304US | CAMERA; SURGICAL CONTROLLER | STOKAE | STORZ;KARL ENDOSCOPY - AMERICA | 100836 | UN867000-P | STRONG MEMORIAL HOSPITAL | STRONG |  | OPERATING ROOM | OPEROO |  |  | In Service | 9 | 4 |  |  |  |  | 050OP131575 | OPERATING ROOM; SMH
URMC | CAMSUR | CAMERA; SURGICAL |  | TC201US | CAMERA; SURGICAL CONTROLLER | STOKAE | STORZ;KARL ENDOSCOPY - AMERICA | 97545 | VN867245-P | STRONG MEMORIAL HOSPITAL | STRONG |  | OPERATING ROOM | OPEROO |  |  | In Service | 9 | 4 |  |  |  |  | 050OP131575 | OPERATING ROOM; SMH
URMC | CAMSUR | CAMERA; SURGICAL |  | TC301US | CAMERA; SURGICAL CONTROLLER | STOKAE | STORZ;KARL ENDOSCOPY - AMERICA | 100713 | ZU742711-P | STRONG MEMORIAL HOSPITAL | STRONG |  | OPERATING ROOM | OPEROO |  |  | In Service | 9 | 4 |  |  |  |  | 050OP131575 | OPERATING ROOM; SMH
URMC | CAMSUR | CAMERA; SURGICAL |  | TC201US | CAMERA; SURGICAL CONTROLLER | STOKAE | STORZ;KARL ENDOSCOPY - AMERICA | 100698 | VN867222-P | STRONG MEMORIAL HOSPITAL | STRONG |  | OPERATING ROOM | OPEROO |  |  | In Service | 9 | 4 |  |  |  |  | 050OP131575 | OPERATING ROOM; SMH
URMC | CAMSUR | CAMERA; SURGICAL |  | TC304US | CAMERA; SURGICAL CONTROLLER | STOKAE | STORZ;KARL ENDOSCOPY - AMERICA | 100699 | UN866957-P | STRONG MEMORIAL HOSPITAL | STRONG |  | OPERATING ROOM | OPEROO |  |  | In Service | 9 | 4 |  |  |  |  | 050OP131575 | OPERATING ROOM; SMH
URMC | CAMSUR | CAMERA; SURGICAL |  | OTVS200 | Visera Elite 2 | OLYAIM | OLYMPUS AMERICA INC MED INSTRUMENTS DIV | 39435 | 7243435 | HIGHLAND HOSPITAL OF ROCHESTER | HIGHLAND |  | HH OPERATING ROOM | OPER | W1 | On Procedure Tower | In Service | 9 | 4 |  |  |  |  | OP857410 | OPERATING ROOM HH
URMC | CAMSUR | CAMERA; SURGICAL |  | TC201US | CAMERA; SURGICAL CONTROLLER | STOKAE | STORZ;KARL ENDOSCOPY - AMERICA | REL22335 | OQ802764-P | STRONG MEMORIAL HOSPITAL | STRONG |  | OPERATING ROOM | OPEROO |  |  | In Service | 9 | 4 |  |  |  |  | 050OP131575 | OPERATING ROOM; SMH
URMC | CAMSUR | CAMERA; SURGICAL |  | TC301US | CAMERA; SURGICAL CONTROLLER | STOKAE | STORZ;KARL ENDOSCOPY - AMERICA | REL22336 | RV716093-P | STRONG MEMORIAL HOSPITAL | STRONG |  | OPERATING ROOM | OPEROO |  |  | In Service | 9 | 4 |  |  |  |  | 050OP131575 | OPERATING ROOM; SMH
URMC | CAMSUR | CAMERA; SURGICAL |  | OTVS190 | CAMERA; SURGICAL | OLYAIM | OLYMPUS AMERICA INC MED INSTRUMENTS DIV | 102227 | 7842658 | STRONG MEMORIAL HOSPITAL | STRONG |  | OPERATING ROOM | OPEROO |  |  | In Service | 0 | 4 |  |  |  |  | 050OP131575 | OPERATING ROOM; SMH
URMC | CAMSUR | CAMERA; SURGICAL |  | AR32000025 | CAMERA; SURGICAL | ARTHIN | ARTHREX INC. | 101206 | DFL210058 | STRONG MEMORIAL HOSPITAL | STRONG |  | Marketplace Surgery | MARSUR |  |  | In Service | 9 | 4 |  |  |  |  | 050OP135701 | Marketplace- SURGERY/PACU/SPD
URMC | CAMSUR | CAMERA; SURGICAL |  | TC201US | CAMERA; SURGICAL CONTROLLER | STOKAE | STORZ;KARL ENDOSCOPY - AMERICA | 101346 | WN868026-P | STRONG MEMORIAL HOSPITAL | STRONG |  | OPERATING ROOM | OPEROO |  |  | In Service | 9 | 4 |  |  |  |  | 050OP131575 | OPERATING ROOM; SMH
URMC | CAMSUR | CAMERA; SURGICAL |  | TC304US | CAMERA; SURGICAL CONTROLLER | STOKAE | STORZ;KARL ENDOSCOPY - AMERICA | 101347 | ZN871411-P | STRONG MEMORIAL HOSPITAL | STRONG |  | OPERATING ROOM | OPEROO |  |  | In Service | 9 | 4 |  |  |  |  | 050OP131575 | OPERATING ROOM; SMH
URMC | CAMSUR | CAMERA; SURGICAL |  | TC301US | CAMERA; SURGICAL CONTROLLER | STOKAE | STORZ;KARL ENDOSCOPY - AMERICA | 101348 | ZN871852-P | STRONG MEMORIAL HOSPITAL | STRONG |  | OPERATING ROOM | OPEROO |  |  | In Service | 9 | 4 |  |  |  |  | 050OP131575 | OPERATING ROOM; SMH
URMC | CAMSUR | CAMERA; SURGICAL |  | TC301US | CAMERA; SURGICAL CONTROLLER | STOKAE | STORZ;KARL ENDOSCOPY - AMERICA | 101350 | ZN871849-P | STRONG MEMORIAL HOSPITAL | STRONG |  | OPERATING ROOM | OPEROO |  |  | In Service | 9 | 4 |  |  |  |  | 050OP131575 | OPERATING ROOM; SMH
URMC | CAMSUR | CAMERA; SURGICAL |  | TC301US | CAMERA; SURGICAL CONTROLLER | STOKAE | STORZ;KARL ENDOSCOPY - AMERICA | 101351 | ZN871887-P | STRONG MEMORIAL HOSPITAL | STRONG |  | OPERATING ROOM | OPEROO |  |  | In Service | 9 | 4 |  |  |  |  | 050OP131575 | OPERATING ROOM; SMH
URMC | CAMSUR | CAMERA; SURGICAL |  | AR32000021 | CAMERA; SURGICAL;SYNERGY | ARTINC | ARTHREX INC. | 101169 | DFC220102 | STRONG MEMORIAL HOSPITAL | STRONG |  | Marketplace Procedure Suite | MARPRS |  |  | In Service | 9 | 4 |  |  |  |  | 050OP137587 | ORTHOPEDIC CLINIC PROCEDURE ROOM
URMC | CAMSUR | CAMERA; SURGICAL |  | C100 | CAMERA; SURGICAL | LEIINC | LEICA INC; MICROSCOPY & SCI INST DIV | 85095 | 60812002 | STRONG MEMORIAL HOSPITAL | STRONG |  | URMC SURGERY CENTER - SAWGRASS | URMCSC-1 | 1 | 180 Sawgrass Drive | In Service | 9 | 4 |  |  |  |  | 050OP134539 | URMC SURGERY CENTER - SAWGRASS
URMC | CAMSUR | CAMERA; SURGICAL |  | TC201US | CAMERA; SURGICAL CONTROLLER | STOKAE | STORZ;KARL ENDOSCOPY - AMERICA | NMH02321 | YM894752-P | NOYES MEMORIAL HOSPITAL | NOYES |  | NHS OR | NMHNHSOR |  |  | In Service | 9 | 4 |  |  |  |  | 250OP827045 | NMH - EQUIPMENT MNGNT LHS OR
URMC | CAMSUR | CAMERA; SURGICAL |  | TC301US | CAMERA; SURGICAL CONTROLLER | STOKAE | STORZ;KARL ENDOSCOPY - AMERICA | NMH02322 | ZM898712-P | NOYES MEMORIAL HOSPITAL | NOYES |  | NHS OR | NMHNHSOR |  |  | In Service | 9 | 4 |  |  |  |  | 250OP827045 | NMH - EQUIPMENT MNGNT LHS OR
URMC | CAMSUR | CAMERA; SURGICAL |  | TC201US | CAMERA; SURGICAL CONTROLLER | STOKAE | STORZ;KARL ENDOSCOPY - AMERICA | NMH02323 | YM894309-P | NOYES MEMORIAL HOSPITAL | NOYES |  | OPERATING / RECOVERY SERVICES | NMHOPREC |  |  | In Service | 9 | 4 |  |  |  |  | 250OP827040 | NMH - SURGICAL SERVICES
URMC | CAMSUR | CAMERA; SURGICAL |  | TC301US | CAMERA; SURGICAL CONTROLLER | STOKAE | STORZ;KARL ENDOSCOPY - AMERICA | NMH02324 | ZM898722-P | NOYES MEMORIAL HOSPITAL | NOYES |  | OPERATING / RECOVERY SERVICES | NMHOPREC |  |  | In Service | 9 | 4 |  |  |  |  | 250OP827040 | NMH - SURGICAL SERVICES
URMC | CAMSUR | CAMERA; SURGICAL |  | TC201US | CAMERA; SURGICAL CONTROLLER | STOKAE | STORZ;KARL ENDOSCOPY - AMERICA | 104175 | WM890526P | STRONG MEMORIAL HOSPITAL | STRONG |  | GCH OPERATING ROOM | GCHOPR |  |  | In Service | 9 | 4 |  |  |  |  | 050OP131575 | OPERATING ROOM; SMH
URMC | CAMSUR | CAMERA; SURGICAL |  | TC304US | CAMERA; SURGICAL CONTROLLER | STOKAE | STORZ;KARL ENDOSCOPY - AMERICA | 104176 | WM890424P | STRONG MEMORIAL HOSPITAL | STRONG |  | GCH OPERATING ROOM | GCHOPR |  |  | In Service | 9 | 4 |  |  |  |  | 050OP131575 | OPERATING ROOM; SMH
URMC | CAMSUR | CAMERA; SURGICAL |  | TC301US | CAMERA; SURGICAL CONTROLLER | STOKAE | STORZ;KARL ENDOSCOPY - AMERICA | 104177 | WM891529P | STRONG MEMORIAL HOSPITAL | STRONG |  | GCH OPERATING ROOM | GCHOPR |  |  | In Service | 9 | 4 |  |  |  |  | 050OP131575 | OPERATING ROOM; SMH
URMC | CAMSUR | CAMERA; SURGICAL |  | OTVS200 | Visera Elite 2 | OLYAIM | OLYMPUS AMERICA INC MED INSTRUMENTS DIV | 38389 | 7040104 | HIGHLAND HOSPITAL OF ROCHESTER | HIGHLAND |  | HH OPERATING ROOM | OPER | W1 | Mobile cart 38392 | In Service | 9 | 4 |  |  |  |  | OP857410 | OPERATING ROOM HH
URMC | CAMSUR | CAMERA; SURGICAL |  | TC201US | CAMERA; SURGICAL CONTROLLER | STOKAE | STORZ;KARL ENDOSCOPY - AMERICA | 93068 | ZR798685-P | STRONG MEMORIAL HOSPITAL | STRONG |  | OPERATING ROOM | OPEROO |  |  | In Service | 9 | 4 |  |  |  |  | 050OP131575 | OPERATING ROOM; SMH
URMC | CAMSUR | CAMERA; SURGICAL |  | TC304US | CAMERA; SURGICAL CONTROLLER | STOKAE | STORZ;KARL ENDOSCOPY - AMERICA | 93069 | VQ812233-P | STRONG MEMORIAL HOSPITAL | STRONG |  | OPERATING ROOM | OPEROO |  |  | In Service | 9 | 4 |  |  |  |  | 050OP131575 | OPERATING ROOM; SMH
URMC | CAMSUR | CAMERA; SURGICAL |  | TC301US | CAMERA; SURGICAL CONTROLLER | STOKAE | STORZ;KARL ENDOSCOPY - AMERICA | 93071 | ZU742715-P | STRONG MEMORIAL HOSPITAL | STRONG |  | OPERATING ROOM | OPEROO |  |  | In Service | 9 | 4 |  |  |  |  | 050OP131575 | OPERATING ROOM; SMH
URMC | CAMSUR | CAMERA; SURGICAL |  | TC201US | CAMERA; SURGICAL CONTROLLER | STOKAE | STORZ;KARL ENDOSCOPY - AMERICA | 93093 | UR788726-P | STRONG MEMORIAL HOSPITAL | STRONG |  | OPERATING ROOM | OPEROO |  |  | In Service | 9 | 4 |  |  |  |  | 050OP131575 | OPERATING ROOM; SMH
URMC | CAMSUR | CAMERA; SURGICAL |  | TC304US | CAMERA; SURGICAL CONTROLLER | STOKAE | STORZ;KARL ENDOSCOPY - AMERICA | 93094 | ZS778249-P | STRONG MEMORIAL HOSPITAL | STRONG |  | OPERATING ROOM | OPEROO |  |  | In Service | 9 | 4 |  |  |  |  | 050OP131575 | OPERATING ROOM; SMH
URMC | CAMSUR | CAMERA; SURGICAL |  | TC301US | CAMERA; SURGICAL CONTROLLER | STOKAE | STORZ;KARL ENDOSCOPY - AMERICA | 93096 | YS776193-P | STRONG MEMORIAL HOSPITAL | STRONG |  | OPERATING ROOM | OPEROO |  |  | In Service | 9 | 4 |  |  |  |  | 050OP131575 | OPERATING ROOM; SMH
URMC | CAMSUR | CAMERA; SURGICAL |  | OTVS200 | Visera Elite 2 | OLYAIM | OLYMPUS AMERICA INC MED INSTRUMENTS DIV | 38247 | 7040045 | HIGHLAND HOSPITAL OF ROCHESTER | HIGHLAND |  | HH OPERATING ROOM | OPER | W1 | On Cart 38244 | In Service | 9 | 4 |  |  |  |  | OP857410 | OPERATING ROOM HH
URMC | CAMSUR | CAMERA; SURGICAL |  | MCC500MD | CAMERA; SURGICAL | SONYCO | SONY CORP OF AMERICA | 89108 | 12218 | STRONG MEMORIAL HOSPITAL | STRONG |  | URMC SURGERY CENTER - SAWGRASS | URMCSC-1 |  | 280 Sawgrass OR | In Service | 9 | 4 |  |  |  |  | 050OP134539 | URMC SURGERY CENTER - SAWGRASS
URMC | CAMSUR | CAMERA; SURGICAL |  | AR32000020 | CAMERA; SURGICAL; SYNERGY | ARTHIN | ARTHREX INC. | 94413 | DBE200016 | UR MEDICAL FACULTY GROUP | URMFG |  | E.N.T. CLINIC | ENTCLI |  | 2365 SOUTH CLINTON AVE. ENT | In Service | 9 | 4 |  |  |  |  | 091OP349331 | E.N.T. CLINIC
URMC | CAMSUR | CAMERA; SURGICAL |  | AR32000020 | CAMERA; SURGICAL; SYNERGY | ARTHIN | ARTHREX INC. | 94412 | DBC2100044 | UR MEDICAL FACULTY GROUP | URMFG |  | E.N.T. CLINIC | ENTCLI |  | 2365 SOUTH CLINTON AVE. ENT | In Service | 9 | 4 |  |  |  |  | 091OP349331 | E.N.T. CLINIC
URMC | CAMSUR | CAMERA; SURGICAL |  | MCC500MD | CAMERA; SURGICAL | SONYCO | SONY CORP OF AMERICA | 93730 | 12673 | STRONG MEMORIAL HOSPITAL | STRONG |  | COLORECTAL CENTER - SAWGRASS | COLCES |  | Suite 150 | In Service | 9 | 4 |  |  |  |  | 050OP347237 | COLORECTAL CENTER - SAWGRASS
URMC | CAMSUR | CAMERA; SURGICAL |  | OTVS200 | Visera Elite 2 | OLYAIM | OLYMPUS AMERICA INC MED INSTRUMENTS DIV | 95072 | 7142564 | STRONG MEMORIAL HOSPITAL | STRONG |  | STRONG WEST AMBULATORY SURGICAL CENTER | SWAMSC |  | Strong west surg | In Service | 9 | 4 |  |  |  |  | 050OP139685 | STRONG WEST AMBULATORY SURGERY CENTER
URMC | CAMSUR | CAMERA; SURGICAL |  | OTVS300 | CAMERA; SURGICAL | OLYAIM | OLYMPUS AMERICA INC MED INSTRUMENTS DIV | 38985 | 7141261 | HIGHLAND HOSPITAL OF ROCHESTER | HIGHLAND |  | HH OPERATING ROOM | OPER | 1 | STORAGE BY OR BATH | In Service | 9 | 4 |  |  |  |  | OP857410 | OPERATING ROOM HH
URMC | CAMSUR | CAMERA; SURGICAL |  | TC301US | CAMERA; SURGICAL CONTROLLER | STOKAE | STORZ;KARL ENDOSCOPY - AMERICA | REL21391 | YP839546-P | STRONG MEMORIAL HOSPITAL | STRONG |  | OPERATING ROOM | OPEROO |  |  | In Service | 9 | 4 |  |  |  |  | 050OP131575 | OPERATING ROOM; SMH
URMC | CAMSUR | CAMERA; SURGICAL |  | AR32000021 | CAMERA; SURGICAL;SYNERGY | ARTINC | ARTHREX INC. | 37752 | DBM150018 | HIGHLAND HOSPITAL OF ROCHESTER | HIGHLAND |  | HH OPERATING ROOM | OPER |  |  | In Service | 9 | 4 |  |  |  |  | OP857410 | OPERATING ROOM HH
URMC | CAMSUR | CAMERA; SURGICAL |  | AR32000020 | CAMERA; SURGICAL; SYNERGY | ARTHIN | ARTHREX INC. | 85109 | DAH160046 | STRONG MEMORIAL HOSPITAL | STRONG |  | URMC SURGERY CENTER - SAWGRASS | URMCSC-1 | 1 | 180 Sawgrass | In Service | 9 | 4 |  |  |  |  | 050OP134539 | URMC SURGERY CENTER - SAWGRASS
URMC | CAMSUR | CAMERA; SURGICAL |  | AR32000020 | CAMERA; SURGICAL; SYNERGY | ARTHIN | ARTHREX INC. | 84250 | DAH180054 | STRONG MEMORIAL HOSPITAL | STRONG |  | URMC SURGERY CENTER - SAWGRASS | URMCSC-1 |  | OR 10 | In Service | 9 | 4 |  |  |  |  | 050OP134539 | URMC SURGERY CENTER - SAWGRASS
URMC | CAMSUR | CAMERA; SURGICAL |  | AR32000020 | CAMERA; SURGICAL; SYNERGY | ARTHIN | ARTHREX INC. | 84244 | DAH180055 | STRONG MEMORIAL HOSPITAL | STRONG |  | URMC SURGERY CENTER - SAWGRASS | URMCSC-1 |  | OR 6 | In Service | 9 | 4 |  |  |  |  | 050OP134539 | URMC SURGERY CENTER - SAWGRASS
URMC | CAMSUR | CAMERA; SURGICAL |  | AR32000020 | CAMERA; SURGICAL; SYNERGY | ARTHIN | ARTHREX INC. | 84257 | DAH180033 | STRONG MEMORIAL HOSPITAL | STRONG |  | URMC SURGERY CENTER - SAWGRASS | URMCSC-1 |  | OR 7 | In Service | 9 | 4 |  |  |  |  | 050OP134539 | URMC SURGERY CENTER - SAWGRASS
URMC | CAMSUR | CAMERA; SURGICAL |  | AR32000020 | CAMERA; SURGICAL; SYNERGY | ARTHIN | ARTHREX INC. | 84248 | DAH180032 | STRONG MEMORIAL HOSPITAL | STRONG |  | GCH OPERATING ROOM | GCHOPR | 1 |  | In Service | 9 | 4 |  |  |  |  | 050OP131575 | OPERATING ROOM; SMH
URMC | CAMSUR | CAMERA; SURGICAL |  | AR32000020 | CAMERA; SURGICAL; SYNERGY | ARTHIN | ARTHREX INC. | 84254 | DAD180041 | STRONG MEMORIAL HOSPITAL | STRONG |  | URMC SURGERY CENTER - SAWGRASS | URMCSC-1 |  | OR 5 | In Service | 9 | 4 |  |  |  |  | 050OP134539 | URMC SURGERY CENTER - SAWGRASS
URMC | CAMSUR | CAMERA; SURGICAL |  | AR32000020 | CAMERA; SURGICAL; SYNERGY | ARTHIN | ARTHREX INC. | 84263 | DAD180039 | STRONG MEMORIAL HOSPITAL | STRONG |  | URMC SURGERY CENTER - SAWGRASS | URMCSC-1 |  | OR 3 | In Service | 9 | 4 |  |  |  |  | 050OP134539 | URMC SURGERY CENTER - SAWGRASS
URMC | CAMSUR | CAMERA; SURGICAL |  | OTVS190 | CAMERA; SURGICAL | OLYAIM | OLYMPUS AMERICA INC MED INSTRUMENTS DIV | 79105 | 7805344 | STRONG MEMORIAL HOSPITAL | STRONG |  | OPERATING ROOM | OPEROO |  | RM 25 | In Service | 9 | 4 |  |  |  |  | 050OP131575 | OPERATING ROOM; SMH
URMC | CAMSUR | CAMERA; SURGICAL |  | OTVS190 | CAMERA; SURGICAL | OLYAIM | OLYMPUS AMERICA INC MED INSTRUMENTS DIV | 75921 | 7692484 | STRONG MEMORIAL HOSPITAL | STRONG |  | ESWL UNIT; KIDNEY STONE TREATMENT CENTER | KIDSTO |  |  | In Service | 9 | 4 |  |  |  |  | 050OP136556 | ESWL UNIT; KIDNEY STONE TREATMENT
URMC | CAMSUR | CAMERA; SURGICAL |  | 22201020 | CAMERA; SURGICAL | STOKAE | STORZ;KARL ENDOSCOPY - AMERICA | REL14246 | LA666639P | STRONG MEMORIAL HOSPITAL | STRONG |  | OPERATING ROOM; GROUP 3; REL# | OPERO3 |  |  | In Service | 0 | [5 empty] | 050OP131575 | OPERATING ROOM; SMH
URMC | CAMSUR | CAMERA; SURGICAL |  | 22202020 | CAMERA; SURGICAL | STOKAE | STORZ;KARL ENDOSCOPY - AMERICA | 75258 | NW701893-P | UR MEDICAL FACULTY GROUP | URMFG |  | E.N.T. CLINIC | ENTCLI |  |  | In Service | 9 | 4 |  |  |  |  | 091OP349331 | E.N.T. CLINIC
URMC | CAMSUR | CAMERA; SURGICAL |  | AR32000021 | CAMERA; SURGICAL;SYNERGY | ARTINC | ARTHREX INC. | 34829 | BAE0101 | HIGHLAND HOSPITAL OF ROCHESTER | HIGHLAND |  | HH OPERATING ROOM | OPER |  |  | In Service | 9 | 4 |  |  |  |  | OP857410 | OPERATING ROOM HH
URMC | CAMSUR | CAMERA; SURGICAL |  | 22201020 | CAMERA; SURGICAL | STOKAE | STORZ;KARL ENDOSCOPY - AMERICA | 73979 | YZ679261-P | UR MEDICAL FACULTY GROUP | URMFG |  | E.N.T. CLINIC | ENTCLI |  |  | In Service | 9 | 4 |  |  |  |  | 091OP349331 | E.N.T. CLINIC
URMC | CAMSUR | CAMERA; SURGICAL |  | 22201020 | CAMERA; SURGICAL | STOKAE | STORZ;KARL ENDOSCOPY - AMERICA | 31065 | TY685767-P | HIGHLAND HOSPITAL OF ROCHESTER | HIGHLAND |  | HH OPERATING ROOM | OPER | 1 | OR Room # 13 | In Service | 9 | 4 |  |  |  |  | OP857410 | OPERATING ROOM HH
URMC | CAMSUR | CAMERA; SURGICAL |  | 22201020 | CAMERA; SURGICAL | STOKAE | STORZ;KARL ENDOSCOPY - AMERICA | 57801 | FD630728-P | UR MEDICAL FACULTY GROUP | URMFG |  | E.N.T. CLINIC | ENTCLI |  |  | In Service | 9 | 4 |  |  |  |  | 091OP349331 | E.N.T. CLINIC
URMC | CAMSUR | CAMERA; SURGICAL |  | 22201020 | CAMERA; SURGICAL | STOKAE | STORZ;KARL ENDOSCOPY - AMERICA | 29685 | ME625804-P | HIGHLAND HOSPITAL OF ROCHESTER | HIGHLAND |  | LABOR FLOOR | LABOR | W# | W3 Hallway | In Service | 9 | 4 |  |  |  |  | OP857390 | LABOR FLOOR
URMC | CAMSUR | CAMERA; SURGICAL |  | 22201020 | CAMERA; SURGICAL | STOKAE | STORZ;KARL ENDOSCOPY - AMERICA | 51166 | KA666220-P | STRONG MEMORIAL HOSPITAL | STRONG |  | OPERATING ROOM; 2ND FLOOR; GYNO/EYE/DENT | OPEGED |  | 2nd OR | In Service | 9 | 4 |  |  |  |  | 050OP131575 | OPERATING ROOM; SMH
URMC | CAMSUR | CAMERA; SURGICAL |  | 7210001 CONTROL | CAMERA CONTROLLER; SURGICAL | SMINEP | SMITH & NEPHEW | 49492 | YJ0450 | STRONG MEMORIAL HOSPITAL | STRONG |  | OPERATING ROOM | OPEROO |  |  | In Service | 9 | 4 |  |  |  |  | 050OP131575 | OPERATING ROOM; SMH
URMC | CAMSUR | CAMERA; SURGICAL |  | 22201020 | CAMERA; SURGICAL | STOKAE | STORZ;KARL ENDOSCOPY - AMERICA | 50655 | EG603755P | STRONG MEMORIAL HOSPITAL | STRONG |  | OPERATING ROOM; 2ND FLOOR; GYNO/EYE/DENT | OPEGED |  |  | In Service | 9 | 4 |  |  |  |  | 050OP131575 | OPERATING ROOM; SMH
URMC | CAMSUR | CAMERA; SURGICAL |  | 22201020 | CAMERA; SURGICAL | STOKAE | STORZ;KARL ENDOSCOPY - AMERICA | 50646 | KE624170P | STRONG MEMORIAL HOSPITAL | STRONG |  | OPERATING ROOM; 2ND FLOOR; GYNO/EYE/DENT | OPEGED |  | SECOND FLOOR | In Service | 9 | 4 |  |  |  |  | 050OP131575 | OPERATING ROOM; SMH
URMC | CAMSUR | CAMERA; SURGICAL |  | IM3300 | CAMERA; SURGICAL | LINCOR | LINVATEC CORP. DIV OF BRISTOL-MEYERS SQU | REL08033 | 41879 | STRONG MEMORIAL HOSPITAL | STRONG |  | OPERATING ROOM; GROUP 3; REL# | OPERO3 |  | OPERATING ROOM; BASEMENT | In Service | 9 | 4 |  |  |  |  | 050OP131575 | OPERATING ROOM; SMH
URMC | CAMSUR | CAMERA; SURGICAL |  | 7210001 CONTROL | CAMERA CONTROLLER; SURGICAL | SMINEP | SMITH & NEPHEW | 47648 | YJ0262 | STRONG MEMORIAL HOSPITAL | STRONG |  | OPERATING ROOM | OPEROO |  | OPERATING ROOM; BASEMENT | In Service | 9 | 4 |  |  |  |  | 050OP131575 | OPERATING ROOM; SMH
URMC | CAMSUR | CAMERA; SURGICAL |  | IM3300 | CAMERA; SURGICAL | LINCOR | LINVATEC CORP. DIV OF BRISTOL-MEYERS SQU | REL06195 | 47226 | STRONG MEMORIAL HOSPITAL | STRONG |  | OPERATING ROOM; GROUP 3; REL# | OPERO3 |  | O R | In Service | 9 | 4 |  |  |  |  | 050OP131575 | OPERATING ROOM; SMH
URMC | CAMSUR | CAMERA; SURGICAL |  | IM3300 | CAMERA; SURGICAL | LINCOR | LINVATEC CORP. DIV OF BRISTOL-MEYERS SQU | 44446 | 50299 | STRONG MEMORIAL HOSPITAL | STRONG |  | OPERATING ROOM | OPEROO |  |  | In Service | 9 | 4 |  |  |  |  | 050OP131575 | OPERATING ROOM; SMH
URMC | CAMSUR | CAMERA; SURGICAL |  | IM3300 | CAMERA; SURGICAL | LINCOR | LINVATEC CORP. DIV OF BRISTOL-MEYERS SQU | 44900 | 50277 | STRONG MEMORIAL HOSPITAL | STRONG |  | OPERATING ROOM | OPEROO |  |  | In Service | 9 | 4 |  |  |  |  | 050OP131575 | OPERATING ROOM; SMH
URMC | CAMSUR | CAMERA; SURGICAL |  | IM3300 | CAMERA; SURGICAL | LINCOR | LINVATEC CORP. DIV OF BRISTOL-MEYERS SQU | 45163 | 50237 | STRONG MEMORIAL HOSPITAL | STRONG |  | OPERATING ROOM | OPEROO |  |  | In Service | 9 | 4 |  |  |  |  | 050OP131575 | OPERATING ROOM; SMH
URMC | CAMSUR | CAMERA; SURGICAL |  | 10446579 | CAMERA; SURGICAL;LEICA 2 | LEIINC | LEICA INC; MICROSCOPY & SCI INST DIV | 27376 | 171005002 | HIGHLAND HOSPITAL OF ROCHESTER | HIGHLAND |  | HH OPERATING ROOM | OPER |  |  | In Service | 9 | 4 |  |  |  |  | OP857410 | OPERATING ROOM HH
URMC | CAMSUR | CAMERA; SURGICAL |  | 7210001 CONTROL | CAMERA CONTROLLER; SURGICAL | SMINEP | SMITH & NEPHEW | 46230 | YJ1605 | STRONG MEMORIAL HOSPITAL | STRONG |  | OPERATING ROOM | OPEROO |  |  | In Service | 9 | 4 |  |  |  |  | 050OP131575 | OPERATING ROOM; SMH
URMC | CAMSUR | CAMERA; SURGICAL |  | DXCCS1 | CAMERA; SURGICAL | SONYCO | SONY CORP OF AMERICA | 29546 | 101816 | STRONG MEMORIAL HOSPITAL | STRONG |  | OPERATING ROOM | OPEROO | B | BASEMENT OR | In Service | 9 | 4 |  |  |  |  | 050OP131575 | OPERATING ROOM; SMH
URMC | CAMSUR | CAMERA; SURGICAL |  | TC305US | CAMERA; SURGICAL CONTROLLER | STOKAE | STORZ;KARL ENDOSCOPY - AMERICA | 115975 | OK922781P | STRONG MEMORIAL HOSPITAL | STRONG |  | OPERATING ROOM | OPEROO |  |  | In Service | 9 | 4 |  |  |  |  | 050OP131575 | OPERATING ROOM; SMH
URMC | CAMSUR | CAMERA; SURGICAL |  | OTVS200 | Visera Elite 2 | OLYAIM | OLYMPUS AMERICA INC MED INSTRUMENTS DIV | 44337 | 7243824 | HIGHLAND HOSPITAL OF ROCHESTER | HIGHLAND |  | HH OPERATING ROOM | OPER | 1 | OR 10 | In Service | 9 | 4 |  |  |  |  | OP857410 | OPERATING ROOM HH
URMC | CAMSUR | CAMERA; SURGICAL |  | TC205US | CAMERA; SURGICAL CONTROLLER | STOKAE | STORZ;KARL ENDOSCOPY - AMERICA | 115981 | VL915110P | STRONG MEMORIAL HOSPITAL | STRONG |  | OPERATING ROOM | OPEROO |  |  | In Service | 9 | 4 |  |  |  |  | 050OP131575 | OPERATING ROOM; SMH
URMC | CAMSUR | CAMERA; SURGICAL |  | AR32000025 | CAMERA; SURGICAL | ARTHIN | ARTHREX INC. | 115178 | DFC230009 | STRONG MEMORIAL HOSPITAL | STRONG |  | Marketplace Surgery | MARSUR |  | OR8 | In Service | 9 | 4 |  |  |  |  | 050OP135701 | Marketplace- SURGERY/PACU/SPD
URMC | CAMSUR | CAMERA; SURGICAL |  | AR32000025 | CAMERA; SURGICAL | ARTHIN | ARTHREX INC. | 115227 | DFC220064 | STRONG MEMORIAL HOSPITAL | STRONG |  | Marketplace Surgery | MARSUR |  |  | In Service | 9 | 4 |  |  |  |  | 050OP135701 | Marketplace- SURGERY/PACU/SPD
URMC | CAMSUR | CAMERA; SURGICAL |  | NAVIGATOR2.0 | NAVIGATOR; CAMERA | DILTEC | DILON TECHNOLOGIES | 107168 | N2024031926 | STRONG MEMORIAL HOSPITAL | STRONG |  | OPERATING ROOM | OPEROO |  |  | In Service | 9 | 4 |  |  |  |  | 050OP131575 | OPERATING ROOM; SMH
URMC | CAMSUR | CAMERA; SURGICAL |  | OTVS200 | Visera Elite 2 | OLYAIM | OLYMPUS AMERICA INC MED INSTRUMENTS DIV | 42010 | 7356576 | HIGHLAND HOSPITAL OF ROCHESTER | HIGHLAND |  | HH OPERATING ROOM | OPER | W1 | On a procedure cart | In Service | 9 | 4 |  |  |  |  | OP857410 | OPERATING ROOM HH
URMC | CAMSUR | CAMERA; SURGICAL |  | ICON | CAMERA; PHOENIX ICON SURGICAL | NEOLIGHT | NEOLIGHT LLC | 107871 | C0470 | STRONG MEMORIAL HOSPITAL | STRONG |  | OPERATING ROOM; 2ND FLOOR; GYNO/EYE/DENT | OPEGED |  |  | In Service | 9 | 4 |  |  |  |  | 050OP131575 | OPERATING ROOM; SMH
URMC | CAMSUR | CAMERA; SURGICAL |  | MKC210HD | CAMERA; SURGICAL | IKETSU | IKEGAMI TSUSHINKI CO | 113337 | HY00262E | STRONG MEMORIAL HOSPITAL | STRONG |  | COLORECTAL CENTER - SAWGRASS | COLCES |  | Suite 150 | In Service | 9 | 4 |  |  |  |  | 050OP347237 | COLORECTAL CENTER - SAWGRASS
URMC | CAMSUR | CAMERA; SURGICAL |  | TC201US | CAMERA; SURGICAL CONTROLLER | STOKAE | STORZ;KARL ENDOSCOPY - AMERICA | 107903 | UL914688-P | STRONG MEMORIAL HOSPITAL | STRONG |  | OPERATING ROOM | OPEROO |  |  | In Service | 9 | 4 |  |  |  |  | 050OP131575 | OPERATING ROOM; SMH
URMC | CAMSUR | CAMERA; SURGICAL |  | TC201US | CAMERA; SURGICAL CONTROLLER | STOKAE | STORZ;KARL ENDOSCOPY - AMERICA | 107904 | UL914695-P | STRONG MEMORIAL HOSPITAL | STRONG |  | OPERATING ROOM | OPEROO |  |  | In Service | 9 | 4 |  |  |  |  | 050OP131575 | OPERATING ROOM; SMH
URMC | CAMSUR | CAMERA; SURGICAL |  | TC304US | CAMERA; SURGICAL CONTROLLER | STOKAE | STORZ;KARL ENDOSCOPY - AMERICA | 107905 | RL908096-P | STRONG MEMORIAL HOSPITAL | STRONG |  | OPERATING ROOM | OPEROO |  |  | In Service | 9 | 4 |  |  |  |  | 050OP131575 | OPERATING ROOM; SMH
URMC | CAMSUR | CAMERA; SURGICAL |  | TC301US | CAMERA; SURGICAL CONTROLLER | STOKAE | STORZ;KARL ENDOSCOPY - AMERICA | 107907 | TL911950-P | STRONG MEMORIAL HOSPITAL | STRONG |  | OPERATING ROOM | OPEROO |  |  | In Service | 9 | 4 |  |  |  |  | 050OP131575 | OPERATING ROOM; SMH
URMC | CAMSUR | CAMERA; SURGICAL |  | TC301US | CAMERA; SURGICAL CONTROLLER | STOKAE | STORZ;KARL ENDOSCOPY - AMERICA | 107908 | TL911911-P | STRONG MEMORIAL HOSPITAL | STRONG |  | OPERATING ROOM | OPEROO |  |  | In Service | 9 | 4 |  |  |  |  | 050OP131575 | OPERATING ROOM; SMH
URMC | CAMSUR | CAMERA; SURGICAL |  | TC304US | CAMERA; SURGICAL CONTROLLER | STOKAE | STORZ;KARL ENDOSCOPY - AMERICA | 107906 | RL908089-P | STRONG MEMORIAL HOSPITAL | STRONG |  | OPERATING ROOM | OPEROO |  |  | In Service | 9 | 4 |  |  |  |  | 050OP131575 | OPERATING ROOM; SMH
URMC | LINACC | LINEAR ACCELERATOR |  | TRUEBEAM | LINEAR ACCELERATOR | VARMES | VARIAN MEDICAL SYSTEMS | 105204 | H196402 | STRONG MEMORIAL HOSPITAL | STRONG |  | RADIATION ONCOLOGY; IMAGING | RADONC-I |  | VAULT 2 | In Service | 16 | 2 |  |  |  |  | 050OP136571 | RADIATION ONCOLOGY - SMH
URMC | LINACC | LINEAR ACCELERATOR |  | TRUEBEAM | LINEAR ACCELERATOR | VARMES | VARIAN MEDICAL SYSTEMS | 115761 | 7109 | STRONG MEMORIAL HOSPITAL | STRONG |  | RADIATION ONCOLOGY; IMAGING | RADONC-I |  | SMH Vault 1 | In Service | 16 | 2 |  |  |  |  | 050OP136571 | RADIATION ONCOLOGY - SMH
URMC | LINACC | LINEAR ACCELERATOR |  | 21EX | LINEAR ACCELERATOR | VARMES | VARIAN MEDICAL SYSTEMS | 27412 | 3209 | NOYES MEMORIAL HOSPITAL | NOYES |  | RADIATION ONCOLOGY - IMAGING | NMHRAO-I | 1 | 111 Clara Barton St | In Service | 11 | 2 |  |  |  |  | 250OP826040 | NMH - EQUIPMENT MNGNT RADIATION ONCOLOGY
URMC | LINACC | LINEAR ACCELERATOR |  | 21IX | LINEAR ACCELERATOR | VARMES | VARIAN MEDICAL SYSTEMS | 71822 | 3748 | STRONG MEMORIAL HOSPITAL | STRONG |  | RADIATION ONCOLOGY; IMAGING | RADON1-I |  | 262 Banks Street; Batavia | In Service | 11 | 2 |  |  |  |  | 050OP136571 | RADIATION ONCOLOGY - SMH
URMC | LINACC | LINEAR ACCELERATOR |  | TRUEBEAM | LINEAR ACCELERATOR | VARMES | VARIAN MEDICAL SYSTEMS | 90000 | 2099 | STRONG MEMORIAL HOSPITAL | STRONG |  | PLUTA RADIATION ONCOLOGY- IMAGING | PLURAO-I |  | Pluta #2 | In Service | 0 | 2 | VARIAN QUOTE | HK1097905-163 | VARIGA | VARIAN MEDICAL SYSTEMS - GEORGIA | 050OP137542 | PLUTA RADIATION ONCOLOGY
URMC | LINACC | LINEAR ACCELERATOR |  | TRUEBEAM | LINEAR ACCELERATOR | VARMES | VARIAN MEDICAL SYSTEMS | 35153 | 2869 | HIGHLAND HOSPITAL OF ROCHESTER | HIGHLAND |  | RADIATION ONCOLOGY; HIGHLAND | RADON | 1 | 1000 South Ave | In Service | 16 | 2 |  |  |  |  | OP857480 | RADIATION ONCOLOGY - HH
URMC | LINACC | LINEAR ACCELERATOR |  | TRUEBEAM | LINEAR ACCELERATOR | VARMES | VARIAN MEDICAL SYSTEMS | 84646 | 3786 | STRONG MEMORIAL HOSPITAL | STRONG |  | PLUTA RADIATION ONCOLOGY- IMAGING | PLURAO-I |  | 125 Red Creek Drive | In Service | 16 | 2 |  |  |  |  | 050OP137542 | PLUTA RADIATION ONCOLOGY
URMC | LINACC | LINEAR ACCELERATOR |  | EDGE | LINEAR ACCELERATOR | VARMES | VARIAN MEDICAL SYSTEMS | 87080 | 4057 | STRONG MEMORIAL HOSPITAL | STRONG |  | RADIATION ONCOLOGY; IMAGING | RADON1-I |  | G.0775- Vault #3 | In Service | 16 | 2 |  |  |  |  | 050OP136571 | RADIATION ONCOLOGY - SMH
URMC | LINACC | LINEAR ACCELERATOR |  | ETHOS | LINEAR ACCELERATOR | VARMES | VARIAN MEDICAL SYSTEMS | 95000 | HAL1437 | STRONG MEMORIAL HOSPITAL | STRONG |  | RADIATION ONCOLOGY; IMAGING | RADONC-I |  | Vault 4 | In Service | 16 | 2 |  |  |  |  | 050OP136571 | RADIATION ONCOLOGY - SMH
URMC | LINACC | LINEAR ACCELERATOR |  | TRUEBEAM | LINEAR ACCELERATOR | VARMES | VARIAN MEDICAL SYSTEMS | 37929 | 4374 | HIGHLAND HOSPITAL OF ROCHESTER | HIGHLAND |  | WILMOT CANCER CENTER GREECE- IMAGING | WICACG-I | G | 155 Bellwood Dr | In Service | 16 | 2 |  |  |  |  | OP857270 | RADIATION THERAPY 2; GEEECE
URMC | LINACC | LINEAR ACCELERATOR |  | TRUEBEAM | LINEAR ACCELERATOR | VARMES | VARIAN MEDICAL SYSTEMS | 39115 | 6158 | HIGHLAND HOSPITAL OF ROCHESTER | HIGHLAND |  | SANDS CANCER CENTER (B) | SANCAN |  | 360 Parrish Street Canandaigua | In Service | 16 | 2 |  |  |  |  | OP857570 | SANDS CANCER CENTER
URMC | LINACC | LINEAR ACCELERATOR |  | TRUEBEAM | LINEAR ACCELERATOR | VARMES | VARIAN MEDICAL SYSTEMS | 97830 | H195445 | STRONG MEMORIAL HOSPITAL | STRONG |  | WILMONT MEDICAL ONCOLOGY WEBSTER- IMAGING | WIMOW-I |  | 875 hard road webster | In Service | 16 | 2 |  |  |  |  | 050OP136597 | CANCER CENTER; FIRST FLOOR
URMC | MAGREI | MAGNETIC RESONANCE IMAGING | Full | SIGNA ARTIST | MAGNETIC RESONANCE IMAGING 1.5T | GEMEDS | GE MEDICAL SYSTEMS | 99779 | PM0555 | STRONG MEMORIAL HOSPITAL | STRONG |  | G-1400 INPATIENT MRI/CT/XRAY IMAGING | RADMRI-I |  | G 1400 | In Service | 16 | 2 |  |  |  |  | 050OP136557 | IMAGING SCIENCES; MRI
URMC | MAGREI | MAGNETIC RESONANCE IMAGING | Full | SIGNA ARTIST | MAGNETIC RESONANCE IMAGING 1.5T | GEMEDS | GE MEDICAL SYSTEMS | 99780 | PM0561 | STRONG MEMORIAL HOSPITAL | STRONG |  | G-1400 INPATIENT MRI/CT/XRAY IMAGING | RADMRI-I |  | G1400 | In Service | 16 | 2 |  |  |  |  | 050OP136557 | IMAGING SCIENCES; MRI
URMC | MAGREI | MAGNETIC RESONANCE IMAGING | Full | SIGNA ARTIST | MAGNETIC RESONANCE IMAGING 1.5T | GEMEDS | GE MEDICAL SYSTEMS | 92641 | PM0663 | STRONG MEMORIAL HOSPITAL | STRONG |  | Marketplace Advanced Imaging; Imaging | MARADI-I | G | MARKETPLACE MRI SUITE | In Service | 16 | 2 |  |  |  |  | 050OP137626 | Marketplace Advanced Imaging
URMC | MAGREI | MAGNETIC RESONANCE IMAGING | Full | SIGNA ARTIST | MAGNETIC RESONANCE IMAGING 1.5T | GEMEDS | GE MEDICAL SYSTEMS | 103696 | PM1064 | STRONG MEMORIAL HOSPITAL | STRONG |  | RADIOLOGY; DIAGNOSTIC; IMAGING | RADDIA-I | GND | Strong West | In Service | 16 | 2 |  |  |  |  | 050OP136555 | IMAGING SCIENCES - SMH
URMC | MAGREI | MAGNETIC RESONANCE IMAGING | Full | MAGNETOM VIDA FIT | MAGNETIC RESONANCE IMAGING | SIEMENS | SIEMENS | 104422 | 400793383 | STRONG MEMORIAL HOSPITAL | STRONG |  | Marketplace Advanced Imaging; Imaging | MARADI-I | Gnd | Marketplace AO builiding. | In Service | 16 | 2 |  |  |  |  | 050OP137626 | Marketplace Advanced Imaging
URMC | MAGREI | MAGNETIC RESONANCE IMAGING | Full | SIGNA ARTIST | MAGNETIC RESONANCE IMAGING 1.5T | GEMEDS | GE MEDICAL SYSTEMS | 101616 | PM0633 | STRONG MEMORIAL HOSPITAL | STRONG |  | UNIVERSITY IMAGING AT EAST RIVER ROAD-IMAGING | UNIMER-I | G | MRI Suite. System on Left. | In Service | 16 | 2 |  |  |  |  | 050OP136547 | UNIVERSITY IMAGING AT EAST RIVER ROAD
URMC | MAGREI | MAGNETIC RESONANCE IMAGING | Full | SIGNA ARTIST | MAGNETIC RESONANCE IMAGING 1.5T | GEMEDS | GE MEDICAL SYSTEMS | 38056 | HM2193 | HIGHLAND HOSPITAL OF ROCHESTER | HIGHLAND |  | MEDICAL IMAGING | DIAGRAD |  | HH-MR | In Service | 16 | 2 |  |  |  |  | OP857470 | MEDICAL IMAGING
URMC | MAGREI | MAGNETIC RESONANCE IMAGING | Co-Dev | AMBITION 1.5T | MAGNETIC RESONANCE IMAGING- 1.5T | PHIMES | PHILIPS MEDICAL SYSTEMS NORTH AMERICA CO | SJH10452 | 47071 | ST JAMES HOSPITAL | STJAMES |  | RADIOLOGY - IMAGING | SJRADI-I | 1 | 7329 Seneca Rd North | In Service | 16 | 2 |  |  |  |  | SJH7320 | SJH - RADIOLOGY
URMC | MAGREI | MAGNETIC RESONANCE IMAGING | Full | SIGNA HDXT 1.5T | MAGNETIC RESONANCE IMAGING | GEMEDS | GE MEDICAL SYSTEMS | 90005 | 179374 | STRONG MEMORIAL HOSPITAL | STRONG |  | LAC DEVILLE IMAGING- IMAGING | LACDEI-I |  | MR1- CC bld. D | In Service | 16 | 2 |  |  |  |  | 050OP137610 | Lac DeVille Imaging
URMC | MAGREI | MAGNETIC RESONANCE IMAGING | Full | SKYRA-3T | MAGNETIC RESONANCE IMAGING | SIEMES | SIEMENS MED SYSTEMS | 90006 | 45229 | STRONG MEMORIAL HOSPITAL | STRONG |  | LAC DEVILLE IMAGING- IMAGING | LACDEI-I |  | MR2- CC bld. D | In Service | 16 | 2 |  |  |  |  | 050OP137610 | Lac DeVille Imaging
URMC | MAGREI | MAGNETIC RESONANCE IMAGING | Full | SIGNA HDXT 1.5T | MAGNETIC RESONANCE IMAGING | GEMEDS | GE MEDICAL SYSTEMS | 90007 | R3470 | STRONG MEMORIAL HOSPITAL | STRONG |  | LAC DEVILLE IMAGING- IMAGING | LACDEI-I |  | MR3- CC bld. D | In Service | 16 | 2 |  |  |  |  | 050OP137610 | Lac DeVille Imaging
URMC | MAGREI | MAGNETIC RESONANCE IMAGING | Full | SIGNA HDXT 3T | MAGNETIC RESONANCE IMAGING | GEMEDS | GE MEDICAL SYSTEMS | 90008 | WB0176 | STRONG MEMORIAL HOSPITAL | STRONG |  | LAC DEVILLE IMAGING- IMAGING | LACDEI-I |  | MR4- CC bld. D | In Service | 16 | 2 |  |  |  |  | 050OP137610 | Lac DeVille Imaging
URMC | MAGREI | MAGNETIC RESONANCE IMAGING | Full | SIGNA PREMIER XT UP | MAGNETIC RESONANCE IMAGING | GEMEDS | GE MEDICAL SYSTEMS | 96800 | W0285 | STRONG MEMORIAL HOSPITAL | STRONG |  | UNIVERSITY IMAGING PENFIELD- IMAGING | UNIMPE-I | gnd | Suite 200 | In Service | 16 | 2 |  |  |  |  | 050OP137611 | UNIVERSITY IMAGING PENFIELD- IMAGING
URMC | MAGREI | MAGNETIC RESONANCE IMAGING | Full | MAGNETOM AERA | MAGNETIC RESONANCE IMAGING | SIEMEN | SIEMENS MEDICAL SYS | 77120 | 141216 | STRONG MEMORIAL HOSPITAL | STRONG |  | UNIVERSITY IMAGING AT EAST RIVER ROAD-IMAGING | UNIMER-I | 1st | MRI Suit. System on Right | In Service | 16 | 2 |  |  |  |  | 050OP136547 | UNIVERSITY IMAGING AT EAST RIVER ROAD
URMC | MAGREI | MAGNETIC RESONANCE IMAGING | Full | DVMR DISCOVERY 750 | MAGNETIC RESONANCE IMAGING | GEMEDS | GE MEDICAL SYSTEMS | 77141 | 585785MR750 | STRONG MEMORIAL HOSPITAL | STRONG |  | UNIVERSITY IMAGING AT EAST RIVER ROAD-IMAGING | UNIMER-I | 1 | MRI Suite. System in Center. | In Service | 16 | 2 |  |  |  |  | 050OP136547 | UNIVERSITY IMAGING AT EAST RIVER ROAD
URMC | MAGREI | MAGNETIC RESONANCE IMAGING | Full | SIGNA 750 3T | MAGNETIC RESONANCE IMAGING | GEMEDS | GE MEDICAL SYSTEMS | 60465 | UA0071 | STRONG MEMORIAL HOSPITAL | STRONG |  | G-1400 INPATIENT MRI/CT/XRAY IMAGING | RADMRI-I | G | GC1400 MR2 | In Service | 16 | 2 |  |  |  |  | 050OP136557 | IMAGING SCIENCES; MRI
URMC | MAGREI | MAGNETIC RESONANCE IMAGING | Full | MAGNETOM AERA | MAGNETIC RESONANCE IMAGING | SIEMEN | SIEMENS MEDICAL SYS | 71707 | 42290 | STRONG MEMORIAL HOSPITAL | STRONG |  | PEDIATRIC IMAGING | PEDIMA-I |  | GCH | In Service | 16 | 2 |  |  |  |  | 050OP136555 | IMAGING SCIENCES - SMH
URMC | MAGREI | MAGNETIC RESONANCE IMAGING | Full | BIOGRAPH MMR | MAGNETIC RESONANCE IMAGING | SIEMEN | SIEMENS MEDICAL SYS | 70405 | 51057 | STRONG MEMORIAL HOSPITAL | STRONG |  | PEDIATRIC IMAGING | PEDIMA-I |  | GCH | In Service | 16 | 2 |  |  |  |  | 050OP136555 | IMAGING SCIENCES - SMH
URMC | MAGREI | MAGNETIC RESONANCE IMAGING | Full | SIGNA VOYAGER 1.5T | MAGNETIC RESONANCE IMAGING | GEMEDS | GE MEDICAL SYSTEMS | REL25227 | 705647HP6 | NOYES MEMORIAL HOSPITAL | NOYES |  | RADIOLOGY SERVICES | NMHRADSE |  |  | In Service | 16 | 2 |  |  |  |  | 250OP827320 | NMH - EQUIPMENT MNGNT RADIOLOGY SERVICES
URMC | RADCAR | RADIOGRAPHIC UNIT; C-ARM |  | BVPULSERA | RADIOGRAPHIC UNIT; C-ARM | PHIMES | PHILIPS MEDICAL SYSTEMS NORTH AMERICA CO | NMH03147 | 588 | NOYES MEMORIAL HOSPITAL | NOYES |  | NOYES RADIOLOGY IMAGING | NMHRAD-I |  | OR | In Service | 11 | 2 |  |  |  |  | 250OP827320 | NMH - EQUIPMENT MNGNT RADIOLOGY SERVICES
URMC | RADCAR | RADIOGRAPHIC UNIT; C-ARM |  | ZENITION 70 | RADIOGRAPHIC UNIT; C-ARM | PHIMES | PHILIPS MEDICAL SYSTEMS NORTH AMERICA CO | 115717 | 5037 | STRONG MEMORIAL HOSPITAL | STRONG |  | MARKETPLACE SURGERY; IMAGING | MARSUR-I |  |  | In Service | 11 | 2 |  |  |  |  | 050OP135701 | Marketplace- SURGERY/PACU/SPD
URMC | RADCAR | RADIOGRAPHIC UNIT; C-ARM |  | OECELITE | RADIOGRAPHIC UNIT; C-ARM | OECGEM | OEC MEDICAL SYSTEMS - GE MEDICAL | NMH02638 | FBXXTE03638 | NOYES MEMORIAL HOSPITAL | NOYES |  | INTERVENTIONAL RADIOLOGY - IMAGING | NMHINR-I | G |  | In Service | 11 | 2 |  |  |  |  | 250OP827360 | NMH - EQUIPMENT MNGNT INTERVENTIONAL RAD
URMC | RADCAR | RADIOGRAPHIC UNIT; C-ARM |  | ORTHOSCAN TAU 1515 | RADIOGRAPHIC UNIT; C-ARM | ORTHOI | ORTHOSCAN INC. | 113544 | 5U0551 | THOMPSON HEALTH | THOHEA |  | FFT - OPERATING ROOM (C-ARM) | OPERAT-I | G |  | In Service | 11 | 2 |  |  |  |  | FFTH76600 | FFTH - OPERATING ROOM - IMAGING
URMC | RADCAR | RADIOGRAPHIC UNIT; C-ARM |  | BVPULSERA | RADIOGRAPHIC UNIT; C-ARM | PHIMES | PHILIPS MEDICAL SYSTEMS NORTH AMERICA CO | NMH03148 | 349 | NOYES MEMORIAL HOSPITAL | NOYES |  | NOYES RADIOLOGY IMAGING | NMHRAD-I |  | OR | In Service | 11 | 2 |  |  |  |  | 250OP827320 | NMH - EQUIPMENT MNGNT RADIOLOGY SERVICES
URMC | RADCAR | RADIOGRAPHIC UNIT; C-ARM |  | OECELITE | RADIOGRAPHIC UNIT; C-ARM | OECGEM | OEC MEDICAL SYSTEMS - GE MEDICAL | 105948 | FBXXTE02733 | THOMPSON HEALTH | THOHEA |  | FFT - OPERATING ROOM (C-ARM) | OPERAT-I | G | Radiology | In Service | 11 | 2 |  |  |  |  | FFTH76600 | FFTH - OPERATING ROOM - IMAGING
URMC | RADCAR | RADIOGRAPHIC UNIT; C-ARM |  | 9900ELITE | RADIOGRAPHIC UNIT; C-ARM | OECGEM | OEC MEDICAL SYSTEMS - GE MEDICAL | NMH02635 | E2-0825 | NOYES MEMORIAL HOSPITAL | NOYES |  | INTERVENTIONAL RADIOLOGY - IMAGING | NMHINR-I | 1 | ORs | In Service | 11 | 2 |  |  |  |  | 250OP827360 | NMH - EQUIPMENT MNGNT INTERVENTIONAL RAD
URMC | RADCAR | RADIOGRAPHIC UNIT; C-ARM |  | INSIGHT FD | RADIOGRAPHIC UNIT; C-ARM | HOLINC | HOLOGIC; INC | 105989 | 30-0124-44M | STRONG MEMORIAL HOSPITAL | STRONG |  | EMERGENCY DEPT-SMH; IMAGING | ED-SMH-I | g | ed | In Service | 11 | 2 |  |  |  |  | 050OP138501 | EMERGENCY DEPARTMENT -SMH
URMC | RADCAR | RADIOGRAPHIC UNIT; C-ARM |  | OECONE CFD | RADIOGRAPHIC UNIT; C-ARM | OECGEM | OEC MEDICAL SYSTEMS - GE MEDICAL | 106937 | BB9SS2400065HL | STRONG MEMORIAL HOSPITAL | STRONG |  | AC-4; DIGESTIVE & LIVER DISEASES; IMAGIN | AC4DLD-I | 4 | SMH AC4 - C79 | In Service | 11 | 2 |  |  |  |  | 050OP137532 | AC-4; DIGESTIVE & LIVER DISEASES UN
URMC | RADCAR | RADIOGRAPHIC UNIT; C-ARM |  | OECELITE | RADIOGRAPHIC UNIT; C-ARM | OECGEM | OEC MEDICAL SYSTEMS - GE MEDICAL | 107451 | FAXXTE00437 | THOMPSON HEALTH | THOHEA |  | FFT - OPERATING ROOM (C-ARM) | OPERAT-I | G | Endoscopy Suite | In Service | 11 | 2 |  |  |  |  | FFTH76600 | FFTH - OPERATING ROOM - IMAGING
URMC | RADCAR | RADIOGRAPHIC UNIT; C-ARM |  | 9800 PLUS | RADIOGRAPHIC UNIT; C-ARM | OECGEM | OEC MEDICAL SYSTEMS - GE MEDICAL | 107450 | 89-1971 | THOMPSON HEALTH | THOHEA |  | FFT - OPERATING ROOM (C-ARM) | OPERAT-I | G | OR | In Service | 11 | 2 |  |  |  |  | FFTH76600 | FFTH - OPERATING ROOM - IMAGING
URMC | RADCAR | RADIOGRAPHIC UNIT; C-ARM |  | ZENITION 90 | RADIOGRAPHIC UNIT; C-ARM | PHIMES | PHILIPS MEDICAL SYSTEMS NORTH AMERICA CO | REL25068 | 73 | STRONG MEMORIAL HOSPITAL | STRONG |  | MARKETPLACE SURGERY; IMAGING | MARSUR-I | G | 10 MIRACLE MILE; OR 1.363 | In Service | 11 | 2 |  |  |  |  | 050OP135701 | Marketplace- SURGERY/PACU/SPD
URMC | RADCAR | RADIOGRAPHIC UNIT; C-ARM |  | OECELITE | RADIOGRAPHIC UNIT; C-ARM | OECGEM | OEC MEDICAL SYSTEMS - GE MEDICAL | 107452 | FAHXTX00627 | STRONG MEMORIAL HOSPITAL | STRONG |  | AC-2; SURGICAL DEPARTMENT; IMAGING | AC2SUR-I | 2 | AC2 - C79 | In Service | 11 | 2 |  |  |  |  | 050OP137551 | AC-2; SURGICAL
URMC | RADCAR | RADIOGRAPHIC UNIT; C-ARM |  | INSIGHT FD | RADIOGRAPHIC UNIT; C-ARM | HOLINC | HOLOGIC; INC | 33872 | 20-0615-27 | HIGHLAND HOSPITAL OF ROCHESTER | HIGHLAND |  | MEDICAL IMAGING | DIAGRAD | 1 | 1000 South Ave. | In Service | 11 | 2 |  |  |  |  | OP857470 | MEDICAL IMAGING
URMC | RADCAR | RADIOGRAPHIC UNIT; C-ARM |  | 9900ELITE | RADIOGRAPHIC UNIT; C-ARM | OECGEM | OEC MEDICAL SYSTEMS - GE MEDICAL | 33541 | E9-2780 | HIGHLAND HOSPITAL OF ROCHESTER | HIGHLAND |  | MEDICAL IMAGING | DIAGRAD | 1 | HH OR - C10 | In Service | 11 | 2 |  |  |  |  | OP857470 | MEDICAL IMAGING
URMC | RADCAR | RADIOGRAPHIC UNIT; C-ARM |  | 9900ELITE | RADIOGRAPHIC UNIT; C-ARM | OECGEM | OEC MEDICAL SYSTEMS - GE MEDICAL | 72347 | E2-5170 | THOMPSON HEALTH | THOHEA |  | FFT - DIAGNOSTIC IMAGING (X-RAY) | DIAIMA | G | OR | In Service | 11 | 2 |  |  |  |  | FFTH77200 | FFTH - DIAGNOSTIC IMAGING
URMC | RADCAR | RADIOGRAPHIC UNIT; C-ARM |  | INSIGHT FD | RADIOGRAPHIC UNIT; C-ARM | HOLINC | HOLOGIC; INC | 33976 | 20-1015-07 | HIGHLAND HOSPITAL OF ROCHESTER | HIGHLAND | 33976 | MEDICAL IMAGING | DIAGRAD | 1 | 1000 South Ave. | In Service | 11 | 2 |  |  |  |  | OP857470 | MEDICAL IMAGING
URMC | RADCAR | RADIOGRAPHIC UNIT; C-ARM |  | 9900ELITE | RADIOGRAPHIC UNIT; C-ARM | OECGEM | OEC MEDICAL SYSTEMS - GE MEDICAL | 70728 | ES-3569 | STRONG MEMORIAL HOSPITAL | STRONG |  | MARKETPLACE PROCEDURE SUITE; IMAGING | MARPRS-I | G | AO Spine Room | In Service | 11 | 2 |  |  |  |  | 050OP137587 | ORTHOPEDIC CLINIC PROCEDURE ROOM
URMC | RADCAR | RADIOGRAPHIC UNIT; C-ARM |  | CIOSALPHA | RADIOGRAPHIC UNIT; C-ARM | SIEMES | SIEMENS MED SYSTEMS | 34536 | 11349 | HIGHLAND HOSPITAL OF ROCHESTER | HIGHLAND |  | MEDICAL IMAGING | DIAGRAD | 3 | 3rd floor ROOM W326 (94) | In Service | 11 | 2 |  |  |  |  | OP857470 | MEDICAL IMAGING
URMC | RADCAR | RADIOGRAPHIC UNIT; C-ARM |  | BVPULSERA | RADIOGRAPHIC UNIT; C-ARM | PHIMES | PHILIPS MEDICAL SYSTEMS NORTH AMERICA CO | 66786 | 125 | SCHOOL OF MEDICINE AND DENTISTRY | SCHMED |  | NEUROLOGY RESEARCH | NEUROLRE |  |  | In Service | 0 | 2 |  |  |  |  | 040 RESEARCH GRANT | RESEARCH DEPT - 312 REQ REQUIRED
URMC | RADCAR | RADIOGRAPHIC UNIT; C-ARM |  | 9900ELITE | RADIOGRAPHIC UNIT; C-ARM | OECGEM | OEC MEDICAL SYSTEMS - GE MEDICAL | 66292 | E2-0937 | STRONG MEMORIAL HOSPITAL | STRONG |  | STRONG WEST IMAGING/RADIOLOGY-IMAGING | SWIMRA-I | 1 | 156 West Ave. | In Service | 0 | 2 |  |  |  |  | 050OP139684 | STRONG WEST IMAGING/RADIOLOGY
URMC | RADCAR | RADIOGRAPHIC UNIT; C-ARM |  | 9800 PLUS | RADIOGRAPHIC UNIT; C-ARM | OECGEM | OEC MEDICAL SYSTEMS - GE MEDICAL | 42903 | 8S2898 | STRONG MEMORIAL HOSPITAL | STRONG |  | AC-2; SURGICAL DEPARTMENT; IMAGING | AC2SUR-I | 2 | AC2 - C25 | In Service | 11 | 2 |  |  |  |  | 050OP137551 | AC-2; SURGICAL
URMC | RADCAR | RADIOGRAPHIC UNIT; C-ARM |  | BVPULSERA | RADIOGRAPHIC UNIT; C-ARM | PHIMES | PHILIPS MEDICAL SYSTEMS NORTH AMERICA CO | 46411 | 2336 | STRONG MEMORIAL HOSPITAL | STRONG |  | RADIOLOGY; DIAGNOSTIC; IMAGING | RADDIA-I | B | Outside OR 27 | In Service | 11 | 2 | UK1337881-17 | UK1337881-17 | PHILMS | PHILIPS MEDICAL SYSTEMS NA | 050OP136555 | IMAGING SCIENCES - SMH
URMC | RADCAR | RADIOGRAPHIC UNIT; C-ARM |  | 6800 | RADIOGRAPHIC UNIT; C-ARM | OECGEM | OEC MEDICAL SYSTEMS - GE MEDICAL | 28974 | 86-1699 | STRONG MEMORIAL HOSPITAL | STRONG |  | OPERATING ROOM; IMAGING | OPEROO-I | 4 | GCH OR - C23 | In Service | 11 | 2 |  |  |  |  | 050OP131575 | OPERATING ROOM; SMH
URMC | RADCAR | RADIOGRAPHIC UNIT; C-ARM |  | BVPULSERA | RADIOGRAPHIC UNIT; C-ARM | PHIMES | PHILIPS MEDICAL SYSTEMS NORTH AMERICA CO | 42902 | 173 | SCHOOL OF MEDICINE AND DENTISTRY | SCHMED |  | NEUROSURGERY SKILLS LAB-IMAGING | NEUSKL-I | 6 | C-24 | In Service | 11 | 2 | UK1337881-17 | UK1337881-17 | PHILMS | PHILIPS MEDICAL SYSTEMS NA | 040OP346078 | NEUROSURGERY SKILS LAB-IMAGING
URMC | RADCAR | RADIOGRAPHIC UNIT; C-ARM |  | BVPULSERA | RADIOGRAPHIC UNIT; C-ARM | PHIMES | PHILIPS MEDICAL SYSTEMS NORTH AMERICA CO | 28869 | S01J0EB121/000001 | SCHOOL OF MEDICINE AND DENTISTRY | SCHMED |  | NEUROSURGERY SKILLS LAB-IMAGING | NEUSKL-I | 6 | C-16 / OR /BV PULSERA | In Service | 11 | 2 |  |  |  |  | 040OP346078 | NEUROSURGERY SKILS LAB-IMAGING
URMC | RADCAR | RADIOGRAPHIC UNIT; C-ARM |  | BVPULSERA | RADIOGRAPHIC UNIT; C-ARM | PHIMES | PHILIPS MEDICAL SYSTEMS NORTH AMERICA CO | 50050 | 717 | STRONG MEMORIAL HOSPITAL | STRONG |  | Marketplace Advanced Imaging; Imaging | MARADI-I | 1 | C-28 | Storage; Operational | 11 | 2 | UK1337881-17 | UK1337881-17 | PHILMS | PHILIPS MEDICAL SYSTEMS NA | 050OP137626 | Marketplace Advanced Imaging
URMC | RADCAR | RADIOGRAPHIC UNIT; C-ARM |  | BVPULSERA | RADIOGRAPHIC UNIT; C-ARM | PHIMES | PHILIPS MEDICAL SYSTEMS NORTH AMERICA CO | 51967 | 1260 | STRONG MEMORIAL HOSPITAL | STRONG |  | MARKETPLACE PROCEDURE SUITE; IMAGING | MARPRS-I | 1 | C-32 | In Service | 11 | 2 | UK1337881-17 | UK1337881-17 | PHILMS | PHILIPS MEDICAL SYSTEMS NA | 050OP137587 | ORTHOPEDIC CLINIC PROCEDURE ROOM
URMC | RADCAR | RADIOGRAPHIC UNIT; C-ARM |  | BVPULSERA | RADIOGRAPHIC UNIT; C-ARM | PHIMES | PHILIPS MEDICAL SYSTEMS NORTH AMERICA CO | 50248 | 860 | STRONG MEMORIAL HOSPITAL | STRONG |  | NEUROMEDICINE PAIN MGMT PROCEDURES; IMAG | NEUMPP-I |  | 2180 S. CLINTON 5-5586; 6-3616 | In Service | 11 | 2 | UK1337881-17 | UK1337881-17 | PHILMS | PHILIPS MEDICAL SYSTEMS NA | 050OP137522 | NEUROMEDICINE PAIN MANAGEMENT PROCE
URMC | RADCAR | RADIOGRAPHIC UNIT; C-ARM |  | ENDURA | RADIOGRAPHIC UNIT; C-ARM | PHIMES | PHILIPS MEDICAL SYSTEMS NORTH AMERICA CO | 50166 | 1042 | STRONG MEMORIAL HOSPITAL | STRONG |  | 4-2800 CICU- IMAGING | 4-2800-I | 4 | 4-2800 - C31 | In Service | 11 | 2 | UK1337881-17 | UK1337881-17 | PHILMS | PHILIPS MEDICAL SYSTEMS NA | 050OP134512 | 4-2800 CICU
URMC | RADCAR | RADIOGRAPHIC UNIT; C-ARM |  | 9900ELITE | RADIOGRAPHIC UNIT; C-ARM | OECGEM | OEC MEDICAL SYSTEMS - GE MEDICAL | 51438 | ES-0918 | STRONG MEMORIAL HOSPITAL | STRONG |  | PAIN TREATMENT CENTER-SAWGRASS; IMAGING | PAITCS-I | 2 | 180 Sawgrass - C34 | In Service | 11 | 2 |  |  |  |  | 050OP137571 | PAIN TREATMENT CENTER - SAWGRASS
URMC | RADCAR | RADIOGRAPHIC UNIT; C-ARM |  | 9900ELITE | RADIOGRAPHIC UNIT; C-ARM | OECGEM | OEC MEDICAL SYSTEMS - GE MEDICAL | 30171 | E9-1332 | HIGHLAND HOSPITAL OF ROCHESTER | HIGHLAND |  | MEDICAL IMAGING | DIAGRAD | 1 | HH OR - C6 | In Service | 11 | 2 | QUOTE DATED 06/5/11 | HK424364-11 | GEW911 | GE HEALTHCARE - WAUWATOSA | OP857470 | MEDICAL IMAGING
URMC | RADCAR | RADIOGRAPHIC UNIT; C-ARM |  | BVPULSERA | RADIOGRAPHIC UNIT; C-ARM | PHIMES | PHILIPS MEDICAL SYSTEMS NORTH AMERICA CO | 50899 | 1017 | STRONG MEMORIAL HOSPITAL | STRONG | 50899 | URMC SURGERY CENTER-SAWGRASS; IMAGING | URMCSC-I | 1 | 180 Sawgrass Dr | In Service | 11 | 2 | UK1337881-17 | UK1337881-17 | PHILMS | PHILIPS MEDICAL SYSTEMS NA | 050OP134539 | URMC SURGERY CENTER - SAWGRASS
URMC | RADCAR | RADIOGRAPHIC UNIT; C-ARM |  | 9900ELITE | RADIOGRAPHIC UNIT; C-ARM | OECGEM | OEC MEDICAL SYSTEMS - GE MEDICAL | 54323 | E9-1340 | UR MEDICAL FACULTY GROUP | URMFG |  | STRONG FERTILITY CENTER; IMAGING | STRFEC-I | 2 | 500 Red Creek; Suite 200 - C40 | In Service | 11 | 2 | SERV CONT 06/15/11 | UK424105-11 | GEMWAU | GE MEDICAL SYSTEMS -WAUKESHA | 091OP349803 | STRONG FERTILITY CENTER
URMC | RADCAR | RADIOGRAPHIC UNIT; C-ARM |  | VERADIUS | RADIOGRAPHIC UNIT; C-ARM; FLAT PANEL | PHIMES | PHILIPS MEDICAL SYSTEMS NORTH AMERICA CO | 55715 | 216 | STRONG MEMORIAL HOSPITAL | STRONG |  | RADIOLOGY; DIAGNOSTIC; IMAGING | RADDIA-I |  | C-41 /SMH / OR / | In Service | 11 | 2 | UK1337881-17 | UK1337881-17 | PHILMS | PHILIPS MEDICAL SYSTEMS NA | 050OP136555 | IMAGING SCIENCES - SMH
URMC | RADCAR | RADIOGRAPHIC UNIT; C-ARM |  | 9900ELITE | RADIOGRAPHIC UNIT; C-ARM | OECGEM | OEC MEDICAL SYSTEMS - GE MEDICAL | 55959 | E2-2202 | STRONG MEMORIAL HOSPITAL | STRONG |  | RADIOLOGY; DIAGNOSTIC; IMAGING | RADDIA-I | B | SMH OR - C42 | In Service | 11 | 2 |  |  |  |  | 050OP136555 | IMAGING SCIENCES - SMH
URMC | RADCAR | RADIOGRAPHIC UNIT; C-ARM |  | VERADIUS | RADIOGRAPHIC UNIT; C-ARM; FLAT PANEL | PHIMES | PHILIPS MEDICAL SYSTEMS NORTH AMERICA CO | 56357 | 387 | STRONG MEMORIAL HOSPITAL | STRONG |  | RADIOLOGY; DIAGNOSTIC; IMAGING | RADDIA-I | B | OR - C43 | In Service | 11 | 2 | UK1337881-17 | UK1337881-17 | PHILMS | PHILIPS MEDICAL SYSTEMS NA | 050OP136555 | IMAGING SCIENCES - SMH
URMC | RADCAR | RADIOGRAPHIC UNIT; C-ARM |  | 9900ELITE | RADIOGRAPHIC UNIT; C-ARM | OECGEM | OEC MEDICAL SYSTEMS - GE MEDICAL | 56387 | E2-7387-MH | STRONG MEMORIAL HOSPITAL | STRONG |  | RADIOLOGY; ANGIOGRAPHY; IMAGING | RADANG-I | B | SMH OR - C44 | In Service | 11 | 2 |  |  |  |  | 050OP136600 | IMAGING SCIENCES; ANGIOGRAPHY
URMC | RADCAR | RADIOGRAPHIC UNIT; C-ARM |  | BVPULSERA | RADIOGRAPHIC UNIT; C-ARM | PHIMES | PHILIPS MEDICAL SYSTEMS NORTH AMERICA CO | 53630 | 1681 | STRONG MEMORIAL HOSPITAL | STRONG |  | AC-4; DIGESTIVE & LIVER DISEASES; IMAGIN | AC4DLD-I | 4 | C-39; AC4 | In Service | 11 | 2 | UK1337881-17 | UK1337881-17 | PHILMS | PHILIPS MEDICAL SYSTEMS NA | 050OP137532 | AC-4; DIGESTIVE & LIVER DISEASES UN
URMC | RADCAR | RADIOGRAPHIC UNIT; C-ARM |  | 9900ELITE | RADIOGRAPHIC UNIT; C-ARM | OECGEM | OEC MEDICAL SYSTEMS - GE MEDICAL | 53102 | E2-1556 | STRONG MEMORIAL HOSPITAL | STRONG |  | RADIOLOGY; DIAGNOSTIC; IMAGING | RADDIA-I | B | SMH OR - C38 | In Service | 11 | 2 | SERV CONT 06/15/11 | UK424105-11 | GEMWAU | GE MEDICAL SYSTEMS -WAUKESHA | 050OP136555 | IMAGING SCIENCES - SMH
URMC | RADCAR | RADIOGRAPHIC UNIT; C-ARM |  | 9900ELITE | RADIOGRAPHIC UNIT; C-ARM | OECGEM | OEC MEDICAL SYSTEMS - GE MEDICAL | 30817 | E9-1679 | HIGHLAND HOSPITAL OF ROCHESTER | HIGHLAND |  | MEDICAL IMAGING | DIAGRAD | 1 | HH OR - C7 | In Service | 11 | 2 |  |  |  |  | OP857470 | MEDICAL IMAGING
URMC | RADCAR | RADIOGRAPHIC UNIT; C-ARM |  | INSIGHT 2 | RADIOGRAPHIC UNIT; C-ARM | HOLINC | HOLOGIC; INC | 77828 | 19-0216-09 | STRONG MEMORIAL HOSPITAL | STRONG |  | URMC SURGERY CENTER-SAWGRASS; IMAGING | URMCSC-I | 1 | 180 Sawgrass Dr. | In Service | 11 | 2 |  |  |  |  | 050OP134539 | URMC SURGERY CENTER - SAWGRASS
URMC | RADCAR | RADIOGRAPHIC UNIT; C-ARM |  | 9900ELITE | RADIOGRAPHIC UNIT; C-ARM | OECGEM | OEC MEDICAL SYSTEMS - GE MEDICAL | 78864 | E2XXXX06193 | STRONG MEMORIAL HOSPITAL | STRONG |  | RADIOLOGY; DIAGNOSTIC; IMAGING | RADDIA-I | 4 | GCH OR - C48 | In Service | 11 | 2 |  |  |  |  | 050OP136555 | IMAGING SCIENCES - SMH
URMC | RADCAR | RADIOGRAPHIC UNIT; C-ARM |  | 9900ELITE | RADIOGRAPHIC UNIT; C-ARM | OECGEM | OEC MEDICAL SYSTEMS - GE MEDICAL | 78865 | E2XXXX06194 | STRONG MEMORIAL HOSPITAL | STRONG |  | RADIOLOGY; DIAGNOSTIC; IMAGING | RADDIA-I | 4 | GCH OR - C49 | In Service | 11 | 2 |  |  |  |  | 050OP136555 | IMAGING SCIENCES - SMH
URMC | RADCAR | RADIOGRAPHIC UNIT; C-ARM |  | 9900ELITE | RADIOGRAPHIC UNIT; C-ARM | OECGEM | OEC MEDICAL SYSTEMS - GE MEDICAL | 36805 | E9XXXX03334 | HIGHLAND HOSPITAL OF ROCHESTER | HIGHLAND |  | MEDICAL IMAGING | DIAGRAD | 1 | HH OR - C12 | In Service | 11 | 2 |  |  |  |  | OP857470 | MEDICAL IMAGING
URMC | RADCAR | RADIOGRAPHIC UNIT; C-ARM |  | 9900ELITE | RADIOGRAPHIC UNIT; C-ARM | OECGEM | OEC MEDICAL SYSTEMS - GE MEDICAL | 84681 | E2XXXX06732 | STRONG MEMORIAL HOSPITAL | STRONG |  | AC-3; PULMONARY LAB; IMAGING | AC3PUL-I | 3 | AC3 - C51 | In Service | 11 | 2 |  |  |  |  | 050OP135516 | AC-3; PULMONARY LAB
URMC | RADCAR | RADIOGRAPHIC UNIT; C-ARM |  | OECELITE | RADIOGRAPHIC UNIT; C-ARM | OECGEM | OEC MEDICAL SYSTEMS - GE MEDICAL | 96867 | F2XXTX00339 | STRONG MEMORIAL HOSPITAL | STRONG |  | RADIOLOGY; DIAGNOSTIC; IMAGING | RADDIA-I | B | SMH OR - C59 | In Service | 11 | 2 |  |  |  |  | 050OP136555 | IMAGING SCIENCES - SMH
URMC | RADCAR | RADIOGRAPHIC UNIT; C-ARM |  | INSIGHT FD | RADIOGRAPHIC UNIT; C-ARM | HOLINC | HOLOGIC; INC | 95075 | 30-1221-14M | STRONG MEMORIAL HOSPITAL | STRONG |  | URMC SURGERY CENTER-SAWGRASS; IMAGING | URMCSC-I |  |  | In Service | 11 | 2 |  |  |  |  | 050OP134539 | URMC SURGERY CENTER - SAWGRASS
URMC | RADCAR | RADIOGRAPHIC UNIT; C-ARM |  | INSIGHT FD | RADIOGRAPHIC UNIT; C-ARM | HOLINC | HOLOGIC; INC | 97295 | 30-1221-11M | STRONG MEMORIAL HOSPITAL | STRONG |  | STRONG WEST IMAGING/RADIOLOGY-IMAGING | SWIMRA-I |  | 156 West Ave.Brockport | In Service | 11 | 2 |  |  |  |  | 050OP139684 | STRONG WEST IMAGING/RADIOLOGY
URMC | RADCAR | RADIOGRAPHIC UNIT; C-ARM |  | OECELITE | RADIOGRAPHIC UNIT; C-ARM | OECGEM | OEC MEDICAL SYSTEMS - GE MEDICAL | 97310 | F2XXTX00362 | STRONG MEMORIAL HOSPITAL | STRONG |  | RADIOLOGY; DIAGNOSTIC; IMAGING | RADDIA-I | B | SMH OR - C60 | In Service | 11 | 2 |  |  |  |  | 050OP136555 | IMAGING SCIENCES - SMH
URMC | RADCAR | RADIOGRAPHIC UNIT; C-ARM |  | INSIGHT FD | RADIOGRAPHIC UNIT; C-ARM | HOLINC | HOLOGIC; INC | SJH11006 | 30-0321-24M | ST JAMES HOSPITAL | STJAMES |  | RADIOLOGY - IMAGING | SJRADI-I | 2 | 7329 Seneca Rd. North | In Service | 11 | 2 |  |  |  |  | SJH7320 | SJH - RADIOLOGY
URMC | RADCAR | RADIOGRAPHIC UNIT; C-ARM |  | ZENITION 70 | RADIOGRAPHIC UNIT; C-ARM | PHIMES | PHILIPS MEDICAL SYSTEMS NORTH AMERICA CO | 93064 | 1131 | STRONG MEMORIAL HOSPITAL | STRONG |  | OPERATING ROOM; IMAGING | OPEROO-I | B | SMH OR C58 | In Service | 11 | 2 |  |  |  |  | 050OP131575 | OPERATING ROOM; SMH
URMC | RADCAR | RADIOGRAPHIC UNIT; C-ARM |  | ZENITION 70 | RADIOGRAPHIC UNIT; C-ARM | PHIMES | PHILIPS MEDICAL SYSTEMS NORTH AMERICA CO | SJH10960 | 566 | ST JAMES HOSPITAL | STJAMES |  | RADIOLOGY - IMAGING | SJRADI-I | 2 | 7329 Seneca Rd North | In Service | 11 | 2 |  |  |  |  | SJH7320 | SJH - RADIOLOGY
URMC | RADCAR | RADIOGRAPHIC UNIT; C-ARM |  | INSIGHT FD | RADIOGRAPHIC UNIT; C-ARM | HOLINC | HOLOGIC; INC | 92701 | 30-0820-11M | STRONG MEMORIAL HOSPITAL | STRONG |  | OPERATING ROOM; IMAGING | OPEROO-I | B | OR | In Service | 11 | 2 |  |  |  |  | 050OP131575 | OPERATING ROOM; SMH
URMC | RADCAR | RADIOGRAPHIC UNIT; C-ARM |  | INSIGHT FD | RADIOGRAPHIC UNIT; C-ARM | HOLINC | HOLOGIC; INC | 92702 | 30-0820-10M | STRONG MEMORIAL HOSPITAL | STRONG |  | OPERATING ROOM; IMAGING | OPEROO-I | B | C-57 | In Service | 11 | 2 |  |  |  |  | 050OP131575 | OPERATING ROOM; SMH
URMC | RADCAR | RADIOGRAPHIC UNIT; C-ARM |  | INSIGHT FD | RADIOGRAPHIC UNIT; C-ARM | HOLINC | HOLOGIC; INC | 91411 | 30-0620-25M | STRONG MEMORIAL HOSPITAL | STRONG |  | MARKETPLACE SURGERY; IMAGING | MARSUR-I | 1 | AO Surgury | In Service | 11 | 2 |  |  |  |  | 050OP135701 | Marketplace- SURGERY/PACU/SPD
URMC | RADCAR | RADIOGRAPHIC UNIT; C-ARM |  | ZENITION 50 | RADIOGRAPHIC UNIT; C-ARM | PHIMES | PHILIPS MEDICAL SYSTEMS NORTH AMERICA CO | 89788 | 209 | STRONG MEMORIAL HOSPITAL | STRONG |  | URMC SURGERY CENTER-SAWGRASS; IMAGING | URMCSC-I | B | 180 Sawgrass OR | In Service | 11 | 2 |  |  |  |  | 050OP134539 | URMC SURGERY CENTER - SAWGRASS
URMC | RADCAR | RADIOGRAPHIC UNIT; C-ARM |  | CIOSFUSION | RADIOGRAPHIC UNIT; C-ARM | SIEMES | SIEMENS MED SYSTEMS | SJH10560 | XP10308192-30938 | ST JAMES HOSPITAL | STJAMES |  | RADIOLOGY - IMAGING | SJRADI-I | 2 | 7329 Seneca Rd North | In Service | 11 | 2 |  |  |  |  | SJH7320 | SJH - RADIOLOGY
URMC | RADCAR | RADIOGRAPHIC UNIT; C-ARM |  | INSIGHT FD | RADIOGRAPHIC UNIT; C-ARM | HOLINC | HOLOGIC; INC | 89789 | 30-1019-24M | STRONG MEMORIAL HOSPITAL | STRONG |  | MARKETPLACE SURGERY; IMAGING | MARSUR-I | G | AO Surgury | In Service | 11 | 2 |  |  |  |  | 050OP135701 | Marketplace- SURGERY/PACU/SPD
URMC | RADCAR | RADIOGRAPHIC UNIT; C-ARM |  | ZENITION 50 | RADIOGRAPHIC UNIT; C-ARM | PHIMES | PHILIPS MEDICAL SYSTEMS NORTH AMERICA CO | 100340 | 1347 | SCHOOL OF MEDICINE AND DENTISTRY | SCHMED |  | NEUROSURGERY SKILLS LAB-IMAGING | NEUSKL-I | 6 | 6-6523 off yellow elevators | In Service | 11 | 2 |  |  |  |  | 040OP346078 | NEUROSURGERY SKILS LAB-IMAGING
URMC | RADCAR | RADIOGRAPHIC UNIT; C-ARM |  | OECELITE | RADIOGRAPHIC UNIT; C-ARM | OECGEM | OEC MEDICAL SYSTEMS - GE MEDICAL | 101342 | F2XXTX00610 | STRONG MEMORIAL HOSPITAL | STRONG |  | RADIOLOGY; DIAGNOSTIC; IMAGING | RADDIA-I | B | SMH OR - C74 | In Service | 11 | 2 |  |  |  |  | 050OP136555 | IMAGING SCIENCES - SMH
URMC | RADCAR | RADIOGRAPHIC UNIT; C-ARM |  | OECELITE | RADIOGRAPHIC UNIT; C-ARM | OECGEM | OEC MEDICAL SYSTEMS - GE MEDICAL | 100791 | FAHXTX00286 | STRONG MEMORIAL HOSPITAL | STRONG |  | MARKETPLACE PROCEDURE SUITE; IMAGING | MARPRS-I | G | C-73 | In Service | 11 | 2 |  |  |  |  | 050OP137587 | ORTHOPEDIC CLINIC PROCEDURE ROOM
URMC | RADCAR | RADIOGRAPHIC UNIT; C-ARM |  | ZENITION 50 | RADIOGRAPHIC UNIT; C-ARM | PHIMES | PHILIPS MEDICAL SYSTEMS NORTH AMERICA CO | 96253 | 1304 | STRONG MEMORIAL HOSPITAL | STRONG |  | MARKETPLACE SURGERY; IMAGING | MARSUR-I |  | Marketplace Surgery C70 | In Service | 11 | 2 |  |  |  |  | 050OP135701 | Marketplace- SURGERY/PACU/SPD
URMC | RADCAR | RADIOGRAPHIC UNIT; C-ARM |  | ZENITION 50 | RADIOGRAPHIC UNIT; C-ARM | PHIMES | PHILIPS MEDICAL SYSTEMS NORTH AMERICA CO | 96254 | 1306 | STRONG MEMORIAL HOSPITAL | STRONG |  | MARKETPLACE SURGERY; IMAGING | MARSUR-I |  | Marketplace surgery C71 | In Service | 11 | 2 |  |  |  |  | 050OP135701 | Marketplace- SURGERY/PACU/SPD
URMC | RADCAR | RADIOGRAPHIC UNIT; C-ARM |  | ZENITION 50 | RADIOGRAPHIC UNIT; C-ARM | PHIMES | PHILIPS MEDICAL SYSTEMS NORTH AMERICA CO | 96255 | 1307 | STRONG MEMORIAL HOSPITAL | STRONG |  | MARKETPLACE SKILLS LAB; IMAGING | MARSKL-I |  | Marketplace Skills Lab C72 | In Service | 11 | 2 |  |  |  |  | 050OP345928 | Marketplace Skills Lab
URMC | RADCAR | RADIOGRAPHIC UNIT; C-ARM |  | OECELITE | RADIOGRAPHIC UNIT; C-ARM | OECGEM | OEC MEDICAL SYSTEMS - GE MEDICAL | 39961 | FBXXTE01703 | HIGHLAND HOSPITAL OF ROCHESTER | HIGHLAND |  | MEDICAL IMAGING | DIAGRAD | 1 | C-15 | In Service | 11 | 2 |  |  |  |  | OP857470 | MEDICAL IMAGING
URMC | RADCAR | RADIOGRAPHIC UNIT; C-ARM |  | INSIGHT FD FLEX | RADIOGRAPHIC UNIT; C-ARM | HOLINC | HOLOGIC; INC | 92647 | 30-0922-38M | STRONG MEMORIAL HOSPITAL | STRONG |  | MARKETPLACE SURGERY; IMAGING | MARSUR-I | G | MARKETPLACE SURG C-64 | In Service | 11 | 2 |  |  |  |  | 050OP135701 | Marketplace- SURGERY/PACU/SPD
URMC | RADCAR | RADIOGRAPHIC UNIT; C-ARM |  | INSIGHT FD FLEX | RADIOGRAPHIC UNIT; C-ARM | HOLINC | HOLOGIC; INC | 92648 | 30-0922-41M | STRONG MEMORIAL HOSPITAL | STRONG |  | MARKETPLACE SURGERY; IMAGING | MARSUR-I | G | MARKETPLACE SURG C-66 | In Service | 11 | 2 |  |  |  |  | 050OP135701 | Marketplace- SURGERY/PACU/SPD
URMC | RADCAR | RADIOGRAPHIC UNIT; C-ARM |  | INSIGHT FD FLEX | RADIOGRAPHIC UNIT; C-ARM | HOLINC | HOLOGIC; INC | 92649 | 30-0922-34M | STRONG MEMORIAL HOSPITAL | STRONG |  | MARKETPLACE SURGERY; IMAGING | MARSUR-I | G | MARKETPLACE SURG C-65 | In Service | 11 | 2 |  |  |  |  | 050OP135701 | Marketplace- SURGERY/PACU/SPD
URMC | RADCAR | RADIOGRAPHIC UNIT; C-ARM |  | INSIGHT FD FLEX | RADIOGRAPHIC UNIT; C-ARM | HOLINC | HOLOGIC; INC | 93720 | 30-0922-42M | STRONG MEMORIAL HOSPITAL | STRONG |  | MARKETPLACE SKILLS LAB; IMAGING | MARSKL-I | G | MARKETPLACE SKILLS LAB C-67 | In Service | 11 | 2 |  |  |  |  | 050OP345928 | Marketplace Skills Lab
URMC | RADCAR | RADIOGRAPHIC UNIT; C-ARM |  | INSIGHT FD FLEX | RADIOGRAPHIC UNIT; C-ARM | HOLINC | HOLOGIC; INC | 93721 | 30-0922-40M | STRONG MEMORIAL HOSPITAL | STRONG |  | MARKETPLACE PROCEDURE SUITE; IMAGING | MARPRS-I | G | MARKETPLACE PROCEDURE SUITE C-68 | In Service | 11 | 2 |  |  |  |  | 050OP137587 | ORTHOPEDIC CLINIC PROCEDURE ROOM
URMC | RADCAR | RADIOGRAPHIC UNIT; C-ARM |  | INSIGHT FD FLEX | RADIOGRAPHIC UNIT; C-ARM | HOLINC | HOLOGIC; INC | 93722 | 30-0922-39M | STRONG MEMORIAL HOSPITAL | STRONG |  | MARKETPLACE PROCEDURE SUITE; IMAGING | MARPRS-I | G | MARKETPLACE PROCEDURE SUITE C-69 | In Service | 11 | 2 |  |  |  |  | 050OP137587 | ORTHOPEDIC CLINIC PROCEDURE ROOM
URMC | RADCAR | RADIOGRAPHIC UNIT; C-ARM |  | OECELITE | RADIOGRAPHIC UNIT; C-ARM | OECGEM | OEC MEDICAL SYSTEMS - GE MEDICAL | 39461 | FBXXTE01283 | HIGHLAND HOSPITAL OF ROCHESTER | HIGHLAND |  | MEDICAL IMAGING | DIAGRAD | 1 | HH OR - C14 | In Service | 11 | 2 |  |  |  |  | OP857470 | MEDICAL IMAGING
URMC | RADCAR | RADIOGRAPHIC UNIT; C-ARM |  | OECELITE | RADIOGRAPHIC UNIT; C-ARM | OECGEM | OEC MEDICAL SYSTEMS - GE MEDICAL | 96093 | FAHXTX00187 | STRONG MEMORIAL HOSPITAL | STRONG |  | PAIN TREATMENT CENTER-SAWGRASS; IMAGING | PAITCS-I | 2 | C-62 | In Service | 11 | 2 |  |  |  |  | 050OP137571 | PAIN TREATMENT CENTER - SAWGRASS
URMC | RADFLU | RADIOGRAPHIC/FLUOROSCOPIC UNIT | Co-Dev | ARTIS ICONO | RADIOGRAPHIC/FLUOROSCOPIC UNIT | SIEMENS | SIEMENS | 96245 | 180443 | STRONG MEMORIAL HOSPITAL | STRONG |  | OPERATING ROOM; IMAGING | OPEROO-I |  | OR 12 | In Service | 11 | 2 |  |  |  |  | 050OP131575 | OPERATING ROOM; SMH
URMC | RADFLU | RADIOGRAPHIC/FLUOROSCOPIC UNIT | Not presently available | COMBIDIAGNOST | RADIOGRAPHIC/FLUOROSCOPIC UNIT | PHIMES | PHILIPS MEDICAL SYSTEMS NORTH AMERICA CO | SJH10449 | 10000097 | ST JAMES HOSPITAL | STJAMES |  | RADIOLOGY - IMAGING | SJRADI-I | 1 | 7329 Seneca Rd North | In Service | 11 | 2 |  |  |  |  | SJH7320 | SJH - RADIOLOGY
URMC | RADFLU | RADIOGRAPHIC/FLUOROSCOPIC UNIT |  | GENESIS | RADIOGRAPHIC/FLUOROSCOPIC UNIT | DORMES | DORNIER MEDICAL SYSTEMS INC | 88977 | 80 | STRONG MEMORIAL HOSPITAL | STRONG |  | UROLOGY; IMAGING | UROLOG-I |  | OR 25 | In Service | 11 | 2 |  |  |  |  | 050OP137518 | AC-2; UROLOGY
URMC | RADFLU | RADIOGRAPHIC/FLUOROSCOPIC UNIT | Co-Dev | ARTIS ZEE MP | RADIOGRAPHIC/FLUOROSCOPIC UNIT | SIEMENS | SIEMENS | 94662 | 159021 | STRONG MEMORIAL HOSPITAL | STRONG |  | RADIOLOGY; ANGIOGRAPHY; IMAGING | RADANG-I | G | IR7 | In Service | 11 | 2 |  |  |  |  | 050OP136600 | IMAGING SCIENCES; ANGIOGRAPHY
URMC | RADFLU | RADIOGRAPHIC/FLUOROSCOPIC UNIT |  | E-VIEW | RADIOGRAPHIC/FLUOROSCOPIC UNIT | OMEMEI | OMEGA MEDICAL IMAGING | 84680 | 15-17 | STRONG MEMORIAL HOSPITAL | STRONG |  | AC-4; DIGESTIVE & LIVER DISEASES; IMAGIN | AC4DLD-I | 4 | AC-4 | In Service | 11 | 2 |  |  |  |  | 050OP137532 | AC-4; DIGESTIVE & LIVER DISEASES UN
URMC | RADFLU | RADIOGRAPHIC/FLUOROSCOPIC UNIT | Not presently available | COMBIDIAGNOST | RADIOGRAPHIC/FLUOROSCOPIC UNIT | PHIMES | PHILIPS MEDICAL SYSTEMS NORTH AMERICA CO | 86988 | 19000039 | STRONG MEMORIAL HOSPITAL | STRONG |  | UNIVERSITY IMAGING AT EAST RIVER ROAD-IMAGING | UNIMER-I |  | E.R.R. Radiology | In Service | 11 | 2 |  |  |  |  | 050OP136547 | UNIVERSITY IMAGING AT EAST RIVER ROAD
URMC | RADFLU | RADIOGRAPHIC/FLUOROSCOPIC UNIT | Not presently available | LUMINOS AGILE MAX | RADIOGRAPHIC/FLUOROSCOPIC UNIT | SIEMES | SIEMENS MED SYSTEMS | 77328 | 61644 | STRONG MEMORIAL HOSPITAL | STRONG |  | UNIVERSITY IMAGING AT EAST RIVER ROAD-IMAGING | UNIMER-I | 1 | 200 EAST RIVER ROAD | In Service | 11 | 2 |  |  |  |  | 050OP136547 | UNIVERSITY IMAGING AT EAST RIVER ROAD
URMC | RADFLU | RADIOGRAPHIC/FLUOROSCOPIC UNIT | Not presently available | AXIOM SIRESKOP | RADIOGRAPHIC/FLUOROSCOPIC UNIT ; AXIOM SD | SIEMES | SIEMENS MED SYSTEMS | 27348 | 71101 | HIGHLAND HOSPITAL OF ROCHESTER | HIGHLAND |  | MEDICAL IMAGING | DIAGRAD | 2 | 1000 South Ave - Fluoro 1 | In Service | 11 | 2 |  |  |  |  | OP857470 | MEDICAL IMAGING
URMC | RADFLU | RADIOGRAPHIC/FLUOROSCOPIC UNIT | Not presently available | EASY DIAGNOST E | RADIOGRAPHIC/FLUOROSCOPIC UNIT | PHIMES | PHILIPS MEDICAL SYSTEMS NORTH AMERICA CO | 60766 | 21130 | THOMPSON HEALTH | THOHEA | 60766 | FFT - DIAGNOSTIC IMAGING (X-RAY) | DIAIMA | G | FF Thompson Hospital; Imag Sci | In Service | 11 | 2 |  |  |  |  | FFTH77200 | FFTH - DIAGNOSTIC IMAGING
URMC | RADFLU | RADIOGRAPHIC/FLUOROSCOPIC UNIT | Not presently available | LUMINOS AGILE MAX | RADIOGRAPHIC/FLUOROSCOPIC UNIT | SIEMES | SIEMENS MED SYSTEMS | 72804 | 61163 | STRONG MEMORIAL HOSPITAL | STRONG |  | RADIOLOGY; DIAGNOSTIC; IMAGING | RADDIA-I | G | GIGU | In Service | 11 | 2 |  |  |  |  | 050OP136555 | IMAGING SCIENCES - SMH
URMC | RADFLU | RADIOGRAPHIC/FLUOROSCOPIC UNIT | Not presently available | LUMINOS AGILE MAX | RADIOGRAPHIC/FLUOROSCOPIC UNIT | SIEMES | SIEMENS MED SYSTEMS | 70308 | 61064 | STRONG MEMORIAL HOSPITAL | STRONG |  | PEDIATRIC IMAGING | PEDIMA-I |  | GCH | In Service | 11 | 2 |  |  |  |  | 050OP136555 | IMAGING SCIENCES - SMH
URMC | RADFLU | RADIOGRAPHIC/FLUOROSCOPIC UNIT | Not presently available | LUMINOS AGILE MAX | RADIOGRAPHIC/FLUOROSCOPIC UNIT | SIEMES | SIEMENS MED SYSTEMS | 33868 | 61081 | HIGHLAND HOSPITAL OF ROCHESTER | HIGHLAND |  | MEDICAL IMAGING | DIAGRAD | 2 | 1000 South Ave Fluoro 2 | In Service | 11 | 2 |  |  |  |  | OP857470 | MEDICAL IMAGING
URMC | RADGUN | RADIOGRAPHIC UNIT |  | YSIO MAX | RADIOGRAPHIC UNIT | SIEMES | SIEMENS MED SYSTEMS | 70307 | 24189 | STRONG MEMORIAL HOSPITAL | STRONG |  | PEDIATRIC IMAGING | PEDIMA-I |  | GCH | In Service | 11 | 2 |  |  |  |  | 050OP136555 | IMAGING SCIENCES - SMH
URMC | RADGUN | RADIOGRAPHIC UNIT |  | DRX EVOLUTION | RADIOGRAPHIC UNIT | CARESTRE | CARESTREAM HEALTH INC. | 68343 | 5561 | STRONG MEMORIAL HOSPITAL | STRONG |  | RADIOLOGY; DIAGNOSTIC; IMAGING | RADDIA-I | 1 | ED #3 | In Service | 11 | 2 | UK1241491-16 | UK1241491-16 | CHI476 | CARESTREAM HEALTH INC. - ROCHESTER | 050OP136555 | IMAGING SCIENCES - SMH
URMC | RADGUN | RADIOGRAPHIC UNIT |  | DRX EVOLUTION | RADIOGRAPHIC UNIT | CARESTRE | CARESTREAM HEALTH INC. | 67741 | 5472 | STRONG MEMORIAL HOSPITAL | STRONG |  | STRONG WEST IMAGING/RADIOLOGY | SWIMRA | 1 | 156 West Ave. | In Service | 0 | 2 |  |  |  |  | 050OP139684 | STRONG WEST IMAGING/RADIOLOGY
URMC | RADGUN | RADIOGRAPHIC UNIT |  | DRX EVOLUTION | RADIOGRAPHIC UNIT | CARESTRE | CARESTREAM HEALTH INC. | 67910 | 5479 | STRONG MEMORIAL HOSPITAL | STRONG |  | RADIOLOGY; DIAGNOSTIC; IMAGING | RADDIA-I | G | ED 2 | In Service | 11 | 2 | 5105405 | UK1079313-16 | CHI476 | CARESTREAM HEALTH INC. - ROCHESTER | 050OP136555 | IMAGING SCIENCES - SMH
URMC | RADGUN | RADIOGRAPHIC UNIT |  | MPH | RADIOGRAPHIC UNIT; GENERAL PURPOSE | GEMEDS | GE MEDICAL SYSTEMS | 28812 | 716275NEWER3 | STRONG MEMORIAL HOSPITAL | STRONG |  | RADIOLOGY; DIAGNOSTIC; IMAGING | RADDIA-I | G | ED Trauma #1 | In Service | 11 | 2 |  |  |  |  | 050OP136555 | IMAGING SCIENCES - SMH
URMC | RADGUN | RADIOGRAPHIC UNIT |  | MPH | RADIOGRAPHIC UNIT; GENERAL PURPOSE | GEMEDS | GE MEDICAL SYSTEMS | 28813 | 716275NEWER4 | STRONG MEMORIAL HOSPITAL | STRONG |  | RADIOLOGY; DIAGNOSTIC; IMAGING | RADDIA-I | G | ED Trauma #2 | In Service | 11 | 2 |  |  |  |  | 050OP136555 | IMAGING SCIENCES - SMH
URMC | RADGUN | RADIOGRAPHIC UNIT |  | DRX EVOLUTION | RADIOGRAPHIC UNIT | CARESTRE | CARESTREAM HEALTH INC. | 58576 | 4627 | STRONG MEMORIAL HOSPITAL | STRONG |  | ORTHOPEDIC CLINIC; IMAGING EQUIPMENT | ORTCL2-I | 1 | 2064 Fairport Nine Mile Point Road RM 1 | In Service | 11 | 2 | 5152917 | UK1655746-18 | CHI476 | CARESTREAM HEALTH INC. - ROCHESTER | 050OP137515 | ORTHOPAEDIC CLINIC
URMC | RADGUN | RADIOGRAPHIC UNIT |  | DRX EVOLUTION | RADIOGRAPHIC UNIT | CARESTRE | CARESTREAM HEALTH INC. | 58577 | 4638 | STRONG MEMORIAL HOSPITAL | STRONG |  | ORTHOPEDIC CLINIC; IMAGING EQUIPMENT | ORTCL2-I | 1 | 2064 Fairport Nine Mile Point Road RM2 | In Service | 11 | 2 | 5152917 | UK1655746-18 | CHI476 | CARESTREAM HEALTH INC. - ROCHESTER | 050OP137515 | ORTHOPAEDIC CLINIC
URMC | RADGUN | RADIOGRAPHIC UNIT |  | YSIO MAX | RADIOGRAPHIC UNIT | SIEMES | SIEMENS MED SYSTEMS | 77327 | 25117 | STRONG MEMORIAL HOSPITAL | STRONG |  | RADIOLOGY; DIAGNOSTIC; IMAGING | RADDIA-I | G | ED 1 | In Service | 11 | 2 |  |  |  |  | 050OP136555 | IMAGING SCIENCES - SMH
URMC | RADGUN | RADIOGRAPHIC UNIT |  | DRX EVOLUTION | RADIOGRAPHIC UNIT | CARESTRE | CARESTREAM HEALTH INC. | 70972 | 10252 | STRONG MEMORIAL HOSPITAL | STRONG |  | Geneseo SMH Multi-Specialty Clinic Imaging | GENMSC-I | G | 48 E South Street; Geneseo; 14454 | In Service | 11 | 2 | UK1559822-18 | UK1559822-18 | CHI476 | CARESTREAM HEALTH INC. - ROCHESTER | 050OP137650 | Geneseo SMH Multi-Specialty Clinic
URMC | RADGUN | RADIOGRAPHIC UNIT |  | OPTIMUS 65 | RADIOGRAPHIC UNIT | PHIMES | PHILIPS MEDICAL SYSTEMS NORTH AMERICA CO | 77127 | 9000114 | THOMPSON HEALTH | THOHEA |  | UR URGENT CARE FARMINGTON- IMAGING | URURCF-I |  | Farmington Urgent care | In Service | 11 | 2 |  |  |  |  | FFTH77270 | FFTH - URGENT CARE FARMINGTON
URMC | RADGUN | RADIOGRAPHIC UNIT |  | MULTIX SELECT DR | RADIOGRAPHIC UNIT | SIEMES | SIEMENS MED SYSTEMS | 78400 | 10757 | THOMPSON HEALTH | THOHEA |  | UR URGENT CARE NEWARK- IMAGING | URURCN-I | 1 | 800 W. Miller Street | In Service | 11 | 2 |  |  |  |  | FFTH77290 | FFTH - URGENT CARE NEWARK
URMC | RADGUN | RADIOGRAPHIC UNIT |  | PROTEUS XR | RADIOGRAPHIC UNIT | GEMEDS | GE MEDICAL SYSTEMS | 87148 | 716275NEWER1 | UR MEDICAL FACULTY GROUP | URMFG |  | IMAGING SCIENCES @ OCCUPATIONAL MEDICINE- IMAGING | ISOCME-I | 2 | 400 Red Creek; Suite 220 | In Service | 11 | 2 |  |  |  |  | 091OP347560 | IMAGING SCIENCES @ OCCUPATIONAL MEDICINE
URMC | RADGUN | RADIOGRAPHIC UNIT |  | DRX EVOLUTION | RADIOGRAPHIC UNIT | CARESTRE | CARESTREAM HEALTH INC. | 87146 | 4025 | UR MEDICAL FACULTY GROUP | URMFG |  | IMAGING SCIENCE @ SOUTH POINTE LANDING- IMAGING | ISSOPL-I | 1 | 10 South Pointe Landing; Suite 100 | In Service | 11 | 2 |  |  |  |  | 091OP347238 | IMAGING SCIENCE @ SOUTH POINTE LANDING
URMC | RADGUN | RADIOGRAPHIC UNIT |  | DRX EVOLUTION | RADIOGRAPHIC UNIT | CARESTRE | CARESTREAM HEALTH INC. | 86693 | 10554 | UR MEDICAL FACULTY GROUP | URMFG | . | ORTHOPAEDICS & REHABILITATION VICTOR- IMAGING | ORTVIC-I | 1 | 7670 Omnitech Place; Victor; NY | In Service | 11 | 2 |  |  |  |  | 091OP347557 | ORTHOPAEDICS & REHABILITATION VICTOR
URMC | RADGUN | RADIOGRAPHIC UNIT |  | DRX EVOLUTION | RADIOGRAPHIC UNIT | CARESTRE | CARESTREAM HEALTH INC. | 86694 | 10555 | UR MEDICAL FACULTY GROUP | URMFG | U1667090-19 | ORTHOPAEDICS & REHABILITATION VICTOR- IMAGING | ORTVIC-I | 1 | 7670 Omnitech Place; Victor; NY | In Service | 11 | 2 |  |  |  |  | 091OP347557 | ORTHOPAEDICS & REHABILITATION VICTOR
URMC | RADGUN | RADIOGRAPHIC UNIT |  | DRX EVOLUTION PLUS | RADIOGRAPHIC UNIT | CARESTRE | CARESTREAM HEALTH INC. | 94073 | 10873 | STRONG MEMORIAL HOSPITAL | STRONG |  | RADIOLOGY; DIAGNOSTIC; IMAGING | RADDIA-I | G | ED4 | In Service | 11 | 2 |  |  |  |  | 050OP136555 | IMAGING SCIENCES - SMH
URMC | RADGUN | RADIOGRAPHIC UNIT |  | HORIZON | RADIOGRAPHIC UNIT; BONE DENSITY | HOLINC | HOLOGIC; INC | 94433 | 305701M | STRONG MEMORIAL HOSPITAL | STRONG |  | STRONG WEST IMAGING/RADIOLOGY-IMAGING | SWIMRA-I | 1 | Strong West; Imaging; 242 | In Service | 11 | 2 |  |  |  |  | 050OP139684 | STRONG WEST IMAGING/RADIOLOGY
URMC | RADGUN | RADIOGRAPHIC UNIT |  | YSIO MAX | RADIOGRAPHIC UNIT | SIEMES | SIEMENS MED SYSTEMS | 91364 | 24025 | UR MEDICAL FACULTY GROUP | URMFG |  | UMI-CC Bldg H- IMAGING | UMICCH-I | B | CC Bldg H; Suite 50 | In Service | 11 | 2 |  |  |  |  | 091OP347587 | UMI- CC Bldg H
URMC | RADGUN | RADIOGRAPHIC UNIT |  | YSIO MAX | RADIOGRAPHIC UNIT | SIEMES | SIEMENS MED SYSTEMS | 90001 | 24016 | STRONG MEMORIAL HOSPITAL | STRONG |  | LAC DEVILLE IMAGING- IMAGING | LACDEI-I | 1 | CC Bldg D; Suite 140 | In Service | 11 | 2 |  |  |  |  | 050OP137610 | Lac DeVille Imaging
URMC | RADGUN | RADIOGRAPHIC UNIT |  | YSIO MAX | RADIOGRAPHIC UNIT | SIEMES | SIEMENS MED SYSTEMS | 90002 | 24042 | STRONG MEMORIAL HOSPITAL | STRONG |  | LAC DEVILLE IMAGING- IMAGING | LACDEI-I | 1 | CC Bldg D; Suite 140 | In Service | 11 | 2 |  |  |  |  | 050OP137610 | Lac DeVille Imaging
URMC | RADGUN | RADIOGRAPHIC UNIT |  | HORIZON | RADIOGRAPHIC UNIT; BONE DENSITY | HOLINC | HOLOGIC; INC | SJH10680 | 300666M | ST JAMES HOSPITAL | STJAMES |  | RADIOLOGY - IMAGING | SJRADI-I | 1 | 7309 Seneca Rd North; MOB Suite 113 | In Service | 11 | 2 |  |  |  |  | SJH7320 | SJH - RADIOLOGY
URMC | RADGUN | RADIOGRAPHIC UNIT |  | COREVISION | RADIOGRAPHIC UNIT; ANALYZER | FAXBIL | FAXITRON BIOPTICS LLC. | SJH10681 | 20619 | ST JAMES HOSPITAL | STJAMES |  | RADIOLOGY - IMAGING | SJRADI-I | 1 | 7329 Seneca Rd North; Suite 113; MOB - Hornell | In Service | 11 | 2 |  |  |  |  | SJH7320 | SJH - RADIOLOGY
URMC | RADGUN | RADIOGRAPHIC UNIT |  | HORIZON | RADIOGRAPHIC UNIT; BONE DENSITY | HOLINC | HOLOGIC; INC | 96821 | 306340M | STRONG MEMORIAL HOSPITAL | STRONG |  | MARKETPLACE TOWER ORTHO X-RAY IMAGING | MARTOX-I | 1 | MARKETPLACE TOWER ORTHO X-RAY IMAGING 585- 602-4603 | In Service | 11 | 2 |  |  |  |  | 091OP347643 | Marketplace Tower Ortho Imageing X-Ray
URMC | RADGUN | RADIOGRAPHIC UNIT |  | HORIZON | RADIOGRAPHIC UNIT; BONE DENSITY | HOLINC | HOLOGIC; INC | 96827 | 306369M | HIGHLAND HOSPITAL OF ROCHESTER | HIGHLAND |  | RED CREEK BCC | REDCRE |  | Breast imaging | In Service | 11 | 2 |  |  |  |  | OP857170 | RED CREEK BCC
URMC | RADGUN | RADIOGRAPHIC UNIT |  | DRX EVOLUTION PLUS | RADIOGRAPHIC UNIT | CARESTRE | CARESTREAM HEALTH INC. | 96810 | 12050 | UR MEDICAL FACULTY GROUP | URMFG |  | ORTHOPAEDICS& REHABILITATION CANANDAIGUA-IMA | ORTCAN-I | G | 699 S. Main St; Suite 3 | In Service | 11 | 2 |  |  |  |  | 091OP347575 | ORTHOPAEDICS & REHABILITATION CANANDAIGUA
URMC | RADGUN | RADIOGRAPHIC UNIT |  | DRX EVOLUTION PLUS | RADIOGRAPHIC UNIT | CARESTRE | CARESTREAM HEALTH INC. | 96835 | 12049 | UR MEDICAL FACULTY GROUP | URMFG |  | ORTHOPAEDICS& REHABILITATION CANANDAIGUA-IMA | ORTCAN-I | G | 699 S. Main St; Suite 3 | In Service | 11 | 2 |  |  |  |  | 091OP347575 | ORTHOPAEDICS & REHABILITATION CANANDAIGUA
URMC | RADGUN | RADIOGRAPHIC UNIT |  | DRXCOMPASS | RADIOGRAPHIC UNIT | CARESTRE | CARESTREAM HEALTH INC. | 96813 | 50070 | STRONG MEMORIAL HOSPITAL | STRONG |  | CENTER FOR PERI-OPERATIVE MEDICINE - IMAGING | CENPEM-I | 1 | 158 Sawgrass Drive; Suite 100 | In Service | 11 | 2 |  |  |  |  | 050OP234538 | CENTER FOR PERI-OPERATIVE MEDICINE
URMC | RADGUN | RADIOGRAPHIC UNIT |  | DRXCOMPASS | RADIOGRAPHIC UNIT | CARESTRE | CARESTREAM HEALTH INC. | 96814 | FS0615G2 | STRONG MEMORIAL HOSPITAL | STRONG |  | WEBSTER URGENT CARE - IMAGING | WEBURC-I | 1 | 2070 Empire Blvd | In Service | 11 | 2 |  |  |  |  | 050OP138564 | WEBSTER URGENT CARE
URMC | RADGUN | RADIOGRAPHIC UNIT |  | DRX EVOLUTION PLUS | RADIOGRAPHIC UNIT | CARESTRE | CARESTREAM HEALTH INC. | 97294 | 12248 | STRONG MEMORIAL HOSPITAL | STRONG |  | University Imaging Batavia | UNIMBA-I |  | 7995 Call Parkway imaging side | In Service | 11 | 2 |  |  |  |  | 050OP137630 | University Imaging Batavia
URMC | RADGUN | RADIOGRAPHIC UNIT |  | DRX EVOLUTION PLUS | RADIOGRAPHIC UNIT | CARESTRE | CARESTREAM HEALTH INC. | 88101 | 12256 | STRONG MEMORIAL HOSPITAL | STRONG |  | MARKETPLACE TOWER ORTHO X-RAY IMAGING | MARTOX-I | 2 | AOC 2nd Floor | In Service | 11 | 2 |  |  |  |  | 091OP347643 | Marketplace Tower Ortho Imageing X-Ray
URMC | RADGUN | RADIOGRAPHIC UNIT |  | DRX EVOLUTION PLUS | RADIOGRAPHIC UNIT | CARESTRE | CARESTREAM HEALTH INC. | 92576 | 12257 | STRONG MEMORIAL HOSPITAL | STRONG |  | MARKETPLACE TOWER ORTHO X-RAY IMAGING | MARTOX-I | 2 | AOC 2nd Floor rm 2 | In Service | 11 | 2 |  |  |  |  | 091OP347643 | Marketplace Tower Ortho Imageing X-Ray
URMC | RADGUN | RADIOGRAPHIC UNIT |  | DRX EVOLUTION PLUS | RADIOGRAPHIC UNIT | CARESTRE | CARESTREAM HEALTH INC. | 88100 | 12247 | STRONG MEMORIAL HOSPITAL | STRONG |  | MARKETPLACE TOWER ORTHO X-RAY IMAGING | MARTOX-I | 2 | AOC 2nd Floor | In Service | 11 | 2 |  |  |  |  | 091OP347643 | Marketplace Tower Ortho Imageing X-Ray
URMC | RADGUN | RADIOGRAPHIC UNIT |  | DRX EVOLUTION PLUS | RADIOGRAPHIC UNIT | CARESTRE | CARESTREAM HEALTH INC. | 92575 | 12253 | STRONG MEMORIAL HOSPITAL | STRONG |  | MARKETPLACE TOWER ORTHO X-RAY IMAGING | MARTOX-I | 2 | AOC 2nd floor room 4 | In Service | 11 | 2 |  |  |  |  | 091OP347643 | Marketplace Tower Ortho Imageing X-Ray
URMC | RADGUN | RADIOGRAPHIC UNIT |  | DRX EVOLUTION PLUS | RADIOGRAPHIC UNIT | CARESTRE | CARESTREAM HEALTH INC. | 102810 | 12274 | STRONG MEMORIAL HOSPITAL | STRONG |  | MARKETPLACE TOWER ORTHO X-RAY IMAGING | MARTOX-I | 3 | AO 3rd floor RM 2 | In Service | 11 | 2 |  |  |  |  | 091OP347643 | Marketplace Tower Ortho Imageing X-Ray
URMC | RADGUN | RADIOGRAPHIC UNIT |  | DRX EVOLUTION PLUS | RADIOGRAPHIC UNIT | CARESTRE | CARESTREAM HEALTH INC. | 92570 | 12284 | STRONG MEMORIAL HOSPITAL | STRONG |  | MARKETPLACE TOWER ORTHO X-RAY IMAGING | MARTOX-I | 4 | AO 4th floor RM 3 | In Service | 11 | 2 |  |  |  |  | 091OP347643 | Marketplace Tower Ortho Imageing X-Ray
URMC | RADGUN | RADIOGRAPHIC UNIT |  | DRX EVOLUTION PLUS | RADIOGRAPHIC UNIT | CARESTRE | CARESTREAM HEALTH INC. | 92568 | 12297 | STRONG MEMORIAL HOSPITAL | STRONG |  | MARKETPLACE TOWER ORTHO X-RAY IMAGING | MARTOX-I | 4 | AO 4th floor Rm 2 | In Service | 11 | 2 |  |  |  |  | 091OP347643 | Marketplace Tower Ortho Imageing X-Ray
URMC | RADGUN | RADIOGRAPHIC UNIT |  | DRX EVOLUTION PLUS | RADIOGRAPHIC UNIT | CARESTRE | CARESTREAM HEALTH INC. | 102817 | 12263 | STRONG MEMORIAL HOSPITAL | STRONG |  | MARKETPLACE TOWER ORTHO X-RAY IMAGING | MARTOX-I | 3 | AO 3rd floor RM 3 | In Service | 11 | 2 |  |  |  |  | 091OP347643 | Marketplace Tower Ortho Imageing X-Ray
URMC | RADGUN | RADIOGRAPHIC UNIT |  | DRX EVOLUTION PLUS | RADIOGRAPHIC UNIT | CARESTRE | CARESTREAM HEALTH INC. | 102812 | 12303 | STRONG MEMORIAL HOSPITAL | STRONG |  | MARKETPLACE TOWER ORTHO X-RAY IMAGING | MARTOX-I | 1 | AO First floor RM 1 | In Service | 11 | 2 |  |  |  |  | 091OP347643 | Marketplace Tower Ortho Imageing X-Ray
URMC | RADGUN | RADIOGRAPHIC UNIT |  | EOSEDGE | RADIOGRAPHIC UNIT | EOSIMA | EOS IMAGING INC. | 104238 | 8.2211.1099 | STRONG MEMORIAL HOSPITAL | STRONG |  | MARKETPLACE TOWER ORTHO X-RAY IMAGING | MARTOX-I |  | 3rd floor | In Service | 11 | 2 |  |  |  |  | 091OP347643 | Marketplace Tower Ortho Imageing X-Ray
URMC | RADGUN | RADIOGRAPHIC UNIT |  | DRX EVOLUTION PLUS | RADIOGRAPHIC UNIT | CARESTRE | CARESTREAM HEALTH INC. | 102813 | 12318 | STRONG MEMORIAL HOSPITAL | STRONG |  | MARKETPLACE TOWER ORTHO X-RAY IMAGING | MARTOX-I | 1 | AO 1st Floor Room 2 | In Service | 11 | 2 |  |  |  |  | 091OP347643 | Marketplace Tower Ortho Imageing X-Ray
URMC | RADGUN | RADIOGRAPHIC UNIT |  | DRX EVOLUTION PLUS | RADIOGRAPHIC UNIT | CARESTRE | CARESTREAM HEALTH INC. | 102799 | 12264 | STRONG MEMORIAL HOSPITAL | STRONG |  | MARKETPLACE TOWER ORTHO X-RAY IMAGING | MARTOX-I | 3 | AOC 3RD FLOOR RM1 | In Service | 11 | 2 |  |  |  |  | 091OP347643 | Marketplace Tower Ortho Imageing X-Ray
URMC | RADGUN | RADIOGRAPHIC UNIT |  | DRX EVOLUTION PLUS | RADIOGRAPHIC UNIT | CARESTRE | CARESTREAM HEALTH INC. | 102792 | 12293 | STRONG MEMORIAL HOSPITAL | STRONG |  | MARKETPLACE TOWER ORTHO X-RAY IMAGING | MARTOX-I | 4 | AOC 4TH FLOOR RM1 | In Service | 11 | 2 |  |  |  |  | 091OP347643 | Marketplace Tower Ortho Imageing X-Ray
URMC | RADGUN | RADIOGRAPHIC UNIT |  | DRX EVOLUTION PLUS | RADIOGRAPHIC UNIT | CARESTRE | CARESTREAM HEALTH INC. | 102803 | 12299 | STRONG MEMORIAL HOSPITAL | STRONG |  | MARKETPLACE TOWER ORTHO X-RAY IMAGING | MARTOX-I | 1 | AO 1st floor Room 3 | In Service | 11 | 2 |  |  |  |  | 091OP347643 | Marketplace Tower Ortho Imageing X-Ray
URMC | RADGUN | RADIOGRAPHIC UNIT |  | DRXCOMPASS | RADIOGRAPHIC UNIT | CARESTRE | CARESTREAM HEALTH INC. | 106136 | 60157 | UR MEDICAL FACULTY GROUP | URMFG |  | HENRIETTA URGENT CARE; FACULTY PRACTICE; IMAGING | HENURC-I | G | Henr Urgent Care; 1300 Jefferson road | In Service | 11 | 2 |  |  |  |  | 091OP347385 | HENRIETTA URGENT CARE
URMC | RADGUN | RADIOGRAPHIC UNIT |  | DRX EVOLUTION PLUS | RADIOGRAPHIC UNIT | CARESTRE | CARESTREAM HEALTH INC. | 102816 | 12511 | STRONG MEMORIAL HOSPITAL | STRONG |  | Geneseo SMH Multi-Specialty Clinic Imaging | GENMSC-I | G | 48 E South Street; Geneseo NY 14454 | In Service | 11 | 2 |  |  |  |  | 050OP137650 | Geneseo SMH Multi-Specialty Clinic
URMC | RADGUN | RADIOGRAPHIC UNIT |  | DRX EVOLUTION | RADIOGRAPHIC UNIT | CARESTRE | CARESTREAM HEALTH INC. | 42023 | 12205 | HIGHLAND HOSPITAL OF ROCHESTER | HIGHLAND |  | MEDICAL IMAGING | DIAGRAD | 2 | Routine 1 | In Service | 11 | 2 |  |  |  |  | OP857470 | MEDICAL IMAGING
URMC | RADGUN | RADIOGRAPHIC UNIT |  | DRX EVOLUTION PLUS | RADIOGRAPHIC UNIT | CARESTRE | CARESTREAM HEALTH INC. | 42045 | 12374 | HIGHLAND HOSPITAL OF ROCHESTER | HIGHLAND |  | MEDICAL IMAGING | DIAGRAD | 2 | Routine 2 | In Service | 11 | 2 |  |  |  |  | OP857470 | MEDICAL IMAGING
URMC | RADGUN | RADIOGRAPHIC UNIT |  | HORIZON | RADIOGRAPHIC UNIT; BONE DENSITY | HOLINC | HOLOGIC; INC | 115640 | 309788M | STRONG MEMORIAL HOSPITAL | STRONG |  | RADIOLOGY; DIAGNOSTIC; IMAGING | RADDIA-I | GND | Breast Imagining | In Service | 11 | 2 |  |  |  |  | 050OP136555 | IMAGING SCIENCES - SMH
URMC | RADMAM | RADIOGRAPHIC UNIT; MAMMOGRAPHIC |  | DIMENSION | MAMMO UNIT | HOLINC | HOLOGIC; INC | NMH03165 | SDM131901623 | NOYES MEMORIAL HOSPITAL | NOYES |  | NOYES RADIOLOGY IMAGING | NMHRAD-I |  |  | In Service | 11 | 2 |  |  |  |  | 250OP827320 | NMH - EQUIPMENT MNGNT RADIOLOGY SERVICES
URMC | RADMAM | RADIOGRAPHIC UNIT; MAMMOGRAPHIC |  | SELENIA | MAMMO UNIT | HOLINC | HOLOGIC; INC | 94519 | SDM131902045 | NOYES MEMORIAL HOSPITAL | NOYES |  | URGENT CARE | NMHURCAR | G | MAMO ROOM | In Service | 11 | 2 |  |  |  |  | 250OP827090 | NMH - URGENT CARE / AFTER HRS CARE
URMC | RADMAM | RADIOGRAPHIC UNIT; MAMMOGRAPHIC |  | DIMENSION | MAMMO UNIT | HOLINC | HOLOGIC; INC | 39117 | SDM131902044 | HIGHLAND HOSPITAL OF ROCHESTER | HIGHLAND |  | UR Medicine Breast Imaging - Greece | URBRIG-I |  | 155 Bellwood Ave - Breast Imaging Suite | In Service | 11 | 2 |  |  |  |  | 401OP857210 | UR Medicine Breat Imaging Greece
URMC | RADMAM | RADIOGRAPHIC UNIT; MAMMOGRAPHIC |  | SELENIA | MAMMO UNIT | HOLINC | HOLOGIC; INC | 104286 | SDM131901965 | STRONG MEMORIAL HOSPITAL | STRONG |  | RADIOLOGY; DIAGNOSTIC; IMAGING | RADDIA-I |  | Breast Imaging Mobile Mammo | In Service | 11 | 2 |  |  |  |  | 050OP136555 | IMAGING SCIENCES - SMH
URMC | RADMAM | RADIOGRAPHIC UNIT; MAMMOGRAPHIC |  | DIMENSION | MAMMO UNIT | HOLINC | HOLOGIC; INC | 39509 | SDM131901995 | HIGHLAND HOSPITAL OF ROCHESTER | HIGHLAND |  | BREAST CARE CENTER | BRECAC | 1 | Suite 130 | In Service | 11 | 2 |  |  |  |  | OP857170 | RED CREEK BCC
URMC | RADMAM | RADIOGRAPHIC UNIT; MAMMOGRAPHIC |  | DIMENSION | MAMMO UNIT | HOLINC | HOLOGIC; INC | SJH10682 | SDM131900720 | ST JAMES HOSPITAL | STJAMES |  | RADIOLOGY - IMAGING | SJRADI-I | 1 | 7309 Seneca Rd North; Suite 113; MOB | In Service | 11 | 2 |  |  |  |  | SJH7320 | SJH - RADIOLOGY
URMC | RADMAM | RADIOGRAPHIC UNIT; MAMMOGRAPHIC |  | DIMENSION | MAMMO UNIT | HOLINC | HOLOGIC; INC | SJH10683 | 81008167134 | ST JAMES HOSPITAL | STJAMES |  | RADIOLOGY - IMAGING | SJRADI-I | 1 | 7309 Seneca Rd North; MOB Suite 113 | In Service | 11 | 2 |  |  |  |  | SJH7320 | SJH - RADIOLOGY
URMC | RADMAM | RADIOGRAPHIC UNIT; MAMMOGRAPHIC |  | SELENIA | MAMMO UNIT | HOLINC | HOLOGIC; INC | 96247 | SDM131901714 | STRONG MEMORIAL HOSPITAL | STRONG |  | RADIOLOGY; DIAGNOSTIC; IMAGING | RADDIA-I | G | Breast imaging | In Service | 11 | 2 |  |  |  |  | 050OP136555 | IMAGING SCIENCES - SMH
URMC | RADMAM | RADIOGRAPHIC UNIT; MAMMOGRAPHIC |  | DIMENSION | MAMMO UNIT | HOLINC | HOLOGIC; INC | 38272 | SDM131901618 | HIGHLAND HOSPITAL OF ROCHESTER | HIGHLAND |  | BREAST CARE CENTER | BRECAC |  | in the Stero Room | In Service | 11 | 2 |  |  |  |  | OP857170 | RED CREEK BCC
URMC | RADMAM | RADIOGRAPHIC UNIT; MAMMOGRAPHIC |  | DIMENSION | MAMMO UNIT | HOLINC | HOLOGIC; INC | 95222 | SDM131901628 | STRONG MEMORIAL HOSPITAL | STRONG |  | STRONG WEST IMAGING/RADIOLOGY-IMAGING | SWIMRA-I |  | Strong West | In Service | 11 | 2 |  |  |  |  | 050OP139684 | STRONG WEST IMAGING/RADIOLOGY
URMC | RADMAM | RADIOGRAPHIC UNIT; MAMMOGRAPHIC |  | DIMENSION | MAMMO UNIT | HOLINC | HOLOGIC; INC | 38792 | SDM131901460 | HIGHLAND HOSPITAL OF ROCHESTER | HIGHLAND |  | JORDAN HEALTH MAMMOGRAPHY | JORHEA |  | 82 Holland St. | In Service | 11 | 2 |  |  |  |  | OP856980 | JORDAN HEALTH MAMMOGRAPHY
URMC | RADMAM | RADIOGRAPHIC UNIT; MAMMOGRAPHIC |  | DIMENSION | MAMMO UNIT | HOLINC | HOLOGIC; INC | 37132 | SDM131900533 | HIGHLAND HOSPITAL OF ROCHESTER | HIGHLAND |  | PENFIELD MAMMO | PENMAM |  | penfield | In Service | 11 | 2 |  |  |  |  | OP857160 | PENFIELD MAMMO CENTER
URMC | RADMAM | RADIOGRAPHIC UNIT; MAMMOGRAPHIC |  | GENIUS 3D | RADIOGRAPHIC UNIT; MAMMOGRAPHIC | HOLINC | HOLOGIC; INC | 37131 | 3DM160100506 | HIGHLAND HOSPITAL OF ROCHESTER | HIGHLAND |  | BREAST CARE CENTER | BRECAC |  | 500 Red Creek Drive | In Service | 11 | 2 |  |  |  |  | OP857170 | RED CREEK BCC
URMC | RADMAM | RADIOGRAPHIC UNIT; MAMMOGRAPHIC |  | DIMENSION | MAMMO UNIT | HOLINC | HOLOGIC; INC | 34007 | 81009155517 | HIGHLAND HOSPITAL OF ROCHESTER | HIGHLAND |  | RED CREEK BCC | REDCRE |  | 500 Red Creek Drive | In Service | 11 | 2 |  |  |  |  | OP857170 | RED CREEK BCC
URMC | RADMAM | RADIOGRAPHIC UNIT; MAMMOGRAPHIC |  | DIMENSION | MAMMO UNIT | HOLINC | HOLOGIC; INC | 34325 | 81009155458 | HIGHLAND HOSPITAL OF ROCHESTER | HIGHLAND | 34325 | HIGHLAND BREAST IMAGING- IMAGING | HIGBRI-I | 2 | E2200A | In Service | 11 | 2 |  |  |  |  | OP857240 | BREAST IMAGING CENTER
URMC | RADPOR | RADIOGRAPHIC; PORTABLE |  | DRXR-1 | RADIOGRAPHIC; PORTABLE; DRX REVOLUTION | CARESTRE | CARESTREAM HEALTH INC. | 69563 | 1623 | STRONG MEMORIAL HOSPITAL | STRONG |  | RADIOLOGY; DIAGNOSTIC; IMAGING | RADDIA-I | 3 | GCH/NICU - P35 | In Service | 11 | 2 | 174729-SA | UK1051725-15 | CHI476 | CARESTREAM HEALTH INC. - ROCHESTER | 050OP136555 | IMAGING SCIENCES - SMH
URMC | RADPOR | RADIOGRAPHIC; PORTABLE |  | DRXR-1 | RADIOGRAPHIC; PORTABLE; DRX REVOLUTION | CARESTRE | CARESTREAM HEALTH INC. | 60504 | 208 | STRONG MEMORIAL HOSPITAL | STRONG |  | RADIOLOGY; DIAGNOSTIC; IMAGING | RADDIA-I | 3 | 3-3400- P34 | In Service | 11 | 2 | UK1440073-17 | UK1440073-17 | CHI476 | CARESTREAM HEALTH INC. - ROCHESTER | 050OP136555 | IMAGING SCIENCES - SMH
URMC | RADPOR | RADIOGRAPHIC; PORTABLE |  | DRXR-1 | RADIOGRAPHIC; PORTABLE; DRX REVOLUTION | CARESTRE | CARESTREAM HEALTH INC. | 60037 | 168 | STRONG MEMORIAL HOSPITAL | STRONG |  | RADIOLOGY; DIAGNOSTIC; IMAGING | RADDIA-I | G | ED North - P30 | In Service | 11 | 2 | UK1440073-17 | UK1440073-17 | CHI476 | CARESTREAM HEALTH INC. - ROCHESTER | 050OP136555 | IMAGING SCIENCES - SMH
URMC | RADPOR | RADIOGRAPHIC; PORTABLE |  | DRXR-1 | RADIOGRAPHIC; PORTABLE; DRX REVOLUTION | CARESTRE | CARESTREAM HEALTH INC. | 60042 | 173 | STRONG MEMORIAL HOSPITAL | STRONG |  | RADIOLOGY; DIAGNOSTIC; IMAGING | RADDIA-I | 6 | WCC6 - P31 | In Service | 11 | 2 | UK1440073-17 | UK1440073-17 | CHI476 | CARESTREAM HEALTH INC. - ROCHESTER | 050OP136555 | IMAGING SCIENCES - SMH
URMC | RADPOR | RADIOGRAPHIC; PORTABLE |  | DRXR-1 | RADIOGRAPHIC; PORTABLE; DRX REVOLUTION | CARESTRE | CARESTREAM HEALTH INC. | 60408 | 207 | STRONG MEMORIAL HOSPITAL | STRONG |  | RADIOLOGY; DIAGNOSTIC; IMAGING | RADDIA-I | 1 | ED South - P33 | In Service | 11 | 2 | UK1440073-17 | UK1440073-17 | CHI476 | CARESTREAM HEALTH INC. - ROCHESTER | 050OP136555 | IMAGING SCIENCES - SMH
URMC | RADPOR | RADIOGRAPHIC; PORTABLE |  | MUX-200D-XC | RADIOGRAPHIC; PORTABLE | SHICOR | SHIMADZU CORPORATION | 56014 | 41003D0C009 | STRONG MEMORIAL HOSPITAL | STRONG |  | RADIOLOGY; DIAGNOSTIC; IMAGING | RADDIA-I | 3 | NICU | In Service | 11 | 2 |  |  |  |  | 050OP136555 | IMAGING SCIENCES - SMH
URMC | RADPOR | RADIOGRAPHIC; PORTABLE |  | MUX-200D-XC | RADIOGRAPHIC; PORTABLE | SHICOR | SHIMADZU CORPORATION | 52580 | 0162S86103 | STRONG MEMORIAL HOSPITAL | STRONG |  | STRONG WEST IMAGING/RADIOLOGY-IMAGING | SWIMRA-I | 1 | Strong West P26 | In Service | 11 | 2 |  |  |  |  | 050OP139684 | STRONG WEST IMAGING/RADIOLOGY
URMC | RADPOR | RADIOGRAPHIC; PORTABLE |  | MUX-100H-XC | RADIOGRAPHIC; PORTABLE | SHICOR | SHIMADZU CORPORATION | 51439 | 2XY0086368 | STRONG MEMORIAL HOSPITAL | STRONG | 51439 | URMC SURGERY CENTER-SAWGRASS; IMAGING | URMCSC-I | 1 | 180 Sawgrass Dr. - P27 | In Service | 11 | 2 |  |  |  |  | 050OP134539 | URMC SURGERY CENTER - SAWGRASS
URMC | RADPOR | RADIOGRAPHIC; PORTABLE |  | DRXR-1 | RADIOGRAPHIC; PORTABLE; DRX REVOLUTION | CARESTRE | CARESTREAM HEALTH INC. | 85791 | 3842 | STRONG MEMORIAL HOSPITAL | STRONG |  | STRONG WEST IMAGING/RADIOLOGY-IMAGING | SWIMRA-I | 1 | Strong West SWP1 | In Service | 11 | 2 |  |  |  |  | 050OP139684 | STRONG WEST IMAGING/RADIOLOGY
URMC | RADPOR | RADIOGRAPHIC; PORTABLE |  | DRXR-1 | RADIOGRAPHIC; PORTABLE; DRX REVOLUTION | CARESTRE | CARESTREAM HEALTH INC. | 35393 | 2836 | HIGHLAND HOSPITAL OF ROCHESTER | HIGHLAND |  | MEDICAL IMAGING | DIAGRAD | 2 | HH - P4 | In Service | 11 | 2 |  |  |  |  | OP857470 | MEDICAL IMAGING
URMC | RADPOR | RADIOGRAPHIC; PORTABLE |  | MUX-200D-XC | RADIOGRAPHIC; PORTABLE | SHICOR | SHIMADZU CORPORATION | 79544 | 41F16A979008 | STRONG MEMORIAL HOSPITAL | STRONG |  | PEDIATRIC IMAGING | PEDIMA-I | G | Geneva General Hospital - Radiology | In Service | 11 | 2 |  |  |  |  | 050OP136555 | IMAGING SCIENCES - SMH
URMC | RADPOR | RADIOGRAPHIC; PORTABLE |  | DRXR-1 PLUS | RADIOGRAPHIC; PORTABLE; DRX REVOLUTION PLUS | CARESTRE | CARESTREAM HEALTH INC. | 96160 | 7997 | STRONG MEMORIAL HOSPITAL | STRONG |  | RADIOLOGY; DIAGNOSTIC; IMAGING | RADDIA-I |  | ED SOUTH P38 | In Service | 11 | 2 |  |  |  |  | 050OP136555 | IMAGING SCIENCES - SMH
URMC | RADPOR | RADIOGRAPHIC; PORTABLE |  | DRXR-1 PLUS | RADIOGRAPHIC; PORTABLE; DRX REVOLUTION PLUS | CARESTRE | CARESTREAM HEALTH INC. | 96161 | 7998 | STRONG MEMORIAL HOSPITAL | STRONG |  | RADIOLOGY; DIAGNOSTIC; IMAGING | RADDIA-I |  | ED SOUTH P39 | In Service | 11 | 2 |  |  |  |  | 050OP136555 | IMAGING SCIENCES - SMH
URMC | RADPOR | RADIOGRAPHIC; PORTABLE |  | DRXR-1 PLUS | RADIOGRAPHIC; PORTABLE; DRX REVOLUTION PLUS | CARESTRE | CARESTREAM HEALTH INC. | 96162 | 7999 | STRONG MEMORIAL HOSPITAL | STRONG |  | RADIOLOGY; DIAGNOSTIC; IMAGING | RADDIA-I | G | ED SOUTH - P40 | In Service | 11 | 2 |  |  |  |  | 050OP136555 | IMAGING SCIENCES - SMH
URMC | RADPOR | RADIOGRAPHIC; PORTABLE |  | DRXR-1 PLUS | RADIOGRAPHIC; PORTABLE; DRX REVOLUTION PLUS | CARESTRE | CARESTREAM HEALTH INC. | 39282 | 8169 | HIGHLAND HOSPITAL OF ROCHESTER | HIGHLAND |  | MEDICAL IMAGING | DIAGRAD | 2 | HH - P5 | In Service | 11 | 2 |  |  |  |  | OP857470 | MEDICAL IMAGING
URMC | RADPOR | RADIOGRAPHIC; PORTABLE |  | DRXR-1 PLUS | RADIOGRAPHIC; PORTABLE; DRX REVOLUTION PLUS | CARESTRE | CARESTREAM HEALTH INC. | 96249 | 8235 | STRONG MEMORIAL HOSPITAL | STRONG |  | RADIOLOGY; DIAGNOSTIC; IMAGING | RADDIA-I | G | ED SOUTH - P41 | In Service | 11 | 2 |  |  |  |  | 050OP136555 | IMAGING SCIENCES - SMH
URMC | RADPOR | RADIOGRAPHIC; PORTABLE |  | MOBILEDIAGNOSTWDR | RADIOGRAPHIC; PORTABLE | PHIMES | PHILIPS MEDICAL SYSTEMS NORTH AMERICA CO | SJH10962 | 20410045 | ST JAMES HOSPITAL | STJAMES |  | RADIOLOGY - IMAGING | SJRADI-I | 2 | 7329 Seneca Rd North | In Service | 11 | 2 |  |  |  |  | SJH7320 | SJH - RADIOLOGY
URMC | RADPOR | RADIOGRAPHIC; PORTABLE |  | MOBILEDIAGNOSTWDR | RADIOGRAPHIC; PORTABLE | PHIMES | PHILIPS MEDICAL SYSTEMS NORTH AMERICA CO | SJH10964 | 20410063 | ST JAMES HOSPITAL | STJAMES |  | RADIOLOGY - IMAGING | SJRADI-I |  | 7329 Seneca Rd North | In Service | 11 | 2 |  |  |  |  | SJH7320 | SJH - RADIOLOGY
URMC | RADPOR | RADIOGRAPHIC; PORTABLE |  | DRXR-1 PLUS | RADIOGRAPHIC; PORTABLE; DRX REVOLUTION PLUS | CARESTRE | CARESTREAM HEALTH INC. | 94531 | 8852 | STRONG MEMORIAL HOSPITAL | STRONG |  | RADIOLOGY; DIAGNOSTIC; IMAGING | RADDIA-I |  | ED SOUTH or OR | In Service | 11 | 2 |  |  |  |  | 050OP136555 | IMAGING SCIENCES - SMH
URMC | RADPOR | RADIOGRAPHIC; PORTABLE |  | DRXR-1 PLUS | RADIOGRAPHIC; PORTABLE; DRX REVOLUTION PLUS | CARESTRE | CARESTREAM HEALTH INC. | 39832 | 8527 | HIGHLAND HOSPITAL OF ROCHESTER | HIGHLAND |  | MEDICAL IMAGING | DIAGRAD | 2 | HH; IMAGING P6 | In Service | 11 | 2 |  |  |  |  | OP857470 | MEDICAL IMAGING
URMC | RADPOR | RADIOGRAPHIC; PORTABLE |  | DRXR-1 PLUS | RADIOGRAPHIC; PORTABLE; DRX REVOLUTION PLUS | CARESTRE | CARESTREAM HEALTH INC. | 96830 | 8556 | STRONG MEMORIAL HOSPITAL | STRONG |  | MARKETPLACE SURGERY; IMAGING | MARSUR-I | G | Market place P42 | In Service | 11 | 2 |  |  |  |  | 050OP135701 | Marketplace- SURGERY/PACU/SPD
URMC | RADPOR | RADIOGRAPHIC; PORTABLE |  | DRXR-1 | RADIOGRAPHIC; PORTABLE; DRX REVOLUTION | CARESTRE | CARESTREAM HEALTH INC. | NMH03153 | 3675 | NOYES MEMORIAL HOSPITAL | NOYES |  | NOYES RADIOLOGY IMAGING | NMHRAD-I |  | Radiology | In Service | 11 | 2 |  |  |  |  | 250OP827320 | NMH - EQUIPMENT MNGNT RADIOLOGY SERVICES
URMC | RADPOR | RADIOGRAPHIC; PORTABLE |  | DRXR-1 PLUS | RADIOGRAPHIC; PORTABLE; DRX REVOLUTION PLUS | CARESTRE | CARESTREAM HEALTH INC. | NMH03155 | 4893 | NOYES MEMORIAL HOSPITAL | NOYES |  | NOYES RADIOLOGY IMAGING | NMHRAD-I |  |  | In Service | 11 | 2 |  |  |  |  | 250OP827320 | NMH - EQUIPMENT MNGNT RADIOLOGY SERVICES
URMC | RADPOR | RADIOGRAPHIC; PORTABLE |  | DRXR-1 PLUS | RADIOGRAPHIC; PORTABLE; DRX REVOLUTION PLUS | CARESTRE | CARESTREAM HEALTH INC. | 106097 | 9436 | STRONG MEMORIAL HOSPITAL | STRONG |  | RADIOLOGY; DIAGNOSTIC; IMAGING | RADDIA-I | G | ED South - P44 | In Service | 11 | 2 |  |  |  |  | 050OP136555 | IMAGING SCIENCES - SMH
URMC | RADSCT | RADIOGRAPHIC UNIT; SCANNER; COMPUTED TOMOGRAPHY | Assess | DISCOVERY IQ | RADIOGRAPHIC UNIT; SCANNER; COMPUTED TOMOGRAPHY | GEMEDS | GE MEDICAL SYSTEMS | REL25172 | PTM152500002PT | STRONG MEMORIAL HOSPITAL | STRONG |  | UNIVERSITY IMAGING AT EAST RIVER ROAD-IMAGING | UNIMER-I |  | PET CT in trailer | In Service | 18 | 2 |  |  |  |  | 050OP136547 | UNIVERSITY IMAGING AT EAST RIVER ROAD
URMC | RADSCT | RADIOGRAPHIC UNIT; SCANNER; COMPUTED TOMOGRAPHY | Full | REV ASCEND | RADIOGRAPHIC UNIT; SCANNER; COMPUTED TOMOGRAPHY | GEMEDS | GE MEDICAL SYSTEMS | NMH02637 | 1234567 | NOYES MEMORIAL HOSPITAL | NOYES |  | INTERVENTIONAL RADIOLOGY - IMAGING | NMHINR-I | gnd | NMHCT2 Noyes GE Ascend CT | In Service | 11 | 2 |  |  |  |  | 250OP827360 | NMH - EQUIPMENT MNGNT INTERVENTIONAL RAD
URMC | RADSCT | RADIOGRAPHIC UNIT; SCANNER; COMPUTED TOMOGRAPHY | Depends | SOMATOM GO | RADIOGRAPHIC UNIT; SCANNER; COMPUTED TOMOGRAPHY | SIEMES | SIEMENS MED SYSTEMS | 115587 | 2024 | STRONG MEMORIAL HOSPITAL | STRONG | 11587 | RADIATION ONCOLOGY; IMAGING | RADONC-I |  | CT 2 on the right | In Service | 11 | 2 |  |  |  |  | 050OP136571 | RADIATION ONCOLOGY - SMH
URMC | RADSCT | RADIOGRAPHIC UNIT; SCANNER; COMPUTED TOMOGRAPHY | Full | REVOLUTION APEX | RADIOGRAPHIC UNIT; SCANNER; COMPUTED TOMOGRAPHY | GEMEDS | GE MEDICAL SYSTEMS | 115984 | REV2X2500054CN | STRONG MEMORIAL HOSPITAL | STRONG |  | RADIOLOGY; CT SCANNERS; IMAGING | RADICT-I | G | EDCT2 | In Service | 11 | 2 |  |  |  |  | 050OP136555 | IMAGING SCIENCES - SMH
URMC | RADSCT | RADIOGRAPHIC UNIT; SCANNER; COMPUTED TOMOGRAPHY | Full | REV MAXIMA | RADIOGRAPHIC UNIT; SCANNER; COMPUTED TOMOGRAPHY | GEMEDS | GE MEDICAL SYSTEMS | REL25361 | 123456789 | HIGHLAND HOSPITAL OF ROCHESTER | HIGHLAND |  | CT SCAN; HH | CTSCAN |  | Highaland Hospital Trailer out Front of ED. | In Service | 11 | 2 |  |  |  |  | OP857400 | CT SCAN
URMC | RADSCT | RADIOGRAPHIC UNIT; SCANNER; COMPUTED TOMOGRAPHY |  | EXCELSIUS3D | RADIOGRAPHIC UNIT; SCANNER; COMPUTED TOMOGRAPHY | GLOMED | GLOBUS MEDICAL INC. | 113520 | E3D-0226 | STRONG MEMORIAL HOSPITAL | STRONG |  | RADIOLOGY; DIAGNOSTIC; IMAGING | RADDIA-I |  |  | In Service | 11 | 2 |  |  |  |  | 050OP136555 | IMAGING SCIENCES - SMH
URMC | RADSCT | RADIOGRAPHIC UNIT; SCANNER; COMPUTED TOMOGRAPHY |  | OARM | RADIOGRAPHIC UNIT; SCANNER; COMPUTED TOMOGRAPHY | MEDNAI | MEDTRONIC NAVIGATION; INC. | 43782 | C3921 | HIGHLAND HOSPITAL OF ROCHESTER | HIGHLAND |  | MEDICAL IMAGING | DIAGRAD | 1 | OR Alcove outside of OR1 | In Service | 11 | 2 |  |  |  |  | OP857470 | MEDICAL IMAGING
URMC | RADSCT | RADIOGRAPHIC UNIT; SCANNER; COMPUTED TOMOGRAPHY | Depends | SOMATOM GO | RADIOGRAPHIC UNIT; SCANNER; COMPUTED TOMOGRAPHY | SIEMES | SIEMENS MED SYSTEMS | 107588 | 128457 | STRONG MEMORIAL HOSPITAL | STRONG |  | RADIATION ONCOLOGY; IMAGING | RADONC-I |  | CT on Left | In Service | 11 | 2 |  |  |  |  | 050OP136571 | RADIATION ONCOLOGY - SMH
URMC | RADSCT | RADIOGRAPHIC UNIT; SCANNER; COMPUTED TOMOGRAPHY |  | OARM | RADIOGRAPHIC UNIT; SCANNER; COMPUTED TOMOGRAPHY | MEDNAI | MEDTRONIC NAVIGATION; INC. | REL24392 | C3843 | STRONG MEMORIAL HOSPITAL | STRONG |  | RADIOLOGY; DIAGNOSTIC; IMAGING | RADDIA-I |  | OR | In Service | 11 | 2 |  |  |  |  | 050OP136555 | IMAGING SCIENCES - SMH
URMC | RADSCT | RADIOGRAPHIC UNIT; SCANNER; COMPUTED TOMOGRAPHY | Full | REV ASCEND | RADIOGRAPHIC UNIT; SCANNER; COMPUTED TOMOGRAPHY | GEMEDS | GE MEDICAL SYSTEMS | 114020 | AS10G2400089YC | THOMPSON HEALTH | THOHEA |  | FFT - COMPUTED TOMOGRAPHY | FFTCT | GROU | FFT HOSPITAL | In Service | 11 | 2 |  |  |  |  | FFTH77210 | FFTH - Computed Tomography
URMC | RADSCT | RADIOGRAPHIC UNIT; SCANNER; COMPUTED TOMOGRAPHY |  | OARM | RADIOGRAPHIC UNIT; SCANNER; COMPUTED TOMOGRAPHY | MEDNAI | MEDTRONIC NAVIGATION; INC. | 114058 | C3923 | THOMPSON HEALTH | THOHEA |  | FFT - OPERATING ROOM (C-ARM) | OPERAT-I |  |  | In Service | 11 | 2 |  |  |  |  | FFTH76600 | FFTH - OPERATING ROOM - IMAGING
URMC | RADSCT | RADIOGRAPHIC UNIT; SCANNER; COMPUTED TOMOGRAPHY | Assess | INCISIVE | RADIOGRAPHIC UNIT; SCANNER; COMPUTED TOMOGRAPHY | PHIMES | PHILIPS MEDICAL SYSTEMS NORTH AMERICA CO | 100335 | 34064 | STRONG MEMORIAL HOSPITAL | STRONG |  | Marketplace Advanced Imaging; Imaging | MARADI-I | G | Marketplace CT1 | In Service | 11 | 2 |  |  |  |  | 050OP137626 | Marketplace Advanced Imaging
URMC | RADSCT | RADIOGRAPHIC UNIT; SCANNER; COMPUTED TOMOGRAPHY | Full | SOMATOM CONFIDENCE | RADIOGRAPHIC UNIT; SCANNER; COMPUTED TOMOGRAPHY | SIEMENS | SIEMENS | 97831 | 100220 | STRONG MEMORIAL HOSPITAL | STRONG |  | WILMONT MEDICAL ONCOLOGY WEBSTER- IMAGING | WIMOW-I |  | 875 hard road we | In Service | 11 | 2 |  |  |  |  | 050OP136597 | CANCER CENTER; FIRST FLOOR
URMC | RADSCT | RADIOGRAPHIC UNIT; SCANNER; COMPUTED TOMOGRAPHY |  | MCT-1 | RADIOGRAPHIC UNIT; SCANNER; COMPUTED TOMOGRAPHY | JMORMC | J. MORITA MFG CORP. | 103366 | X056K000032 | STRONG MEMORIAL HOSPITAL | STRONG |  | AUDIOLOGY OFFSITE - IMAGING | AUDIOO-I |  | 2365 S. Clinton Ave; Suite 200 | In Service | 11 | 2 |  |  |  |  | 050OP137535 | AUDIOLOGY
URMC | RADSCT | RADIOGRAPHIC UNIT; SCANNER; COMPUTED TOMOGRAPHY | Assess | INCISIVE | RADIOGRAPHIC UNIT; SCANNER; COMPUTED TOMOGRAPHY | PHIMES | PHILIPS MEDICAL SYSTEMS NORTH AMERICA CO | 102582 | 34203 | STRONG MEMORIAL HOSPITAL | STRONG |  | University Imaging Batavia | UNIMBA-I |  | Batavia Imaging | In Service | 11 | 2 |  |  |  |  | 050OP137630 | University Imaging Batavia
URMC | RADSCT | RADIOGRAPHIC UNIT; SCANNER; COMPUTED TOMOGRAPHY | Assess | INCISIVE | RADIOGRAPHIC UNIT; SCANNER; COMPUTED TOMOGRAPHY | PHIMES | PHILIPS MEDICAL SYSTEMS NORTH AMERICA CO | 100921 | 34133 | STRONG MEMORIAL HOSPITAL | STRONG |  | STRONG WEST IMAGING/RADIOLOGY-IMAGING | SWIMRA-I |  | Strong West | In Service | 11 | 2 |  |  |  |  | 050OP139684 | STRONG WEST IMAGING/RADIOLOGY
URMC | RADSCT | RADIOGRAPHIC UNIT; SCANNER; COMPUTED TOMOGRAPHY | Assess | INCISIVE | RADIOGRAPHIC UNIT; SCANNER; COMPUTED TOMOGRAPHY | PHIMES | PHILIPS MEDICAL SYSTEMS NORTH AMERICA CO | 39113 | 34201 | HIGHLAND HOSPITAL OF ROCHESTER | HIGHLAND |  | CT SCAN; HH | CTSCAN |  | 1000 South Ave | In Service | 11 | 2 |  |  |  |  | OP857400 | CT SCAN
URMC | RADSCT | RADIOGRAPHIC UNIT; SCANNER; COMPUTED TOMOGRAPHY | Co-Dev | INGENUITY | SCANNER; COMPUTED TOMOGRAPHY | PHIMES | PHILIPS MEDICAL SYSTEMS NORTH AMERICA CO | SJH10450 | 68119 | ST JAMES HOSPITAL | STJAMES |  | RADIOLOGY - IMAGING | SJRADI-I | 1 | 7329 Seneca Rd North | In Service | 11 | 2 |  |  |  |  | SJH7320 | SJH - RADIOLOGY
URMC | RADSCT | RADIOGRAPHIC UNIT; SCANNER; COMPUTED TOMOGRAPHY | Full | VCT | RADIOGRAPHIC UNIT; SCANNER; COMPUTED TOMOGRAPHY | GEMEDS | GE MEDICAL SYSTEMS | 90003 | NONE | STRONG MEMORIAL HOSPITAL | STRONG |  | LAC DEVILLE IMAGING- IMAGING | LACDEI-I |  | Room 1- VCT2 | In Service | 11 | 2 |  |  |  |  | 050OP137610 | Lac DeVille Imaging
URMC | RADSCT | RADIOGRAPHIC UNIT; SCANNER; COMPUTED TOMOGRAPHY | Full | VCT | RADIOGRAPHIC UNIT; SCANNER; COMPUTED TOMOGRAPHY | GEMEDS | GE MEDICAL SYSTEMS | 90004 | NONE | STRONG MEMORIAL HOSPITAL | STRONG |  | LAC DEVILLE IMAGING- IMAGING | LACDEI-I |  | Room 2- VCT1 | In Service | 11 | 2 |  |  |  |  | 050OP137610 | Lac DeVille Imaging
URMC | RADSCT | RADIOGRAPHIC UNIT; SCANNER; COMPUTED TOMOGRAPHY |  | CBCT-EXT | RADIOGRAPHIC UNIT; SCANNER; COMPUTED TOMOGRAPHY | CARESTRE | CARESTREAM HEALTH INC. | 83567 | 2976 | STRONG MEMORIAL HOSPITAL | STRONG |  | Marketplace Advanced Imaging; Imaging | MARADI-I | G | Marketplace Mall Advanced imaging | In Service | 11 | 2 |  |  |  |  | 050OP137626 | Marketplace Advanced Imaging
URMC | RADSCT | RADIOGRAPHIC UNIT; SCANNER; COMPUTED TOMOGRAPHY |  | NL3000 | RADIOGRAPHIC UNIT; SCANNER; COMPUTED TOMOGRAPHY | NEUCOR | NEUROLOGICA CORPORATION | 77464 | 473 | STRONG MEMORIAL HOSPITAL | STRONG |  | NEURO ICU IMAGING | 8-1200-I |  | 8-1200 | In Service | 11 | 2 |  |  |  |  | 050OP134557 | 8-1200; MEDICINE
URMC | RADSCT | RADIOGRAPHIC UNIT; SCANNER; COMPUTED TOMOGRAPHY | Full | SOMATOM DEF | RADIOGRAPHIC UNIT; SCANNER; COMPUTED TOMOGRAPHY | SIEMES | SIEMENS MED SYSTEMS | 77325 | 96317 | STRONG MEMORIAL HOSPITAL | STRONG |  | UNIVERSITY IMAGING AT EAST RIVER ROAD-IMAGING | UNIMER-I | 1 | 200 East River Road | In Service | 11 | 2 |  |  |  |  | 050OP136547 | UNIVERSITY IMAGING AT EAST RIVER ROAD
URMC | RADSCT | RADIOGRAPHIC UNIT; SCANNER; COMPUTED TOMOGRAPHY | Full | SOMATOM DEF | RADIOGRAPHIC UNIT; SCANNER; COMPUTED TOMOGRAPHY | SIEMES | SIEMENS MED SYSTEMS | 77326 | 96315 | STRONG MEMORIAL HOSPITAL | STRONG |  | UNIVERSITY IMAGING AT EAST RIVER ROAD-IMAGING | UNIMER-I | 1 | 200 EAST RIVER ROAD | In Service | 11 | 2 |  |  |  |  | 050OP136547 | UNIVERSITY IMAGING AT EAST RIVER ROAD
URMC | RADSCT | RADIOGRAPHIC UNIT; SCANNER; COMPUTED TOMOGRAPHY |  | OARM | RADIOGRAPHIC UNIT; SCANNER; COMPUTED TOMOGRAPHY | MEDNAI | MEDTRONIC NAVIGATION; INC. | 76658 | C1326 | STRONG MEMORIAL HOSPITAL | STRONG |  | RADIOLOGY; DIAGNOSTIC; IMAGING | RADDIA-I | B | Operating Rooms parked near C-arm storage area | In Service | 11 | 2 |  |  |  |  | 050OP136555 | IMAGING SCIENCES - SMH
URMC | RADSCT | RADIOGRAPHIC UNIT; SCANNER; COMPUTED TOMOGRAPHY |  | NL3000 | RADIOGRAPHIC UNIT; SCANNER; COMPUTED TOMOGRAPHY | NEUCOR | NEUROLOGICA CORPORATION | 83641 | 501 | STRONG MEMORIAL HOSPITAL | STRONG |  | MOBILE STROKE UNIT- IMAGING | MOBSTU-I |  | monroe country URMC mobile stroke ambulance | In Service | 11 | 2 |  |  |  |  | 050OP136609 | MOBILE STROKE UNIT
URMC | RADSCT | RADIOGRAPHIC UNIT; SCANNER; COMPUTED TOMOGRAPHY |  | OARM | RADIOGRAPHIC UNIT; SCANNER; COMPUTED TOMOGRAPHY | MEDNAI | MEDTRONIC NAVIGATION; INC. | 81600 | C1617 | STRONG MEMORIAL HOSPITAL | STRONG |  | GCH OPERATING ROOM- IMAGING | GCHOPR-I | 4th | 4th floor; OR 5 | In Service | 11 | 2 |  |  |  |  | 050OP131575 | OPERATING ROOM; SMH
URMC | RADSCT | RADIOGRAPHIC UNIT; SCANNER; COMPUTED TOMOGRAPHY | Not presently available | 64X | SCANNER; COMPUTED TOMOGRAPHY; BRILLIANCE | PHIMES | PHILIPS MEDICAL SYSTEMS NORTH AMERICA CO | 29651 | 9259 | HIGHLAND HOSPITAL OF ROCHESTER | HIGHLAND |  | CT SCAN; HH | CTSCAN | 2 | 1000 South Ave | In Service | 11 | 2 | 5001777 | HK955836-15 | PHIMES | PHILIPS MEDICAL SYSTEMS | OP857400 | CT SCAN
URMC | RADSCT | RADIOGRAPHIC UNIT; SCANNER; COMPUTED TOMOGRAPHY | Not presently available | 64X | SCANNER; COMPUTED TOMOGRAPHY; BRILLIANCE | PHIMES | PHILIPS MEDICAL SYSTEMS NORTH AMERICA CO | 28953 | 9033 | STRONG MEMORIAL HOSPITAL | STRONG |  | RADIOLOGY; CT SCANNERS; IMAGING | RADICT-I | gn | IRCT3- 64x Philips | In Service | 11 | 2 | UK1337881-17 | UK1337881-17 | PHILMS | PHILIPS MEDICAL SYSTEMS NA | 050OP136555 | IMAGING SCIENCES - SMH
URMC | RADSCT | RADIOGRAPHIC UNIT; SCANNER; COMPUTED TOMOGRAPHY | Depends | ICT | SCANNER; COMPUTED TOMOGRAPHY; BRILLIANCE | PHIMES | PHILIPS MEDICAL SYSTEMS NORTH AMERICA CO | 62626 | 100458 | STRONG MEMORIAL HOSPITAL | STRONG |  | RADIOLOGY; CT SCANNERS; IMAGING | RADICT-I | G | EDCT1 | In Service | 11 | 2 | UK1337881-17 | UK1337881-17 | PHILMS | PHILIPS MEDICAL SYSTEMS NA | 050OP136555 | IMAGING SCIENCES - SMH
URMC | RADSCT | RADIOGRAPHIC UNIT; SCANNER; COMPUTED TOMOGRAPHY | Full | SOMATOM DEF | RADIOGRAPHIC UNIT; SCANNER; COMPUTED TOMOGRAPHY | SIEMES | SIEMENS MED SYSTEMS | 32388 | 66811 | HIGHLAND HOSPITAL OF ROCHESTER | HIGHLAND |  | WILMOT CANCER CENTER GREECE- IMAGING | WICACG-I |  | 155 Bellwood Drive | In Service | 11 | 2 | SIE MAINTENACE CONTR | HK648578-13 | SMS | SIEMENS SMEDICAL SOLUTIONS HEALTH | OP857270 | RADIATION THERAPY 2; GEEECE
URMC | RADSCT | RADIOGRAPHIC UNIT; SCANNER; COMPUTED TOMOGRAPHY | Full | SOMATOM DEF | RADIOGRAPHIC UNIT; SCANNER; COMPUTED TOMOGRAPHY | SIEMES | SIEMENS MED SYSTEMS | 32845 | 67085 | HIGHLAND HOSPITAL OF ROCHESTER | HIGHLAND |  | RADIATION ONCOLOGY; HIGHLAND | RADON1 | 1 | Radiation Oncology | In Service | 11 | 2 |  |  |  |  | OP857480 | RADIATION ONCOLOGY - HH
URMC | RADSCT | RADIOGRAPHIC UNIT; SCANNER; COMPUTED TOMOGRAPHY | Full | SOMATOM DEF | RADIOGRAPHIC UNIT; SCANNER; COMPUTED TOMOGRAPHY | SIEMES | SIEMENS MED SYSTEMS | 67178 | 66821 | STRONG MEMORIAL HOSPITAL | STRONG |  | PLUTA RADIATION ONCOLOGY- IMAGING | PLURAO-I |  | 125 Red Creek Drive | In Service | 0 | 2 | UK648554-13 | UK648554-13 | SIEMES | SIEMENS MED SYSTEMS | 050OP137542 | PLUTA RADIATION ONCOLOGY
URMC | RADSCT | RADIOGRAPHIC UNIT; SCANNER; COMPUTED TOMOGRAPHY | Full | SOMATOM DEF | RADIOGRAPHIC UNIT; SCANNER; COMPUTED TOMOGRAPHY | SIEMES | SIEMENS MED SYSTEMS | 70309 | 74145 | STRONG MEMORIAL HOSPITAL | STRONG |  | RADIOLOGY; CT SCANNERS; IMAGING | RADICT-I |  | G-1400 | In Service | 11 | 2 |  |  |  |  | 050OP136555 | IMAGING SCIENCES - SMH
URMC | RADSCT | RADIOGRAPHIC UNIT; SCANNER; COMPUTED TOMOGRAPHY | Full | LIGHTSPEED RT16 | SCANNER; COMPUTED TOMOGRAPHY | GEMEDS | GE MEDICAL SYSTEMS | 74644 | 148095HM3 | STRONG MEMORIAL HOSPITAL | STRONG |  | RADIATION ONCOLOGY; IMAGING | RADONC-I |  | 262 Banks Street Batavia | In Service | 11 | 2 |  |  |  |  | 050OP136571 | RADIATION ONCOLOGY - SMH
URMC | RADSCT | RADIOGRAPHIC UNIT; SCANNER; COMPUTED TOMOGRAPHY | Full | SOMATOM DEF | RADIOGRAPHIC UNIT; SCANNER; COMPUTED TOMOGRAPHY | SIEMES | SIEMENS MED SYSTEMS | 75925 | 96370 | THOMPSON HEALTH | THOHEA |  | FFT - COMPUTED TOMOGRAPHY | FFTCT |  | FF Thompson | In Service | 11 | 2 |  |  |  |  | FFTH77210 | FFTH - Computed Tomography
URMC | RADSCT | RADIOGRAPHIC UNIT; SCANNER; COMPUTED TOMOGRAPHY | Co-Dev | INGENUITY | SCANNER; COMPUTED TOMOGRAPHY | PHIMES | PHILIPS MEDICAL SYSTEMS NORTH AMERICA CO | 74444 | 300219 | STRONG MEMORIAL HOSPITAL | STRONG |  | RADIOLOGY; CT SCANNERS; IMAGING | RADICT-I |  | G-1400 | In Service | 11 | 2 | UK1247551-17 | UK1247551-17 | PHILMS | PHILIPS MEDICAL SYSTEMS NA | 050OP136555 | IMAGING SCIENCES - SMH
URMC | RADSPC | RADIOGRAPHIC UNIT; SPECIAL PROCEDURE | Co-Dev | FD20 | RADIOGRAPHIC ROOM; SPECIAL PROCEDURE; ALLURA | PHIMES | PHILIPS MEDICAL SYSTEMS NORTH AMERICA CO | 75648 | 978 | STRONG MEMORIAL HOSPITAL | STRONG |  | CARDIOLOGY; CARDIAC CATH LAB ;IMAGING | CARCA2-I |  | CATH LAB 4 | In Service | 11 | 2 | UK1247600-17 | UK1247600-17 | PHILMS | PHILIPS MEDICAL SYSTEMS NA | 050OP135525 | CARDIOLOGY; CARDIAC CATH LAB
URMC | RADSPC | RADIOGRAPHIC UNIT; SPECIAL PROCEDURE | Co-Dev | INNOVA 620 | RADIOGRAPHIC UNIT; SPECIAL PROCEDURE | GEMEDS | GE MEDICAL SYSTEMS | 70660 | 5404PAC116831 | STRONG MEMORIAL HOSPITAL | STRONG |  | CARDIOLOGY; CARDIAC CATH LAB ;IMAGING | CARCA2-I | G | CATH LAB 2 | In Service | 11 | 2 | 99990689A | UK955047-15 | GEMWAU | GE MEDICAL SYSTEMS -WAUKESHA | 050OP135525 | CARDIOLOGY; CARDIAC CATH LAB
URMC | RADSPC | RADIOGRAPHIC UNIT; SPECIAL PROCEDURE | Co-Dev | FD20 | RADIOGRAPHIC ROOM; SPECIAL PROCEDURE; ALLURA | PHIMES | PHILIPS MEDICAL SYSTEMS NORTH AMERICA CO | 65730 | 1854 | NOYES MEMORIAL HOSPITAL | NOYES |  | INTERVENTIONAL RADIOLOGY | NMHINTRA |  |  | In Service | 11 | 2 | UK1337881-17 | UK1337881-17 | PHILMS | PHILIPS MEDICAL SYSTEMS NA | 250OP827360 | NMH - EQUIPMENT MNGNT INTERVENTIONAL RAD
URMC | RADSPC | RADIOGRAPHIC UNIT; SPECIAL PROCEDURE | Co-Dev | FD20/20 | RADIOGRAPHIC ROOM; SPECIAL PROCEDURE; ALLURA | PHIMES | PHILIPS MEDICAL SYSTEMS NORTH AMERICA CO | 67898 | 62 | STRONG MEMORIAL HOSPITAL | STRONG |  | OPERATING ROOM; IMAGING | OPEROO-I | B | OR 11 | In Service | 11 | 2 | UK1337881-17 | UK1337881-17 | PHILMS | PHILIPS MEDICAL SYSTEMS NA | 050OP131575 | OPERATING ROOM; SMH
URMC | RADSPC | RADIOGRAPHIC UNIT; SPECIAL PROCEDURE | Co-Dev | FD20 | RADIOGRAPHIC ROOM; SPECIAL PROCEDURE; ALLURA | PHIMES | PHILIPS MEDICAL SYSTEMS NORTH AMERICA CO | 60974 | 1622 | STRONG MEMORIAL HOSPITAL | STRONG |  | CARDIOLOGY; CARDIAC CATH LAB ;IMAGING | CARCA2-I | G | Cath Lab 3 | In Service | 11 | 2 | UK1337881-17 | UK1337881-17 | PHILMS | PHILIPS MEDICAL SYSTEMS NA | 050OP135525 | CARDIOLOGY; CARDIAC CATH LAB
URMC | RADSPC | RADIOGRAPHIC UNIT; SPECIAL PROCEDURE | Co-Dev | FD20 | RADIOGRAPHIC ROOM; SPECIAL PROCEDURE; ALLURA | PHIMES | PHILIPS MEDICAL SYSTEMS NORTH AMERICA CO | 62891 | 1115 | STRONG MEMORIAL HOSPITAL | STRONG |  | CARDIOLOGY; CARDIAC CATH LAB ;IMAGING | CARCA2-I | G | CATH LAB 1 | In Service | 11 | 2 | UK1337881-17 | UK1337881-17 | PHILMS | PHILIPS MEDICAL SYSTEMS NA | 050OP135525 | CARDIOLOGY; CARDIAC CATH LAB
URMC | RADSPC | RADIOGRAPHIC UNIT; SPECIAL PROCEDURE | Co-Dev | ARTIS ZEE | RADIOGRAPHIC ROOM; SPECIAL PROCEDURE | SIEMES | SIEMENS MED SYSTEMS | 50977 | 140202 | STRONG MEMORIAL HOSPITAL | STRONG | 50977 | CARDIOLOGY; ELECTROPHYSIOLOGY; IMAGING | CARELE-I |  | EP-3 | In Service | 11 | 2 | 1-6JVA1V | UK727542-13 | SIEMES | SIEMENS MED SYSTEMS | 050OP135570 | CARDIOLOGY;ELECTROPHYSIOLOGY G-1200
URMC | RADSPC | RADIOGRAPHIC UNIT; SPECIAL PROCEDURE | Co-Dev | FD20 | RADIOGRAPHIC ROOM; SPECIAL PROCEDURE; ALLURA | PHIMES | PHILIPS MEDICAL SYSTEMS NORTH AMERICA CO | 55762 | 643 | STRONG MEMORIAL HOSPITAL | STRONG |  | UNIVERSITY IMAGING AT EAST RIVER ROAD-IMAGING | UNIMER-I | 1 | East River Road IR | In Service | 11 | 2 |  |  |  |  | 050OP136547 | UNIVERSITY IMAGING AT EAST RIVER ROAD
URMC | RADSPC | RADIOGRAPHIC UNIT; SPECIAL PROCEDURE | Co-Dev | ARTIS ZEE | RADIOGRAPHIC ROOM; SPECIAL PROCEDURE | SIEMES | SIEMENS MED SYSTEMS | 56778 | 136290 | STRONG MEMORIAL HOSPITAL | STRONG |  | CARDIOLOGY; ELECTROPHYSIOLOGY; IMAGING | CARELE-I |  | EP Lab 1 | In Service | 11 | 2 | 1-6JVA1V | UK727542-13 | SIEMES | SIEMENS MED SYSTEMS | 050OP135570 | CARDIOLOGY;ELECTROPHYSIOLOGY G-1200
URMC | RADSPC | RADIOGRAPHIC UNIT; SPECIAL PROCEDURE | Co-Dev | ARTIS Q ZEN BI-PLANE | RADIOGRAPHIC UNIT; SPECIAL PROCEDURE | SIEMES | SIEMENS MED SYSTEMS | 77154 | 123224 | STRONG MEMORIAL HOSPITAL | STRONG |  | GCH PEDIATRIC CATH LAB- IMAGING | PEDCAT-I | 4th | GCH 4th floor | In Service | 11 | 2 | UK1209857-16 | UK1209857-16 | SMS | SIEMENS SMEDICAL SOLUTIONS HEALTH | 050OP135525 | CARDIOLOGY; CARDIAC CATH LAB
URMC | RADSPC | RADIOGRAPHIC UNIT; SPECIAL PROCEDURE | Co-Dev | ARTIS PHENO | RADIOGRAPHIC UNIT; SPECIAL PROCEDURE | SIEMES | SIEMENS MED SYSTEMS | 35678 | 164048 | HIGHLAND HOSPITAL OF ROCHESTER | HIGHLAND |  | MEDICAL IMAGING | DIAGRAD | 1 | 1000 South Ave | In Service | 11 | 2 |  |  |  |  | OP857470 | MEDICAL IMAGING
URMC | RADSPC | RADIOGRAPHIC UNIT; SPECIAL PROCEDURE | Assess | AZURION 7 M20 | RADIOGRAPHIC UNIT; SPECIAL PROCEDURE | PHIMES | PHILIPS MEDICAL SYSTEMS NORTH AMERICA CO | 91384 | 1226 | STRONG MEMORIAL HOSPITAL | STRONG |  | RADIOLOGY; ANGIOGRAPHY; IMAGING | RADANG-I | G | IR4 | In Service | 11 | 2 |  |  |  |  | 050OP136600 | IMAGING SCIENCES; ANGIOGRAPHY
URMC | RADSPC | RADIOGRAPHIC UNIT; SPECIAL PROCEDURE | Assess | AZURION 7 M20 | RADIOGRAPHIC UNIT; SPECIAL PROCEDURE | PHIMES | PHILIPS MEDICAL SYSTEMS NORTH AMERICA CO | 91386 | 1232 | STRONG MEMORIAL HOSPITAL | STRONG |  | RADIOLOGY; ANGIOGRAPHY; IMAGING | RADANG-I | G | IR6 | In Service | 11 | 2 |  |  |  |  | 050OP136600 | IMAGING SCIENCES; ANGIOGRAPHY
URMC | RADSPC | RADIOGRAPHIC UNIT; SPECIAL PROCEDURE | Assess | AZURION 7 M20 | RADIOGRAPHIC UNIT; SPECIAL PROCEDURE | PHIMES | PHILIPS MEDICAL SYSTEMS NORTH AMERICA CO | 91388 | 1236 | STRONG MEMORIAL HOSPITAL | STRONG |  | RADIOLOGY; ANGIOGRAPHY; IMAGING | RADANG-I | G | IR8 | In Service | 11 | 2 |  |  |  |  | 050OP136600 | IMAGING SCIENCES; ANGIOGRAPHY
URMC | RADSPC | RADIOGRAPHIC UNIT; SPECIAL PROCEDURE | Assess | AZURION 7 M20 | RADIOGRAPHIC UNIT; SPECIAL PROCEDURE | PHIMES | PHILIPS MEDICAL SYSTEMS NORTH AMERICA CO | 91390 | 1237 | STRONG MEMORIAL HOSPITAL | STRONG |  | RADIOLOGY; ANGIOGRAPHY; IMAGING | RADANG-I | G | IR10 | In Service | 11 | 2 |  |  |  |  | 050OP136600 | IMAGING SCIENCES; ANGIOGRAPHY
URMC | RADSPC | RADIOGRAPHIC UNIT; SPECIAL PROCEDURE | Co-Dev | ARTIS Q ZEN FLOOR | RADIOGRAPHIC UNIT; SPECIAL PROCEDURE | SIEMES | SIEMENS MED SYSTEMS | 88685 | 105132 | STRONG MEMORIAL HOSPITAL | STRONG |  | CARDIOLOGY; ELECTROPHYSIOLOGY; IMAGING | CARELE-I |  | EP2 | In Service | 11 | 2 |  |  |  |  | 050OP135570 | CARDIOLOGY;ELECTROPHYSIOLOGY G-1200
URMC | RADSPC | RADIOGRAPHIC UNIT; SPECIAL PROCEDURE | Assess | AZURION FLEXARM | RADIOGRAPHIC UNIT; SPECIAL PROCEDURE | PHIMES | PHILIPS MEDICAL SYSTEMS NORTH AMERICA CO | 96052 | 3440 | STRONG MEMORIAL HOSPITAL | STRONG |  | RADIOLOGY; ANGIOGRAPHY; IMAGING | RADANG-I | B | OR7 | In Service | 11 | 2 |  |  |  |  | 050OP136600 | IMAGING SCIENCES; ANGIOGRAPHY
URMC | RADSPC | RADIOGRAPHIC UNIT; SPECIAL PROCEDURE | Assess | AZURION 7 M20 | RADIOGRAPHIC UNIT; SPECIAL PROCEDURE | PHIMES | PHILIPS MEDICAL SYSTEMS NORTH AMERICA CO | 94687 | 194 | STRONG MEMORIAL HOSPITAL | STRONG |  | RADIOLOGY; ANGIOGRAPHY; IMAGING | RADANG-I | G | IR9 | In Service | 11 | 2 |  |  |  |  | 050OP136600 | IMAGING SCIENCES; ANGIOGRAPHY
URMC | RADSPC | RADIOGRAPHIC UNIT; SPECIAL PROCEDURE | Assess | AZURION 7 M20 | RADIOGRAPHIC UNIT; SPECIAL PROCEDURE | PHIMES | PHILIPS MEDICAL SYSTEMS NORTH AMERICA CO | 99889 | 72224-45 | THOMPSON HEALTH | THOHEA |  | FFT - INTERVENTIONAL RADIOLOGY | FFTHIR | G | Radiology Department IR Ground Floor | In Service | 11 | 2 |  |  |  |  | FFTH77260 | FFTH - INTERVENTIONAL RADIOLOGY
URMC | RADSPC | RADIOGRAPHIC UNIT; SPECIAL PROCEDURE | Assess | AZURION 7 M20 | RADIOGRAPHIC UNIT; SPECIAL PROCEDURE | PHIMES | PHILIPS MEDICAL SYSTEMS NORTH AMERICA CO | 105952 | 1403 | STRONG MEMORIAL HOSPITAL | STRONG |  | PEDIATRIC IMAGING | PEDIMA-I |  | PEDS IR ROOM | In Service | 11 | 2 |  |  |  |  | 050OP136555 | IMAGING SCIENCES - SMH
URMC | RADSPC | RADIOGRAPHIC UNIT; SPECIAL PROCEDURE | Assess | AZURION 7 M20 | RADIOGRAPHIC UNIT; SPECIAL PROCEDURE | PHIMES | PHILIPS MEDICAL SYSTEMS NORTH AMERICA CO | 42264 | 4778 | HIGHLAND HOSPITAL OF ROCHESTER | HIGHLAND |  | SPECIAL PROCEDURES | SPEPRO | SE | IR/Specials. Code 722 224 | In Service | 11 | 2 |  |  |  |  | OP857180 | SPECIAL PROCEDURES
URMC | RADSPC | RADIOGRAPHIC UNIT; SPECIAL PROCEDURE | Not presently available | SHARP FM | RADIOGRAPHIC UNIT; SPECIAL PROCEDURE | SIEMENS | SIEMENS | NMH02636 | BH8MW04 | NOYES MEMORIAL HOSPITAL | NOYES |  | ORTHOPEDICS - DANSVILLE | NMHREGOR |  | Park at the back of the hospital and enter at the Riley Medical entrance next to the ED | In Service | 11 | 2 |  |  |  |  | 250OP826115 | NMH - ORTHOPEDICS DANSVILLE
URMC | RADUGP | RADIOGRAPHIC UNIT; GENERAL PURPOSE |  | DRX ASCEND | RADIOGRAPHIC UNIT; GENERAL PURPOSE | CARESTRE | CARESTREAM HEALTH INC. | NMH03154 | 1703050 | NOYES MEMORIAL HOSPITAL | NOYES |  | NOYES RADIOLOGY IMAGING | NMHRAD-I |  |  | In Service | 11 | 2 |  |  |  |  | 250OP827320 | NMH - EQUIPMENT MNGNT RADIOLOGY SERVICES
URMC | RADUGP | RADIOGRAPHIC UNIT; GENERAL PURPOSE |  | PATHVISION23X29 | RADIOGRAPHIC UNIT; GENERAL PURPOSE | HOLINC | HOLOGIC; INC | 107093 | 2327A40637 | STRONG MEMORIAL HOSPITAL | STRONG |  | Surgical Pathology Bailey Rd. Imaging | SURPAB-I |  |  | In Service | 11 | 2 |  |  |  |  | 050OP135542 | SURGICAL PATHOLOGY
URMC | RADUGP | RADIOGRAPHIC UNIT; GENERAL PURPOSE |  | DRX ASCEND | RADIOGRAPHIC UNIT; GENERAL PURPOSE | CARESTRE | CARESTREAM HEALTH INC. | 96100 | 2007 | THOMPSON HEALTH | THOHEA |  | FFT- URGENT CARE-IMAGING | FFTURC-I | G | 699 S. Main St; Suite 5 | In Service | 11 | 2 |  |  |  |  | FFTH817331 | FFT- CANANDAIGUA URGENT CARE- IMAGING
URMC | RADUGP | RADIOGRAPHIC UNIT; GENERAL PURPOSE |  | DRX1 | DIGITAL IMAGING SYSTEM | CARESTRE | CARESTREAM HEALTH INC. | 39305 | 70170 | UR MEDICAL FACULTY GROUP | URMFG |  | HENRIETTA URGENT CARE; FACULTY PRACTICE; IMAGING | HENURC-I | 1 | 1300 Jefferson Rd | Storage; Operational | 11 | 2 |  |  |  |  | 091OP347385 | HENRIETTA URGENT CARE
URMC | RADUGP | RADIOGRAPHIC UNIT; GENERAL PURPOSE |  | DIGITAL DIAGNOST | RADIOGRAPHIC UNIT; GENERAL PURPOSE | PHIMES | PHILIPS MEDICAL SYSTEMS NORTH AMERICA CO | SJH10171 | 19000368 | ST JAMES HOSPITAL | STJAMES |  | RADIOLOGY - IMAGING | SJRADI-I | 1 | 7329 Seneca Rd North | In Service | 11 | 2 |  |  |  |  | SJH7320 | SJH - RADIOLOGY
URMC | RADUGP | RADIOGRAPHIC UNIT; GENERAL PURPOSE |  | DRX ASCEND | RADIOGRAPHIC UNIT; GENERAL PURPOSE | CARESTRE | CARESTREAM HEALTH INC. | 38519 | QRAD-2OR-04052 | HIGHLAND HOSPITAL OF ROCHESTER | HIGHLAND |  | MEDICAL IMAGING | DIAGRAD | 1 | Anthony Jordan Health Center - 82 Holland St; Rochester | In Service | 11 | 2 |  |  |  |  | OP857470 | MEDICAL IMAGING
URMC | RADUGP | RADIOGRAPHIC UNIT; GENERAL PURPOSE |  | DRX ASCEND | RADIOGRAPHIC UNIT; GENERAL PURPOSE | CARESTRE | CARESTREAM HEALTH INC. | 35130 | QG65-16R-1139 | HIGHLAND HOSPITAL OF ROCHESTER | HIGHLAND |  | ORTHOPAEDICS - HH | ORTHHH | 2 | 1000 South Ave - Chest Room | In Service | 11 | 2 |  |  |  |  | OP857700 | ORTHOPAEDICS - HH
URMC | RADUGP | RADIOGRAPHIC UNIT; GENERAL PURPOSE |  | DRX ASCEND | RADIOGRAPHIC UNIT; GENERAL PURPOSE | CARESTRE | CARESTREAM HEALTH INC. | 76306 | QRAD-16R-1150 | UR MEDICAL FACULTY GROUP | URMFG |  | UR URGENT CARE PENFIELD- IMAGING | URURCP-I | 1 | 2134 Penfield Rd. | In Service | 11 | 2 |  |  |  |  | 091OP347423 | UR URGENT CARE PENFIELD
URMC | RADUGP | RADIOGRAPHIC UNIT; GENERAL PURPOSE |  | DRX ASCEND | RADIOGRAPHIC UNIT; GENERAL PURPOSE | CARESTRE | CARESTREAM HEALTH INC. | 77317 | QG65-17R-03026 | STRONG MEMORIAL HOSPITAL | STRONG |  | UR URGENT CARE AYRAULT ROAD-IMAGING | URUCFA-I | 1 | 800 Ayrault Rd; Suite 160 | In Service | 11 | 2 | UK1317377-17 | UK1317377-17 | CHI476 | CARESTREAM HEALTH INC. - ROCHESTER | 050OP136555 | IMAGING SCIENCES - SMH
URMC | RADUGP | RADIOGRAPHIC UNIT; GENERAL PURPOSE |  | MB-700 A/C | RADIOGRAPHIC UNIT; GENERAL PURPOSE | XCEXRA | X-CEL XRAY CORP | 76801 | 621760 | UR MEDICAL FACULTY GROUP | URMFG |  | ORTHO PODIATRY BRIGHTON - IMAGING | ORTPOB-I |  | 2225 SOUTH CLINTON AVE | In Service | 11 | 2 |  |  |  |  | 091OP347461 | ORTHO PODIATRY BRIGHTON
URMC | RADUGP | RADIOGRAPHIC UNIT; GENERAL PURPOSE |  | MB-700 A/C | RADIOGRAPHIC UNIT; GENERAL PURPOSE | XCEXRA | X-CEL XRAY CORP | 76803 | 621782 | UR MEDICAL FACULTY GROUP | URMFG |  | ORTHO PODIATRY GREECE - IMAGING | ORTPOG-I | 2 | 2300 WEST RIDGE ROAD | In Service | 11 | 2 |  |  |  |  | 091OP347462 | ORTHO PODIATRY GREECE
URMC | RADUGP | RADIOGRAPHIC UNIT; GENERAL PURPOSE |  | DRX ASCEND | RADIOGRAPHIC UNIT; GENERAL PURPOSE | CARESTRE | CARESTREAM HEALTH INC. | 83604 | 7003 | STRONG MEMORIAL HOSPITAL | STRONG |  | UR MEDICINE URGENT CARE PERINTON- IMAGING | URMUCP-I | 1 | 1669 Pittsford-Victor Rd | In Service | 11 | 2 | 291725-SA | UK1825086-19 | CHI476 | CARESTREAM HEALTH INC. - ROCHESTER | 050OP138561 | UR MEDICINE URGENT CARE PERINTON
URMC | RADUGP | RADIOGRAPHIC UNIT; GENERAL PURPOSE |  | DRX1 | DIGITAL IMAGING SYSTEM | CARESTRE | CARESTREAM HEALTH INC. | 78908 | 10006 | STRONG MEMORIAL HOSPITAL | STRONG |  | URMC SURGERY CENTER-SAWGRASS; IMAGING | URMCSC-I | 1 | 180 Sawgrass Dr. - P27 | In Service | 11 | 2 | UK1559832-18 | UK1559832-18 | CHI476 | CARESTREAM HEALTH INC. - ROCHESTER | 050OP134539 | URMC SURGERY CENTER - SAWGRASS
URMC | RADUGP | RADIOGRAPHIC UNIT; GENERAL PURPOSE |  | DRX ASCEND | RADIOGRAPHIC UNIT; GENERAL PURPOSE | CARESTRE | CARESTREAM HEALTH INC. | 77175 | QRAD-17R-10047 | STRONG MEMORIAL HOSPITAL | STRONG |  | UR MEDICINE URGENT CARE GREECE- IMAGING | URMUCG-I | 1 | 2047 West Ridge Rd. | In Service | 11 | 2 |  |  |  |  | 050OP138150 | UR MEDICINE URGENT CARE GREECE
URMC | RADUGP | RADIOGRAPHIC UNIT; GENERAL PURPOSE |  | DRX ASCEND | RADIOGRAPHIC UNIT; GENERAL PURPOSE | CARESTRE | CARESTREAM HEALTH INC. | 77181 | QRAD-17R-11012 | UR MEDICAL FACULTY GROUP | URMFG |  | ORTHO WEBSTER- IMAGING | ORTWEB-I |  | 1672 Empire Blvd | In Service | 11 | 2 | UK1569225-18 | UK1569225-18 | CHI476 | CARESTREAM HEALTH INC. - ROCHESTER | 091OP347524 | ORTHO WEBSTER
URMC | RADUGP | RADIOGRAPHIC UNIT; GENERAL PURPOSE |  | DRX ASCEND | RADIOGRAPHIC UNIT; GENERAL PURPOSE | CARESTRE | CARESTREAM HEALTH INC. | 84196 | 8007 | STRONG MEMORIAL HOSPITAL | STRONG |  | PITTSFORD URGENT CARE; IMAGING | PITURC-I | 1 | 3400 Monroe Avenue | In Service | 11 | 2 | 321220-SA | UK1825017-19 | CHI476 | CARESTREAM HEALTH INC. - ROCHESTER | 050OP138563 | PITTSFORD URGENT CARE
URMC | RADUGP | RADIOGRAPHIC UNIT; GENERAL PURPOSE |  | BDXC-700 | X-RAY SYSTEM | XCEXRA | X-CEL XRAY CORP | 83967 | 672232 | UR MEDICAL FACULTY GROUP | URMFG |  | ORTHO PODIATRY WEBSTER - IMAGING | ORTPOW-I |  | 1672 EMPIRE BLVD.; WEBSTER | In Service | 11 | 2 |  |  |  |  | 091OP347463 | ORTHO PODIATRY WEBSTER
URMC | RADUGP | RADIOGRAPHIC UNIT; GENERAL PURPOSE |  | OPTIMAXR646 | RADIOGRAPHIC UNIT; GENERAL PURPOSE | GEMEDS | GE MEDICAL SYSTEMS | 80214 | 1040673WK4 | THOMPSON HEALTH | THOHEA |  | FFT - DIAGNOSTIC IMAGING (X-RAY) | DIAIMA | 1 | X-Ray Room 1 | In Service | 11 | 2 |  |  |  |  | FFTH77200 | FFTH - DIAGNOSTIC IMAGING
URMC | RADUGP | RADIOGRAPHIC UNIT; GENERAL PURPOSE |  | OPTIMAXR646 | RADIOGRAPHIC UNIT; GENERAL PURPOSE | GEMEDS | GE MEDICAL SYSTEMS | 84604 | 1040840WK9 | THOMPSON HEALTH | THOHEA |  | FFT - DIAGNOSTIC IMAGING (X-RAY) | DIAIMA | 1 | X-Ray Room 2 | In Service | 11 | 2 |  |  |  |  | FFTH77200 | FFTH - DIAGNOSTIC IMAGING
URMC | RADUGP | RADIOGRAPHIC UNIT; GENERAL PURPOSE |  | DIGITAL DIAGNOST | RADIOGRAPHIC UNIT; GENERAL PURPOSE | PHIMES | PHILIPS MEDICAL SYSTEMS NORTH AMERICA CO | SJH10569 | 18000391 | ST JAMES HOSPITAL | STJAMES |  | RADIOLOGY - IMAGING | SJRADI-I | 1 | 7309 Seneca Rd North; MOB Suite 108 | In Service | 11 | 2 |  |  |  |  | SJH7320 | SJH - RADIOLOGY
URMC | RADUGP | RADIOGRAPHIC UNIT; GENERAL PURPOSE |  | DRX ASCEND | RADIOGRAPHIC UNIT; GENERAL PURPOSE | CARESTRE | CARESTREAM HEALTH INC. | 86881 | QR65-19R-03041 | STRONG MEMORIAL HOSPITAL | STRONG |  | STRONG URGENT CARE - SPENCERPORT | STRUCS | 1 | 42 Nichols Street | In Service | 11 | 2 |  |  |  |  | 050OP139681 | STRONG URGENT CARE - SPENCERPORT
URMC | RADUGP | RADIOGRAPHIC UNIT; GENERAL PURPOSE |  | DRX1 | DIGITAL IMAGING SYSTEM | CARESTRE | CARESTREAM HEALTH INC. | 87150 | K52409326 | UR MEDICAL FACULTY GROUP | URMFG |  | IMAGING SCIENCES @ OCCUPATIONAL MEDICINE- IMAGING | ISOCME-I | 2 | 400 Red Creek Drive; Suite 220 | In Service | 11 | 2 |  |  |  |  | 091OP347560 | IMAGING SCIENCES @ OCCUPATIONAL MEDICINE
URMC | RADUGP | RADIOGRAPHIC UNIT; GENERAL PURPOSE |  | DRX1 | DIGITAL IMAGING SYSTEM | CARESTRE | CARESTREAM HEALTH INC. | 58734 | 2075 | STRONG MEMORIAL HOSPITAL | STRONG |  | RADIOLOGY; DIAGNOSTIC; IMAGING | RADDIA-I | G | ED Trauma #1 | In Service | 11 | 2 | UK1241491-16 | UK1241491-16 | CHI476 | CARESTREAM HEALTH INC. - ROCHESTER | 050OP136555 | IMAGING SCIENCES - SMH
URMC | RADUGP | RADIOGRAPHIC UNIT; GENERAL PURPOSE |  | DRX1 | DIGITAL IMAGING SYSTEM | CARESTRE | CARESTREAM HEALTH INC. | 58936 | 2073 | STRONG MEMORIAL HOSPITAL | STRONG |  | RADIOLOGY; DIAGNOSTIC; IMAGING | RADDIA-I | G | ED Trauma #2 | In Service | 11 | 2 | UK1241491-16 | UK1241491-16 | CHI476 | CARESTREAM HEALTH INC. - ROCHESTER | 050OP136555 | IMAGING SCIENCES - SMH
URMC | RADUGP | RADIOGRAPHIC UNIT; GENERAL PURPOSE |  | DRX ASCEND | RADIOGRAPHIC UNIT; GENERAL PURPOSE | CARESTRE | CARESTREAM HEALTH INC. | 62818 | 7532 | STRONG MEMORIAL HOSPITAL | STRONG |  | RADIOLOGY; DIAGNOSTIC; IMAGING | RADDIA-I | 1 | Strong West Ortho. | In Service | 11 | 2 | UK1466312-18 | UK1466312-18 | CHI476 | CARESTREAM HEALTH INC. - ROCHESTER | 050OP136555 | IMAGING SCIENCES - SMH
URMC | RADUGP | RADIOGRAPHIC UNIT; GENERAL PURPOSE |  | DRX ASCEND | RADIOGRAPHIC UNIT; GENERAL PURPOSE | CARESTRE | CARESTREAM HEALTH INC. | 35075 | 1105 | HIGHLAND HOSPITAL OF ROCHESTER | HIGHLAND |  | PENFIELD X-RAY | PENFIELD | 1 | 2212 Penfield Rd | In Service | 11 | 2 |  |  |  |  | OP857190 | PENFIELD X-RAY
URMC | RADUGP | RADIOGRAPHIC UNIT; GENERAL PURPOSE |  | DRX ASCEND | RADIOGRAPHIC UNIT; GENERAL PURPOSE | CARESTRE | CARESTREAM HEALTH INC. | 74290 | QG65G-16R-0412 | STRONG MEMORIAL HOSPITAL | STRONG |  | RADIOLOGY; DIAGNOSTIC; IMAGING | RADDIA-I | G | G-1400 | In Service | 11 | 2 | UK1440073-17 | UK1440073-17 | CHI476 | CARESTREAM HEALTH INC. - ROCHESTER | 050OP136555 | IMAGING SCIENCES - SMH
URMC | RADUND | RADIOGRAPHIC UNIT; DENTAL |  | PROONE | RADIOGRAPHIC UNIT; DENTAL | PLANMECA | PLANMECA | 74719 | PRO0760071 | EASTMAN DENTAL CENTER | EASDEC |  | SMILEMOBILE #5-DENTISTRY-EDC | SMIMO5 |  |  | In Service | 11 | 2 |  |  |  |  | 092OP112314 | EDC - ADMINISTRATIVE ACCOUNT
URMC | RADUND | RADIOGRAPHIC UNIT; DENTAL |  | NOMAD PRO 2 | RADIOGRAPHIC UNIT; DENTAL | ARIINC | ARIBEX INC. | 75306 | XD-130828-01 | STRONG MEMORIAL HOSPITAL | STRONG |  | OPERATING RM; 2ND FLR; GYN/EYE/DEN;IMAGI | OPEGED-I | 2 | 2nd Floor OR | In Service | 11 | 2 |  |  |  |  | 050OP131575 | OPERATING ROOM; SMH
URMC | RADUND | RADIOGRAPHIC UNIT; DENTAL |  | PROMAX | RADIOGRAPHIC UNIT; DENTAL | PLANMECA | PLANMECA | 71139 | RPX251400 | EASTMAN DENTAL CENTER | EASDEC |  | EDC - PEDIATRIC DENTISTRY CLINIC | PEDDEC |  |  | In Service | 11 | 2 |  |  |  |  | 092OP112314 | EDC - ADMINISTRATIVE ACCOUNT
URMC | RADUND | RADIOGRAPHIC UNIT; DENTAL |  | CS 9300 3D | RADIOGRAPHIC UNIT; DENTAL | CARESTRE | CARESTREAM HEALTH INC. | 71107 | DDXL061 | EASTMAN DENTAL CENTER | EASDEC |  | EDC - PEDIATRIC DENTISTRY CLINIC | PEDDEC |  | PEDS ORTHODONTICS | In Service | 11 | 2 |  |  |  |  | 092OP112314 | EDC - ADMINISTRATIVE ACCOUNT
URMC | RADUND | RADIOGRAPHIC UNIT; DENTAL |  | ECPROLINE | RADIOGRAPHIC UNIT; DENTAL | PLANMECA | PLANMECA | 64917 | REC404626 | EASTMAN DENTAL CENTER | EASDEC |  | EDC - PEDIATRIC DENTISTRY CLINIC | PEDDEC | 1 | Eastman Dental | In Service | 11 | 2 |  |  |  |  | 092OP112314 | EDC - ADMINISTRATIVE ACCOUNT
URMC | RADUND | RADIOGRAPHIC UNIT; DENTAL |  | ECPROLINE | RADIOGRAPHIC UNIT; DENTAL | PLANMECA | PLANMECA | 64944 | 950117 | STRONG MEMORIAL HOSPITAL | STRONG |  | AC-4; CLINICAL DENTISTRY; IMAGING | AC4CLD-I | 4 | Strong ACF | In Service | 11 | 2 |  |  |  |  | 050OP137519 | AC-4; CLINICAL DENTISTRY
URMC | RADUND | RADIOGRAPHIC UNIT; DENTAL |  | PROONE | RADIOGRAPHIC UNIT; DENTAL | PLANMECA | PLANMECA | 60028 | PRO0757616 | EASTMAN DENTAL CENTER | EASDEC |  | HIGHLAND DENTAL IMAGING | HIGDEN-I | G | Professional Office Building; Suite 020 | In Service | 0 | 2 |  |  |  |  | 092OP112314 | EDC - ADMINISTRATIVE ACCOUNT
URMC | RADUND | RADIOGRAPHIC UNIT; DENTAL |  | NOMAD PRO 2 | RADIOGRAPHIC UNIT; DENTAL | ARIINC | ARIBEX INC. | 62996 | XD-130828-01 | STRONG MEMORIAL HOSPITAL | STRONG |  | OPERATING RM; 2ND FLR; GYN/EYE/DEN;IMAGI | OPEGED-I |  | 2ND FLOOR OR | In Service | 11 | 2 |  |  |  |  | 050OP131575 | OPERATING ROOM; SMH
URMC | RADUND | RADIOGRAPHIC UNIT; DENTAL |  | 2100 | RADIOGRAPHIC UNIT; DENTAL | CARESTRE | CARESTREAM HEALTH INC. | 53966 | 102000665 | STRONG MEMORIAL HOSPITAL | STRONG |  | URMC SURGERY CENTER-SAWGRASS; IMAGING | URMCSC-I | 1 | Sawgrass; Minor OR | In Service | 11 | 2 |  |  |  |  | 050OP134539 | URMC SURGERY CENTER - SAWGRASS
URMC | RADUND | RADIOGRAPHIC UNIT; DENTAL |  | PROSTYLEINTRA | RADIOGRAPHIC UNIT; DENTAL | PLANMECA | PLANMECA | 28979 | IXRA 15942 | STRONG MEMORIAL HOSPITAL | STRONG |  | EMERGENCY DEPT-SMH; IMAGING | ED-SMH-I |  | ROOM 55 | In Service | 11 | 2 |  |  |  |  | 050OP138501 | EMERGENCY DEPARTMENT -SMH
URMC | RADUND | RADIOGRAPHIC UNIT; DENTAL |  | PROVECTA70 | DENTAL X-RAY UNIT | AIRTEC | AIR TECHNIQUES INC. | 43597 | 1197 | STRONG MEMORIAL HOSPITAL | STRONG |  | GCH OPERATING ROOM- IMAGING | GCHOPR-I |  | GCH OR 4th FLOOR (4.1121) | In Service | 11 | 2 |  |  |  |  | 050OP131575 | OPERATING ROOM; SMH
URMC | RADUND | RADIOGRAPHIC UNIT; DENTAL |  | INTRAORAL X RAY | RADIOGRAPHIC UNIT; DENTAL | PLANMECA | PLANMECA | 52493 | IXRF 075134 | EASTMAN DENTAL CENTER | EASDEC |  | DENTISTRY; FACULTY PRACTICE; IMAGING | DENFPG-I | 2 | Dental Faculty Practice Group | In Service | 11 | 2 |  |  |  |  | 092OP112314 | EDC - ADMINISTRATIVE ACCOUNT
URMC | RADUND | RADIOGRAPHIC UNIT; DENTAL |  | PROSTYLEINTRA | RADIOGRAPHIC UNIT; DENTAL | PLANMECA | PLANMECA | 52497 | IXRA 10538 | EASTMAN DENTAL CENTER | EASDEC |  | DENTISTRY; FACULTY PRACTICE; IMAGING | DENFPG-I |  |  | In Service | 11 | 2 |  |  |  |  | 092OP112314 | EDC - ADMINISTRATIVE ACCOUNT
URMC | RADUND | RADIOGRAPHIC UNIT; DENTAL |  | PROSTYLEINTRA | RADIOGRAPHIC UNIT; DENTAL | PLANMECA | PLANMECA | 52494 | IXRA 10541 | EASTMAN DENTAL CENTER | EASDEC |  | DENTISTRY; FACULTY PRACTICE; IMAGING | DENFPG-I |  |  | In Service | 11 | 2 |  |  |  |  | 092OP112314 | EDC - ADMINISTRATIVE ACCOUNT
URMC | RADUND | RADIOGRAPHIC UNIT; DENTAL |  | PROSTYLEINTRA | RADIOGRAPHIC UNIT; DENTAL | PLANMECA | PLANMECA | 52495 | IXRA 10628 | EASTMAN DENTAL CENTER | EASDEC |  | DENTISTRY; FACULTY PRACTICE; IMAGING | DENFPG-I |  |  | In Service | 11 | 2 |  |  |  |  | 092OP112314 | EDC - ADMINISTRATIVE ACCOUNT
URMC | RADUND | RADIOGRAPHIC UNIT; DENTAL |  | INTRAORAL X RAY | RADIOGRAPHIC UNIT; DENTAL | PLANMECA | PLANMECA | 52498 | IXRF 076128 | EASTMAN DENTAL CENTER | EASDEC |  | DENTISTRY; FACULTY PRACTICE; IMAGING | DENFPG-I |  |  | In Service | 11 | 2 |  |  |  |  | 092OP112314 | EDC - ADMINISTRATIVE ACCOUNT
URMC | RADUND | RADIOGRAPHIC UNIT; DENTAL |  | PROSTYLEINTRA | RADIOGRAPHIC UNIT; DENTAL | PLANMECA | PLANMECA | 52496 | IXRA 10624 | EASTMAN DENTAL CENTER | EASDEC |  | DENTISTRY; FACULTY PRACTICE; IMAGING | DENFPG-I |  |  | In Service | 11 | 2 |  |  |  |  | 092OP112314 | EDC - ADMINISTRATIVE ACCOUNT
URMC | RADUND | RADIOGRAPHIC UNIT; DENTAL |  | DX3000 | RADIOGRAPHIC UNIT; DENTAL | DEXCOM | Dexcowin Co. LTD | 82281 | D3L171866M | STRONG MEMORIAL HOSPITAL | STRONG |  | AC-4; CLINICAL DENTISTRY; IMAGING | AC4CLD-I | AC4 | AC4 Room 4.0345B last location. 275-845B | In Service | 11 | 2 |  |  |  |  | 050OP137519 | AC-4; CLINICAL DENTISTRY
URMC | RADUND | RADIOGRAPHIC UNIT; DENTAL |  | DX3000 | RADIOGRAPHIC UNIT; DENTAL | DEXCOM | Dexcowin Co. LTD | 94190 | D3F181117M | STRONG MEMORIAL HOSPITAL | STRONG |  | URMC SURGERY CENTER-SAWGRASS; IMAGING | URMCSC-I | 1 | Moves between Sawgrass and Stong ; Minor OR | In Service | 11 | 2 |  |  |  |  | 050OP134539 | URMC SURGERY CENTER - SAWGRASS
URMC | RADUND | RADIOGRAPHIC UNIT; DENTAL |  | NOMADPRO2 | RADIOGRAPHIC UNIT; DENTAL | KAVDET | KAVO DENTAL TECHNOLOGIES | 98612 | 1015781 | STRONG MEMORIAL HOSPITAL | STRONG |  | GCH OPERATING ROOM | GCHOPR |  |  | In Service | 11 | 2 |  |  |  |  | 050OP131575 | OPERATING ROOM; SMH
URMC | RADUND | RADIOGRAPHIC UNIT; DENTAL |  | NOMAD PRO 2 | RADIOGRAPHIC UNIT; DENTAL | ARIINC | ARIBEX INC. | 102809 | 1022318 | STRONG MEMORIAL HOSPITAL | STRONG |  | URMC SURGERY CENTER-SAWGRASS; IMAGING | URMCSC-I | 1 | 180 SAWGRASS | In Service | 11 | 2 |  |  |  |  | 050OP134539 | URMC SURGERY CENTER - SAWGRASS
URMC | RADUND | RADIOGRAPHIC UNIT; DENTAL |  | CS8100 | RADIOGRAPHIC UNIT; DENTAL | CARESTRE | CARESTREAM HEALTH INC. | 106112 | MCIA113 | STRONG MEMORIAL HOSPITAL | STRONG |  | RADIOLOGY; DIAGNOSTIC; IMAGING | RADDIA-I | G | ED ROOM 5 | In Service | 11 | 2 |  |  |  |  | 050OP136555 | IMAGING SCIENCES - SMH
URMC | SCANLAS | SCANNER; LASER; OPTICAL TOMOGRAPHY |  | 5000 | SCANNER; LASER; OPTICAL TOMOGRAPHY | ZEISSMED | ZEISS MEDITEC | 102885 | 5000-3286 | STRONG MEMORIAL HOSPITAL | STRONG |  | FLAUM EYE INSTITUTE - GENESEO | FEIGENS |  |  | In Service | 10 | 3 |  |  |  |  | 091OP347656 | FLAUM EYE INSTITUE - GENESEO
URMC | SCANLAS | SCANNER; LASER; OPTICAL TOMOGRAPHY |  | HDOCT5000 | SCANNER; LASER; OPTICAL CONVERGENCE TOMOGRAPHY | ZEICAR | ZEISS; CARL INC. | 101428 | 5000-24775 | STRONG MEMORIAL HOSPITAL | STRONG |  | FLAUM EYE INSTITUTE - BATAVIA | FEIBAT |  | 45 Liberty St Batavia | In Service | 10 | 3 |  |  |  |  | 091OP347622 | FLAUM EYE INSTITUTE - BATAVIA & ALDEN
URMC | SCANLAS | SCANNER; LASER; OPTICAL TOMOGRAPHY |  | HDOCT5000 | SCANNER; LASER; OPTICAL CONVERGENCE TOMOGRAPHY | ZEICAR | ZEISS; CARL INC. | 94316 | 52965 | UR MEDICAL FACULTY GROUP | URMFG |  | FLAUM EYE INSTITUTE - GENEVA | FEIGEN |  | 738 Pre-Emption Rd; Geneva | In Service | 10 | 3 |  |  |  |  | 091OP347478 | FLAUM EYE INSTITUTE - GENEVA
URMC | SCANLAS | SCANNER; LASER; OPTICAL TOMOGRAPHY |  | 5000 | SCANNER; LASER; OPTICAL TOMOGRAPHY | ZEISSMED | ZEISS MEDITEC | 100421 | 5000-7212 | UR MEDICAL FACULTY GROUP | URMFG |  | FLAUM EYE INSTITUTE - COLLEGE TOWN | FEICOL |  | [160 Office Parkway Pittsford] - Original Location Currently at College Town Flaum | In Service | 10 | 3 |  |  |  |  | 091OP347477 | FLAUM EYE INSTITUTE - COLLEGE
URMC | SCANLAS | SCANNER; LASER; OPTICAL TOMOGRAPHY |  | 5000 | SCANNER; LASER; OPTICAL TOMOGRAPHY | ZEISSMED | ZEISS MEDITEC | 101149 | 5000-25364 | STRONG MEMORIAL HOSPITAL | STRONG |  | Flaum Eye Institute at South Clinton | FLAEYSC |  | 500 South Clinton Avenue Suite 104 | In Service | 10 | 3 |  |  |  |  | 091OP347646 | FLAUM EYE INSTITUTE - SOUTH CLINTON
URMC | SCANLAS | SCANNER; LASER; OPTICAL TOMOGRAPHY |  | S-MAIA | SCANNER; LASER; OPTICAL TOMOGRAPHY | CENVUI | CENTERVUE; INC. | 97038 | 4081 | SCHOOL OF MEDICINE AND DENTISTRY | SCHMED |  | OPTHALMOLOGY RESEARCH | OPTRES |  | 2100-03-01 | In Service | 10 | 3 |  |  |  |  | 040PR766372 | OPTHALMOLOGY RESEARCH
URMC | SCANLAS | SCANNER; LASER; OPTICAL TOMOGRAPHY |  | ENVISU2300 | SCANNER; LASER; OPTICAL TOMOGRAPHY | LEIMII | LEICA MICROSYSTEMS INC. | 95641 | BPN002952 | STRONG MEMORIAL HOSPITAL | STRONG |  | 3-2100; OPHTHALMOLOGY; FLAUM EYE INSTITUTE | 2100-03-01 |  | 3.3214 | In Service | 10 | 3 |  |  |  |  | 050OP137516 | 3-2100; OPHTHALMOLOGY; FLAUM EYE INSTITUTE
URMC | SCANLAS | SCANNER; LASER; OPTICAL TOMOGRAPHY |  | ILUMEIN | SCANNER; INFRARED LASER; OPTICAL TOMOGRAPHY | STJMEI | ST. JUDE MEDICAL INC CARDIC RHYTHM MANAG | 78887 | 14703643 | STRONG MEMORIAL HOSPITAL | STRONG |  | CARDIOLOGY; CARDIAC CATH LAB; G-1200 | CARCA1 | G | Supply area by C3 | In Service | 10 | 3 |  |  |  |  | 050OP135525 | CARDIOLOGY; CARDIAC CATH LAB
URMC | SCANLAS | SCANNER; LASER; OPTICAL TOMOGRAPHY |  | HDOCT | SLIT LAMP | ZEICAR | ZEISS; CARL INC. | 46781 | 4000-1284 | UR MEDICAL FACULTY GROUP | URMFG |  | FLAUM EYE INSTITUTE-WEBSTER | FLAEYIW | 1 | 603 Ridge Rd | In Service | 10 | 3 |  |  |  |  | 091OP347479 | FLAUM EYE INSTITUTE - WEBSTER
URMC | SCANLAS | SCANNER; LASER; OPTICAL TOMOGRAPHY |  | MAIA | SCANNER; LASER; MACULAR INTEGRITY ASSESSMENT | CENVUI | CENTERVUE; INC. | 54448 | 74 | STRONG MEMORIAL HOSPITAL | STRONG |  | 3-2100; OPHTHALMOLOGY; FLAUM EYE INSTITUTE | 2100-03-01 |  |  | In Service | 10 | 3 |  |  |  |  | 050OP137516 | 3-2100; OPHTHALMOLOGY; FLAUM EYE INSTITUTE
URMC | SCANLAS | SCANNER; LASER; OPTICAL TOMOGRAPHY |  | 5000 | SCANNER; LASER; OPTICAL TOMOGRAPHY | ZEISSMED | ZEISS MEDITEC | 67920 | 5000-5208 | STRONG MEMORIAL HOSPITAL | STRONG |  | 3-2100; OPHTHALMOLOGY; FLAUM EYE INSTITUTE | 2100-03-01 |  | 3.3012 | In Service | 10 | 3 |  |  |  |  | 050OP137516 | 3-2100; OPHTHALMOLOGY; FLAUM EYE INSTITUTE
URMC | SCANLAS | SCANNER; LASER; OPTICAL TOMOGRAPHY |  | HDOCT5000 | SCANNER; LASER; OPTICAL CONVERGENCE TOMOGRAPHY | ZEICAR | ZEISS; CARL INC. | 71091 | 5000-5955 | STRONG MEMORIAL HOSPITAL | STRONG |  | 3-2100; OPHTHALMOLOGY; FLAUM EYE INSTITUTE | 2100-03-01 |  | 3.2117 | In Service | 10 | 3 |  |  |  |  | 050OP137516 | 3-2100; OPHTHALMOLOGY; FLAUM EYE INSTITUTE
URMC | SCANLAS | SCANNER; LASER; OPTICAL TOMOGRAPHY |  | HDOCT5000 | SCANNER; LASER; OPTICAL CONVERGENCE TOMOGRAPHY | ZEICAR | ZEISS; CARL INC. | 75534 | 5000-7696 | STRONG MEMORIAL HOSPITAL | STRONG |  | 3-2100; OPHTHALMOLOGY; FLAUM EYE INSTITUTE | 2100-03-01 |  |  | In Service | 10 | 3 |  |  |  |  | 050OP137516 | 3-2100; OPHTHALMOLOGY; FLAUM EYE INSTITUTE
URMC | SCANNE | SCANNER |  | F400-V2 | LASER SCANNER | MAUKET | MAUNA KEA TECHNOLOGIES | 58249 | MED-0144 | STRONG MEMORIAL HOSPITAL | STRONG |  | AC-4; DIGESTIVE & LIVER DISEASES UNIT | AC4DLD |  | with CN# 00058247 | In Service | 10 | 3 |  |  |  |  | 050OP137532 | AC-4; DIGESTIVE & LIVER DISEASES UN
URMC | SCANNE | SCANNER |  | DNAMICROARRAY | SCANNER | AGITEC | AGILENT TECHNOLOGIES | REL10250 | N10149 | STRONG MEMORIAL HOSPITAL | STRONG |  | CYTOGENETICS | CYTGEN |  | 77 RIDGELAND ROAD; ANNEX BLDG. | In Service | 10 | 3 |  |  |  |  | 050OP135559 | CYTOGENETICS
URMC | SCANNE | SCANNER |  | DNAMICROARRAY | SCANNER | AGITEC | AGILENT TECHNOLOGIES | 51926 | 151615 | STRONG MEMORIAL HOSPITAL | STRONG |  | MICROARRAY LABORATORY | MICLAB | 2 | 211 Bailey Rd. 14586 | In Service | 10 | 3 |  |  |  |  | 050OP135601 | MICROARRAY LABORATORY
URMC | SCANNE | SCANNER |  | ORBSCAN II Z | SCANNER | BAULOM | BAUSCH & LOMB INC | 43136 | 1102712 | UR MEDICAL FACULTY GROUP | URMFG |  | STRONG VISION/ FLAUM EYE INSTITUTE - MERIDIAN | STRVIS | 1 | 100 Meridian Center; Suite 125 | In Service | 10 | 3 |  |  |  |  | 091OP347475 | FLAUM EYE INSTITUTE - MERIDIAN
URMC | SCANNE | SCANNER |  | ZYWAVE II | SCANNER | BAULOM | BAUSCH & LOMB INC | 43135 | ZWII-08/03-5110 | UR MEDICAL FACULTY GROUP | URMFG |  | STRONG VISION/ FLAUM EYE INSTITUTE - MERIDIAN | STRVIS | 1 | 100 Meridian Center; Suite 125 | In Service | 10 | 3 |  |  |  |  | 091OP347475 | FLAUM EYE INSTITUTE - MERIDIAN
URMC | SCANNE | SCANNER |  | ZYWAVE II | SCANNER | BAULOM | BAUSCH & LOMB INC | 35170 | 1030 | UR MEDICAL FACULTY GROUP | URMFG |  | STRONG VISION/ FLAUM EYE INSTITUTE - MERIDIAN | STRVIS | 1 | 100 Meridian Center; Suite 125 | In Service | 10 | 3 |  |  |  |  | 091OP347475 | FLAUM EYE INSTITUTE - MERIDIAN
URMC | SCANNE | SCANNER |  | ORBSCAN II Z | SCANNER | BAULOM | BAUSCH & LOMB INC | 46134 | 10030653Z | UR MEDICAL FACULTY GROUP | URMFG |  | STRONG VISION/ FLAUM EYE INSTITUTE - MERIDIAN | STRVIS | 1 | 100 Meridian Center; Suite 125 | In Service | 10 | 3 |  |  |  |  | 091OP347475 | FLAUM EYE INSTITUTE - MERIDIAN
URMC | SCANNE | SCANNER |  | EU35 | SCANNER | EPSON | EPSON | 38382 | 34363 | STRONG MEMORIAL HOSPITAL | STRONG |  | AUTOMATED LAB | AUTLAB |  |  | In Service | 10 | 3 |  |  |  |  | 050OP135503 | AUTOMATED LAB
URMC | SCANNE | SCANNER |  | EU35 | SCANNER | EPSON | EPSON | 38379 | 31325 | STRONG MEMORIAL HOSPITAL | STRONG |  | AUTOMATED LAB | AUTLAB |  | IN PROTEIN LAB G-1535 (G-1532) | In Service | 10 | 3 |  |  |  |  | 050OP135503 | AUTOMATED LAB
URMC | SCANNE | SCANNER |  | G780B | SCANNER | EPSON | EPSON | 38381 | DASX010845 | STRONG MEMORIAL HOSPITAL | STRONG |  | AUTOMATED LAB | AUTLAB | G | IN PROTEIN LAB G-1535 (G-1532) | In Service | 10 | 3 |  |  |  |  | 050OP135503 | AUTOMATED LAB
URMC | SCANNE | SCANNER |  | G780B | SCANNER | EPSON | EPSON | 38377 | DASW002677 | STRONG MEMORIAL HOSPITAL | STRONG |  | AUTOMATED LAB | AUTLAB |  |  | In Service | 10 | 3 |  |  |  |  | 050OP135503 | AUTOMATED LAB
URMC | SCANNE | SCANNER |  | SURESCANDX | MICROARRAY SCANNER SYSTEM | AGITEC | AGILENT TECHNOLOGIES | 80082 | SG17459103 | STRONG MEMORIAL HOSPITAL | STRONG |  | MICROARRAY LABORATORY | MICLAB | 2 | 211 Bailey Rd. 14586 | In Service | 10 | 3 |  |  |  |  | 050OP135601 | MICROARRAY LABORATORY
URMC | SCAULO | SCANNER; ULTRASOUND; OPHTHALMIC |  | MASTERVU5600 | SCANNER; ULTRASOUND; OPHTHALMIC | SONOMED | SONOMED | 81602 | 7077 | STRONG MEMORIAL HOSPITAL | STRONG |  | OPERATING RM; 2ND FLR; GYN/EYE/DEN;IMAGI | OPEGED-I | G | Flaum Eye Institute; Geneva | In Service | 10 | 3 |  |  |  |  | 050OP131575 | OPERATING ROOM; SMH
URMC | SCAULO | SCANNER; ULTRASOUND; OPHTHALMIC |  | MV4500 | SCANNER; ULTRASOUND; OPHTHALMIC | SONOMED | SONOMED | 53964 | 450009100147 | UR MEDICAL FACULTY GROUP | URMFG |  | FLAUM EYE INSTITUTE - GENEVA | FEIGEN |  |  | In Service | 10 | 3 |  |  |  |  | 091OP347478 | FLAUM EYE INSTITUTE - GENEVA
URMC | SCAULO | SCANNER; ULTRASOUND; OPHTHALMIC |  | ICONGO | SCANNER; ULTRASOUND; OPHTHALMIC | PHOTEC | Phoenix Technology Group | REL24104 | 857253006088 | STRONG MEMORIAL HOSPITAL | STRONG |  | OPERATING ROOM; 2ND FLOOR; GYNO/EYE/DENT | OPEGED |  |  | Unit Not Located | 10 | 3 |  |  |  |  | 050OP131575 | OPERATING ROOM; SMH
URMC | SCAULT | SCANNER; ULTRASONIC; IMAGING |  | EPIQ ELITE | SCANNER; ULTRASONIC; IMAGING | PHIMES | PHILIPS MEDICAL SYSTEMS NORTH AMERICA CO | 105674 | US224B0032 | STRONG MEMORIAL HOSPITAL | STRONG |  | CANCER CENTER;GROUND FLR | CANCEG | G | caner center breast imaging Ground floor | In Service | 16 | 3 |  |  |  |  | 050OP136571 | RADIATION ONCOLOGY - SMH
URMC | SCAULT | SCANNER; ULTRASONIC; IMAGING |  | LOGIQ E10 | SCANNER; ULTRASONIC; IMAGING | GEMEDS | GE MEDICAL SYSTEMS | 105900 | LEP440044 | STRONG MEMORIAL HOSPITAL | STRONG |  | RADIOLOGY; DIAGNOSTIC; IMAGING | RADDIA-I |  |  | In Service | 16 | 3 |  |  |  |  | 050OP136555 | IMAGING SCIENCES - SMH
URMC | SCAULT | SCANNER; ULTRASONIC; IMAGING |  | MD6000 | BLADDER SCANNER; ULTRASONIC | LABMET | LABORIE MEDICAL TECH. CORP. | 102936 | L1229 | STRONG MEMORIAL HOSPITAL | STRONG |  | UROLOGY AT SAWGRASS | UROSAW | 2 | 158 Sawgrass Drive | Unit Not Located | 16 | 3 |  |  |  |  | 050OP137518 | AC-2; UROLOGY
URMC | SCAULT | SCANNER; ULTRASONIC; IMAGING |  | MD6000 | BLADDER SCANNER; ULTRASONIC | LABMET | LABORIE MEDICAL TECH. CORP. | 102935 | M0382 | STRONG MEMORIAL HOSPITAL | STRONG |  | UROLOGY AT SAWGRASS | UROSAW | 2 | 158 Sawgrass Drive | Unit Not Located | 16 | 3 |  |  |  |  | 050OP137518 | AC-2; UROLOGY
URMC | SCAULT | SCANNER; ULTRASONIC; IMAGING |  | VOLUSON S8 | SCANNER; ULTRASONIC; IMAGING | GEMEDS | GE MEDICAL SYSTEMS | 42059 | VP8205138 | HIGHLAND HOSPITAL OF ROCHESTER | HIGHLAND |  | OB/GYN DEPARTMENT | OBGDEP | 3 | Labor Triage | In Service | 16 | 3 |  |  |  |  | OP858140 | OB/GYN DEPARTMENT
URMC | SCAULT | SCANNER; ULTRASONIC; IMAGING |  | LOGIQ E | SCANNER; ULTRASONIC; IMAGING | GEMEDS | GE MEDICAL SYSTEMS | 105199 | 6199426WX0 | STRONG MEMORIAL HOSPITAL | STRONG |  | ANESTHESIOLOGY; GROUP 1; IMAGING | ANEST1-I |  |  | In Service | 16 | 3 |  |  |  |  | 050OP136553 | ANESTHESIOLOGY - SMH
URMC | SCAULT | SCANNER; ULTRASONIC; IMAGING |  | VOLUSON S8 | SCANNER; ULTRASONIC; IMAGING | GEMEDS | GE MEDICAL SYSTEMS | 104242 | VS8220253 | UR MEDICAL FACULTY GROUP | URMFG |  | STRONG FERTILITY CENTER; IMAGING | STRFEC-I |  | 500 Red Creek | In Service | 16 | 3 |  |  |  |  | 091OP349803 | STRONG FERTILITY CENTER
URMC | SCAULT | SCANNER; ULTRASONIC; IMAGING |  | VUPAD | SCANNER; ULTRASONIC; IMAGING | SONOMED | SONOMED | 94526 | 5575-0124-2861A | STRONG MEMORIAL HOSPITAL | STRONG |  | FLAUM EYE INSTITUTE S. CLINTON - IMAGING | FLAEYSCI | G | 500 S. Clinton Ave Suite 104 | In Service | 16 | 3 |  |  |  |  | 091OP347646 | FLAUM EYE INSTITUTE - SOUTH CLINTON
URMC | SCAULT | SCANNER; ULTRASONIC; IMAGING |  | PX | SCANNER; ULTRASONIC; IMAGING | SONULS | SONOSITE ULTRASOUND SYSTEMS | 105997 | 05JW4F | STRONG MEMORIAL HOSPITAL | STRONG |  | ORTHOPEDIC CLINIC; PENFIELD | ORTCLP |  | utily closet | In Service | 16 | 3 |  |  |  |  | 050OP137515 | ORTHOPAEDIC CLINIC
URMC | SCAULT | SCANNER; ULTRASONIC; IMAGING |  | VIVID S70N | SCANNER; ULTRASONIC; IMAGING | GEMEDS | GE MEDICAL SYSTEMS | 106133 | 126268S70N | STRONG MEMORIAL HOSPITAL | STRONG |  | GATES MEDICAL ASSOCIATES | GATMEA | G |  | In Service | 16 | 3 |  |  |  |  | 050OP137003 | Gates Medical Associate-Primary Care
URMC | SCAULT | SCANNER; ULTRASONIC; IMAGING |  | LOGIQ E10 | SCANNER; ULTRASONIC; IMAGING | GEMEDS | GE MEDICAL SYSTEMS | 106341 | LEP440088 | STRONG MEMORIAL HOSPITAL | STRONG |  | Marketplace Advanced Imaging; Imaging | MARADI-I | GND | 10 Miracle mile road. | In Service | 16 | 3 |  |  |  |  | 050OP137626 | Marketplace Advanced Imaging
URMC | SCAULT | SCANNER; ULTRASONIC; IMAGING |  | MD6000 | BLADDER SCANNER; ULTRASONIC | LABMET | LABORIE MEDICAL TECH. CORP. | SJH11467 | MD6000L08131 | JONES MEMORIAL HOSPITAL | JONES |  | 2ND FLOOR MED SUR | JM2NDFL |  |  | In Service | 16 | 3 |  |  |  |  | 300OP836030 | JMH - 2ND FLOOR MED/SURG
URMC | SCAULT | SCANNER; ULTRASONIC; IMAGING |  | VIVID E95 | SCANNER; ULTRASONIC; IMAGING | GEMEDS | GE MEDICAL SYSTEMS | REL24208 | AJ25062 | STRONG MEMORIAL HOSPITAL | STRONG |  | AC-G; CLINICAL CARDIOLOGY; IMAGING | ACGCLC-I |  | AC GND | In Service | 16 | 3 |  |  |  |  | 050OP137530 | AC-G; CLINICAL CARDIOLOGY
URMC | SCAULT | SCANNER; ULTRASONIC; IMAGING |  | LOGIQ E10 | SCANNER; ULTRASONIC; IMAGING | GEMEDS | GE MEDICAL SYSTEMS | NMH02360 | LEX303543 | NOYES MEMORIAL HOSPITAL | NOYES |  | NHS RADIOLOGY SERVICES | NMHNHSRA |  |  | In Service | 16 | 3 |  |  |  |  | 250OP827325 | NMH - EQUIPMENT MNGNT LHS RADIOLOGY
URMC | SCAULT | SCANNER; ULTRASONIC; IMAGING |  | BBS REVOLUTION | BLADDER SCANNER; ULTRASONIC | BARACS | BARD ACCESS SYSTEMS (ULTRASOUND) | 43601 | B2425504 | HIGHLAND HOSPITAL OF ROCHESTER | HIGHLAND |  | SAME DAY SURGERY | SAMEDAY |  |  | In Service | 16 | 3 |  |  |  |  | OP856200 | SAME DAY SURGERY
URMC | SCAULT | SCANNER; ULTRASONIC; IMAGING |  | BBS REVOLUTION | BLADDER SCANNER; ULTRASONIC | BARACS | BARD ACCESS SYSTEMS (ULTRASOUND) | 43600 | B2423402 | HIGHLAND HOSPITAL OF ROCHESTER | HIGHLAND |  | EMERGENCY DEPARTMENT - HH | ED-HH | 2 | ED Zone 0 (Old Orthopedics) | In Service | 16 | 3 |  |  |  |  | OP856160 | EMERGENCY DEPARTMENT - HH
URMC | SCAULT | SCANNER; ULTRASONIC; IMAGING |  | BBS REVOLUTION | BLADDER SCANNER; ULTRASONIC | BARACS | BARD ACCESS SYSTEMS (ULTRASOUND) | 43598 | B2424101 | HIGHLAND HOSPITAL OF ROCHESTER | HIGHLAND |  | EAST 5 | EAST5 |  |  | In Service | 16 | 3 |  |  |  |  | OP856090 | EAST 5
URMC | SCAULT | SCANNER; ULTRASONIC; IMAGING |  | BBS REVOLUTION | BLADDER SCANNER; ULTRASONIC | BARACS | BARD ACCESS SYSTEMS (ULTRASOUND) | 43597 | B2425503 | HIGHLAND HOSPITAL OF ROCHESTER | HIGHLAND |  | WEST 4 | WEST4 |  |  | In Service | 16 | 3 |  |  |  |  | OP856320 | WEST 4
URMC | SCAULT | SCANNER; ULTRASONIC; IMAGING |  | ST | SCANNER; ULTRASONIC; IMAGING | SONULS | SONOSITE ULTRASOUND SYSTEMS | 43696 | 05M1VJ | HIGHLAND HOSPITAL OF ROCHESTER | HIGHLAND |  | ANESTHESIA | ANESTH |  | pacu | In Service | 16 | 3 |  |  |  |  | OP857520 | ANESTHESIA
URMC | SCAULT | SCANNER; ULTRASONIC; IMAGING |  | CORE MOBILE | SCANNER; ULTRASONIC; IMAGING | VOLTHI | VOLCANO THERAPEUTICS INC | 104315 | 100907 | STRONG MEMORIAL HOSPITAL | STRONG |  | RADIOLOGY; ANGIOGRAPHY; IMAGING | RADANG-I | G | IR Ground Floor Portable Unit | Unit Not Located | 16 | 3 |  |  |  |  | 050OP136600 | IMAGING SCIENCES; ANGIOGRAPHY
URMC | SCAULT | SCANNER; ULTRASONIC; IMAGING |  | ST | SCANNER; ULTRASONIC; IMAGING | SONULS | SONOSITE ULTRASOUND SYSTEMS | 43698 | 05M1WT | HIGHLAND HOSPITAL OF ROCHESTER | HIGHLAND |  | ANESTHESIA | ANESTH |  | pacu | In Service | 16 | 3 |  |  |  |  | OP857520 | ANESTHESIA
URMC | SCAULT | SCANNER; ULTRASONIC; IMAGING |  | INTRASIGHT | SCANNER; ULTRASONIC; IMAGING | VOLTHI | VOLCANO THERAPEUTICS INC | 43703 | 403463 | HIGHLAND HOSPITAL OF ROCHESTER | HIGHLAND |  | SPECIAL PROCEDURES | SPEPRO | sw | IR Special procedure | In Service | 16 | 3 |  |  |  |  | OP857180 | SPECIAL PROCEDURES
URMC | SCAULT | SCANNER; ULTRASONIC; IMAGING |  | SIERRANMUS1 | SCANNER; ULTRASONIC; IMAGING | CADLAB | CADWELL LABORATORIES | 107178 | 19031500AA1223015 | STRONG MEMORIAL HOSPITAL | STRONG |  | NEUROLOGY MOVEMENT DISORDER CLINIC | NEUMODC | 2 | suite 210 room 1 | In Service | 16 | 3 |  |  |  |  | 050OP137548 | NEUROLOGY MOVEMENT DISORDERS CLLINIC
URMC | SCAULT | SCANNER; ULTRASONIC; IMAGING |  | M9 | SCANNER; ULTRASONIC; IMAGING | MINMED | MINDRAY MEDICAL | REL24342 | 7B-47000113 | STRONG MEMORIAL HOSPITAL | STRONG |  | EMERGENCY DEPT-SMH; IMAGING | ED-SMH-I |  |  | In Service | 16 | 3 |  |  |  |  | 050OP138501 | EMERGENCY DEPARTMENT -SMH
URMC | SCAULT | SCANNER; ULTRASONIC; IMAGING |  | VIVID I | SCANNER; ULTRASONIC; IMAGING | GEMEDS | GE MEDICAL SYSTEMS | 106978 | 055422VI | STRONG MEMORIAL HOSPITAL | STRONG |  | MULTISPECIALTY SUITE AT FF THOMPSON | MUSFFT |  | FFT POB; Suite 007 building 13 contact Julie Medelyn via email | In Service | 16 | 3 |  |  |  |  | 050OP137562 | MULTISPECIALTY SUITE- FF THOMPSON
URMC | SCAULT | SCANNER; ULTRASONIC; IMAGING |  | VIVID S70N | SCANNER; ULTRASONIC; IMAGING | GEMEDS | GE MEDICAL SYSTEMS | 43735 | 127037S70N | HIGHLAND HOSPITAL OF ROCHESTER | HIGHLAND |  | CARDIOLOGY | CARDIO |  |  | In Service | 16 | 3 |  |  |  |  | OP857450 | CARDIOLOGY
URMC | SCAULT | SCANNER; ULTRASONIC; IMAGING |  | TE7MAX | SCANNER; ULTRASONIC; IMAGING | MINNOA | MINDRAY NORTH AMERICA | 43738 | LE4444001102 | HIGHLAND HOSPITAL OF ROCHESTER | HIGHLAND |  | INTENSIVE CARE UNIT - HH | ICU | 2 | ICU | In Service | 16 | 3 |  |  |  |  | OP856120 ICU | INTENSIVE CARE UNIT
URMC | SCAULT | SCANNER; ULTRASONIC; IMAGING |  | LOGIQ E10 | SCANNER; ULTRASONIC; IMAGING | GEMEDS | GE MEDICAL SYSTEMS | 107677 | RLEX400202 | THOMPSON HEALTH | THOHEA |  | FFT - ULTRASOUND | FFTUS | G | Radiology Department Ultrasound Room 1 | In Service | 16 | 3 |  |  |  |  | FFTH77220 | FFTH - ULTRASOUND
URMC | SCAULT | SCANNER; ULTRASONIC; IMAGING |  | LOGIQ E10 | SCANNER; ULTRASONIC; IMAGING | GEMEDS | GE MEDICAL SYSTEMS | 107668 | RLEX400193 | THOMPSON HEALTH | THOHEA |  | FFT - ULTRASOUND | FFTUS | G | Radiology Department Ultrasound Room 4 | In Service | 16 | 3 |  |  |  |  | FFTH77220 | FFTH - ULTRASOUND
URMC | SCAULT | SCANNER; ULTRASONIC; IMAGING |  | TEX | SCANNER; ULTRASONIC; IMAGING | MINMED | MINDRAY MEDICAL | REL24444 | LJ6-38000380 | STRONG MEMORIAL HOSPITAL | STRONG |  | 8-3400; RESPIRATORY SPECIAL CARE; IMAGIN | 8-3400-I | 8 | 548078 | In Service | 16 | 3 |  |  |  |  | 050OP134592 | 8-3400; RESPIRATORY SPECIAL CARE
URMC | SCAULT | SCANNER; ULTRASONIC; IMAGING |  | VOLUSON E10 | SCANNER; ULTRASONIC; IMAGING | GEMEDS | GE MEDICAL SYSTEMS | 113500 | E75165 | THOMPSON HEALTH | THOHEA |  | GENEVA OB/GYN US AND FAMILY PRACTICE | OBGGEN-I |  | FFT Geneva OB Ultrasound & Family Practice 765 Geneva Crossing Way | In Service | 16 | 3 |  |  |  |  | 200OP817321 | OB/GYN GENEVA ULTRASOUND FAMILY PRACTICE
URMC | SCAULT | SCANNER; ULTRASONIC; IMAGING |  | PRIME | SCANNER; ULTRASONIC; IMAGING | VERINC | VERATHON INC. (former SATURN BIOMEDICAL) | 82779 | C1525368 | THE HIGHLANDS OF BRIGHTON | HIGHBRI |  | THE HIGHLANDS OF BRIGHTON | HIGHBRI |  | Nursing | In Service | 16 | 3 |  |  |  |  | 100 | THE HIGHLANDS AT BRIGHTON
URMC | SCAULT | SCANNER; ULTRASONIC; IMAGING |  | VOLUSON EXPERT 22 | SCANNER; ULTRASONIC; IMAGING | GEMEDS | GE MEDICAL SYSTEMS | 113814 | F164072 | STRONG MEMORIAL HOSPITAL | STRONG |  | OB/GYN ULTRASOUND GROUP; IMAGING | OBGULG-I |  | 500 Red Creek | In Service | 16 | 3 |  |  |  |  | 050OP136577 | OB/GYN LATTIMORE ROAD
URMC | SCAULT | SCANNER; ULTRASONIC; IMAGING |  | VOLUSON SIGNATURE 20 | SCANNER; ULTRASONIC; IMAGING | GEMEDS | GE MEDICAL SYSTEMS | 113521 | VSC200419 | STRONG MEMORIAL HOSPITAL | STRONG |  | 3-1400; LABOR & DELIVERY | 3-1400 | 3 | 3-1400 | In Service | 16 | 3 |  |  |  |  | 050OP134544 | 3-1400; LABOR & DELIVERY
URMC | SCAULT | SCANNER; ULTRASONIC; IMAGING |  | VOLUSON EXPERT 18 | SCANNER; ULTRASONIC; IMAGING | GEMEDS | GE MEDICAL SYSTEMS | 113811 | F103391 | STRONG MEMORIAL HOSPITAL | STRONG |  | WOMENS GYNECOLOGY & CHILDBERTH ASSO. | WOMGYC-I |  |  | In Service | 16 | 3 |  |  |  |  | 091OP347664 | WOMENS GYNECOLOGY & CHILDBERTH ASSO.
URMC | SCAULT | SCANNER; ULTRASONIC; IMAGING |  | ST | SCANNER; ULTRASONIC; IMAGING | SONULS | SONOSITE ULTRASOUND SYSTEMS | 114205 | 05NJVP | STRONG MEMORIAL HOSPITAL | STRONG |  | RADIOLOGY; DIAGNOSTIC; IMAGING | RADDIA-I | G | PICU IR area | In Service | 16 | 3 |  |  |  |  | 050OP136555 | IMAGING SCIENCES - SMH
URMC | SCAULT | SCANNER; ULTRASONIC; IMAGING |  | LOGIQ TOTUS | SCANNER; ULTRASONIC; IMAGING | GEMEDS | GE MEDICAL SYSTEMS | 113528 | LTO140485 | STRONG MEMORIAL HOSPITAL | STRONG |  | RADIOLOGY; DIAGNOSTIC; IMAGING | RADDIA-I | G |  | In Service | 16 | 3 |  |  |  |  | 050OP136555 | IMAGING SCIENCES - SMH
URMC | SCAULT | SCANNER; ULTRASONIC; IMAGING |  | ST | SCANNER; ULTRASONIC; IMAGING | SONULS | SONOSITE ULTRASOUND SYSTEMS | 114196 | 05NGN6 | STRONG MEMORIAL HOSPITAL | STRONG |  | ANESTHESIOLOGY; GROUP 1; IMAGING | ANEST1-I |  |  | In Service | 16 | 3 |  |  |  |  | 050OP136553 | ANESTHESIOLOGY - SMH
URMC | SCAULT | SCANNER; ULTRASONIC; IMAGING |  | ST | SCANNER; ULTRASONIC; IMAGING | SONULS | SONOSITE ULTRASOUND SYSTEMS | 114198 | 05NJTR | STRONG MEMORIAL HOSPITAL | STRONG |  | ANESTHESIOLOGY; GROUP 1; IMAGING | ANEST1-I |  |  | In Service | 16 | 3 |  |  |  |  | 050OP136553 | ANESTHESIOLOGY - SMH
URMC | SCAULT | SCANNER; ULTRASONIC; IMAGING |  | ST | SCANNER; ULTRASONIC; IMAGING | SONULS | SONOSITE ULTRASOUND SYSTEMS | 114201 | 05NJV4 | STRONG MEMORIAL HOSPITAL | STRONG |  | PAIN TREATMENT CENTER-SAWGRASS; IMAGING | PAITCS-I |  | 180 sawgrass | In Service | 16 | 3 |  |  |  |  | 050OP137571 | PAIN TREATMENT CENTER - SAWGRASS
URMC | SCAULT | SCANNER; ULTRASONIC; IMAGING |  | ST | SCANNER; ULTRASONIC; IMAGING | SONULS | SONOSITE ULTRASOUND SYSTEMS | 114213 | 05D1R4 | STRONG MEMORIAL HOSPITAL | STRONG |  | RADIOLOGY; DIAGNOSTIC; IMAGING | RADDIA-I | G | PICU IR area | In Service | 16 | 3 |  |  |  |  | 050OP136555 | IMAGING SCIENCES - SMH
URMC | SCAULT | SCANNER; ULTRASONIC; IMAGING |  | S70 | SCANNER; ULTRASONIC; IMAGING | GEMEDS | GE MEDICAL SYSTEMS | 44012 | 127538S70N | HIGHLAND HOSPITAL OF ROCHESTER | HIGHLAND |  | CARDIOLOGY | CARDIO | 2 | Highland Cardiology | In Service | 16 | 3 |  |  |  |  | OP857450 | CARDIOLOGY
URMC | SCAULT | SCANNER; ULTRASONIC; IMAGING |  | VIVID S70N | SCANNER; ULTRASONIC; IMAGING | GEMEDS | GE MEDICAL SYSTEMS | 114063 | 127729S70N | UR MEDICAL FACULTY GROUP | URMFG |  | FINGER LAKES CARDIOLOGY-CANANDAIGUA | FINLACC |  | FFT POB; Suite 307 (Cardiology) | In Service | 16 | 3 |  |  |  |  | 091OP347057 | FINGER LAKES CARDIOLOGY ASSOCIATES
URMC | SCAULT | SCANNER; ULTRASONIC; IMAGING |  | VSCANAIR | SCANNER; ULTRASONIC; IMAGING | GEMEDS | GE MEDICAL SYSTEMS | 39642 | VA001202788 | HIGHLAND HOSPITAL OF ROCHESTER | HIGHLAND |  | COMMUNITY OB/GYN | COMOBG | G | 909 Culver Road; 145 | In Service | 16 | 3 |  |  |  |  | OP858170 | COMMUNITY OB/GYN
URMC | SCAULT | SCANNER; ULTRASONIC; IMAGING |  | LOGIQ E10 | SCANNER; ULTRASONIC; IMAGING | GEMEDS | GE MEDICAL SYSTEMS | 114650 | LEP440456 | STRONG MEMORIAL HOSPITAL | STRONG |  | ORTHOPEDIC CLINIC; PENFIELD | ORTCLP | 1 | Suite 200 | In Service | 16 | 3 |  |  |  |  | 050OP137515 | ORTHOPAEDIC CLINIC
URMC | SCAULT | SCANNER; ULTRASONIC; IMAGING |  | ST | SCANNER; ULTRASONIC; IMAGING | SONULS | SONOSITE ULTRASOUND SYSTEMS | 113553 | 05P69L | STRONG MEMORIAL HOSPITAL | STRONG |  | GCH OPERATING ROOM- IMAGING | GCHOPR-I | 4th | Usally stored in the Anesthesia equipment room | In Service | 16 | 3 |  |  |  |  | 050OP131575 | OPERATING ROOM; SMH
URMC | SCAULT | SCANNER; ULTRASONIC; IMAGING |  | PX | SCANNER; ULTRASONIC; IMAGING | SONULS | SONOSITE ULTRASOUND SYSTEMS | 115456 | 05LQYJ | UR MEDICAL FACULTY GROUP | URMFG |  | ORTHOPAEDICS & REHABILITATION VICTOR- IMAGING | ORTVIC-I | G |  | In Service | 16 | 3 |  |  |  |  | 091OP347557 | ORTHOPAEDICS & REHABILITATION VICTOR
URMC | SCAULT | SCANNER; ULTRASONIC; IMAGING |  | SONATA2-110 | SCANNER; ULTRASONIC; IMAGING | GYNINC | GYNESONICS INC. | 44069 | GYNUS2034 | HIGHLAND HOSPITAL OF ROCHESTER | HIGHLAND |  | HH OPERATING ROOM | OPER |  | OR | In Service | 16 | 3 |  |  |  |  | OP857410 | OPERATING ROOM HH
URMC | SCAULT | SCANNER; ULTRASONIC; IMAGING |  | ST | SCANNER; ULTRASONIC; IMAGING | SONULS | SONOSITE ULTRASOUND SYSTEMS | 113550 | 05P69R | STRONG MEMORIAL HOSPITAL | STRONG |  | GCH OPERATING ROOM- IMAGING | GCHOPR-I | 4 | GCHOR 4th Floor uasally stored in the Anesthesia Equipment room. | In Service | 16 | 3 |  |  |  |  | 050OP131575 | OPERATING ROOM; SMH
URMC | SCAULT | SCANNER; ULTRASONIC; IMAGING |  | VSCANAIR | SCANNER; ULTRASONIC; IMAGING | GEMEDS | GE MEDICAL SYSTEMS | 102822 | VA0012028103 | HIGHLAND HOSPITAL OF ROCHESTER | HIGHLAND |  | HIGHLAND WOMEN'S HEALTH - PERINTON | HIWOHP | G | suite 100 | In Service | 16 | 3 |  |  |  |  | OP856280 | HIGHLAND WOMEN'S HEALTH - PERINTON
URMC | SCAULT | SCANNER; ULTRASONIC; IMAGING |  | LOGIQ FORTIS | SCANNER; ULTRASONIC; IMAGING | GEMEDS | GE MEDICAL SYSTEMS | 44058 | LFO441001 | HIGHLAND HOSPITAL OF ROCHESTER | HIGHLAND |  | CARDIOLOGY | CARDIO | 2 | 1000 South Ave | In Service | 16 | 3 |  |  |  |  | OP857450 | CARDIOLOGY
URMC | SCAULT | SCANNER; ULTRASONIC; IMAGING |  | VENUE GO | SCANNER; ULTRASONIC; IMAGING | GEMEDS | GE MEDICAL SYSTEMS | 115583 | VGD001406 | STRONG MEMORIAL HOSPITAL | STRONG |  | PEDIATRIC IMAGING | PEDIMA-I |  | Pic Team ; Vascular | In Service | 16 | 3 |  |  |  |  | 050OP136555 | IMAGING SCIENCES - SMH
URMC | SCAULT | SCANNER; ULTRASONIC; IMAGING |  | ST | SCANNER; ULTRASONIC; IMAGING | SONULS | SONOSITE ULTRASOUND SYSTEMS | 44265 | 05NK99 | HIGHLAND HOSPITAL OF ROCHESTER | HIGHLAND |  | DEPT OF SURGERY - HH | SURGHH |  | PACU | In Service | 16 | 3 |  |  |  |  | OP858150 | DEPT OF SURGERY
URMC | SCAULT | SCANNER; ULTRASONIC; IMAGING |  | TE7MAX | SCANNER; ULTRASONIC; IMAGING | MINNOA | MINDRAY NORTH AMERICA | 113701 | LE4-4C001584 | STRONG MEMORIAL HOSPITAL | STRONG |  | Geneseo SMH Multi-Specialty Clinic Imaging | GENMSC-I |  |  | In Service | 16 | 3 |  |  |  |  | 050OP137650 | Geneseo SMH Multi-Specialty Clinic
URMC | SCAULT | SCANNER; ULTRASONIC; IMAGING |  | SII | SCANNER; ULTRASONIC; IMAGING | SONULS | SONOSITE ULTRASOUND SYSTEMS | REL25311 | 04B7DH | STRONG MEMORIAL HOSPITAL | STRONG |  | ANESTHESIOLOGY; GROUP 1; IMAGING | ANEST1-I |  |  | In Service | 16 | 3 |  |  |  |  | 050OP136553 | ANESTHESIOLOGY - SMH
URMC | SCAULT | SCANNER; ULTRASONIC; IMAGING |  | FIBROSCAN 530 | SCANNER; ULTRASONIC; IMAGING | ECHSEN | ECHOSENS | 116946 | F83433 | STRONG MEMORIAL HOSPITAL | STRONG |  | GI/Endoscopy Center @ SawGrass | GIENCE-I |  | Suite 230; Room 10 | In Service | 0 | 3 |  |  |  |  | 050OP137523 | GI/ENDOSCOPY CENTER @ SAWGRASS
URMC | SCAULT | SCANNER; ULTRASONIC; IMAGING |  | BBS REVOLUTION | BLADDER SCANNER; ULTRASONIC | BARACS | BARD ACCESS SYSTEMS (ULTRASOUND) | REL25371 | B1929206 | HIGHLAND HOSPITAL OF ROCHESTER | HIGHLAND |  | EMERGENCY DEPARTMENT - HH | ED-HH |  | ED | In Service | 0 | 3 |  |  |  |  | OP856160 | EMERGENCY DEPARTMENT - HH
URMC | SCAULT | SCANNER; ULTRASONIC; IMAGING |  | FIBROSCAN 530 | SCANNER; ULTRASONIC; IMAGING | ECHSEN | ECHOSENS | 116956 | F83434 | STRONG MEMORIAL HOSPITAL | STRONG |  | AC-4; DIGESTIVE & LIVER DISEASES; IMAGIN | AC4DLD-I |  |  | In Service | 0 | 3 |  |  |  |  | 050OP137532 | AC-4; DIGESTIVE & LIVER DISEASES UN
URMC | SCAULT | SCANNER; ULTRASONIC; IMAGING |  | PRECISION | SCANNER; ARIETTA ULTRASOUND | FUJIFI | FUJIFILM MEDICAL | REL25345 | G3217718 | ST JAMES HOSPITAL | STJAMES |  | OPERATING ROOM | SJOPEROO |  |  | In Service | 0 | 3 |  |  |  |  | SJH7040 | SJH - OPERATING ROOM
URMC | SCAULT | SCANNER; ULTRASONIC; IMAGING |  | TE7MAX | SCANNER; ULTRASONIC; IMAGING | MINNOA | MINDRAY NORTH AMERICA | NMH02705 | LE4-4C001553 | NOYES MEMORIAL HOSPITAL | NOYES |  | INTENSIVE CARE SERVICE | NMHICU |  |  | In Service | 16 | 3 |  |  |  |  | 250OP826310 | NMH - INTENSIVE CARE SERVICE
URMC | SCAULT | SCANNER; ULTRASONIC; IMAGING |  | SIERRANMUS1 | SCANNER; ULTRASONIC; IMAGING | CADLAB | CADWELL LABORATORIES | 115995 | 19031500BA0625006 | STRONG MEMORIAL HOSPITAL | STRONG |  | 5-1600; NEUROLOGY; IMAGING | 5-1600-I | 5 | Currently located in RM 5.8106; This system will mostly be move to AC 1. | In Service | 16 | 3 |  |  |  |  | 050OP134564 | 5-1600; NEUROLOGY
URMC | SCAULT | SCANNER; ULTRASONIC; IMAGING |  | EPIQ CVX | SCANNER; ULTRASONIC; IMAGING | PHIMES | PHILIPS MEDICAL SYSTEMS NORTH AMERICA CO | SJH11578 | US625B0117 | ST JAMES HOSPITAL | STJAMES |  | ULTRASOUND - IMAGING | SJULTR-I |  |  | In Service | 15 | 3 | 989801300773 | SJ3263796-25 | PHIMES | PHILIPS MEDICAL SYSTEMS | SJH7370 | SJH - ULTRASOUND
URMC | SCAULT | SCANNER; ULTRASONIC; IMAGING |  | VIVID PIONEER | SCANNER; ULTRASONIC; IMAGING | GEMEDS | GE MEDICAL SYSTEMS | REL25342 | CV000128VP | STRONG MEMORIAL HOSPITAL | STRONG |  | AC-G; ECHOCARDIOGRAPHY; IMAGING | ACGECH-I |  |  | In Service | 16 | 3 |  |  |  |  | 050OP135565 | AC-G; ECHOCARDIOGRAPHY
URMC | SCAULT | SCANNER; ULTRASONIC; IMAGING |  | VSCANEXTEND | SCANNER; ULTRASONIC; IMAGING | GEMEDS | GE MEDICAL SYSTEMS | 115518 | VH1506806S | STRONG MEMORIAL HOSPITAL | STRONG |  | 3-1600/ BIRTH CENTER II | 3-1600 |  |  | In Service | 16 | 3 |  |  |  |  | 050OP134593 | 3-1600/3-3600; BIRTH CENTER I & II
URMC | SCAULT | SCANNER; ULTRASONIC; IMAGING |  | VOLUSON SIGNATURE 20 | SCANNER; ULTRASONIC; IMAGING | GEMEDS | GE MEDICAL SYSTEMS | 115532 | VSC200589 | STRONG MEMORIAL HOSPITAL | STRONG |  | OB/GYN ULTRASOUND GROUP; IMAGING | OBGULG-I | GNd | 125 Lattimore West Family Planning | In Service | 16 | 3 |  |  |  |  | 050OP136577 | OB/GYN LATTIMORE ROAD
URMC | SCAULT | SCANNER; ULTRASONIC; IMAGING |  | EPIQ CVX | SCANNER; ULTRASONIC; IMAGING | PHIMES | PHILIPS MEDICAL SYSTEMS NORTH AMERICA CO | 107439 | US225B0552 | STRONG MEMORIAL HOSPITAL | STRONG |  | AC-1; PEDIATRIC CARDIOLOGY; IMAGING | AC1PEC-I |  |  | In Service | 16 | 3 |  |  |  |  | 050OP349801 | PEDIATRIC CARDIOLOGY
URMC | SCAULT | SCANNER; ULTRASONIC; IMAGING |  | SIM0041 | SCANNER; ULTRASONIC; IMAGING | INTULI | INTELLIGENT ULTRASOUND NORTH AMERICA INC | 115708 | 45360 | STRONG MEMORIAL HOSPITAL | STRONG |  | 6SOUTH; PEDIATRIC CCC IMAGING | 6SOUTH-I |  | GCH 6 South | In Service | 16 | 3 |  |  |  |  | 050OP134512 | 4-2800 CICU
URMC | SCAULT | SCANNER; ULTRASONIC; IMAGING |  | LX | SCANNER; ULTRASONIC; IMAGING | SONULS | SONOSITE ULTRASOUND SYSTEMS | 113556 | 05P7PM | STRONG MEMORIAL HOSPITAL | STRONG |  | 6-3600; GENERAL SURG/EENT/PLASTIC | 621066 | 8th |  | In Service | 16 | 3 |  |  |  |  | 050OP134584 | 6-3600; TRAUMA/GENERAL SURG
URMC | SCAULT | SCANNER; ULTRASONIC; IMAGING |  | LOGIQ E10 | SCANNER; ULTRASONIC; IMAGING | GEMEDS | GE MEDICAL SYSTEMS | NMH02676 | RLEEX303639 | NOYES MEMORIAL HOSPITAL | NOYES |  | RADIOLOGY SERVICES | NMHRADSE |  |  | In Service | 16 | 3 |  |  |  |  | 250OP827320 | NMH - EQUIPMENT MNGNT RADIOLOGY SERVICES
URMC | SCAULT | SCANNER; ULTRASONIC; IMAGING |  | PX | SCANNER; ULTRASONIC; IMAGING | SONULS | SONOSITE ULTRASOUND SYSTEMS | 116111 | 05R4NX | UR MEDICAL FACULTY GROUP | URMFG |  | IMAGING SCIENCE @ SOUTH POINTE LANDING- IMAGING | ISSOPL-I |  |  | In Service | 16 | 3 |  |  |  |  | 091OP347238 | IMAGING SCIENCE @ SOUTH POINTE LANDING
URMC | SCAULT | SCANNER; ULTRASONIC; IMAGING |  | M9 | SCANNER; ULTRASONIC; IMAGING | MINNOA | MINDRAY NORTH AMERICA | 115774 | LV9-49000192 | STRONG MEMORIAL HOSPITAL | STRONG |  | AC-3; ENDOCRINOLOGY; IMAGING | AC3END-I |  | STORAGE ROOM | In Service | 16 | 3 |  |  |  |  | 050OP137552 | AC-5; MEDICINE
URMC | SCAULT | SCANNER; ULTRASONIC; IMAGING |  | SII | SCANNER; ULTRASONIC; IMAGING | SONULS | SONOSITE ULTRASOUND SYSTEMS | REL25197 | 049J3C | STRONG MEMORIAL HOSPITAL | STRONG |  | ANESTHESIOLOGY; GROUP 1; IMAGING | ANEST1-I | B | OR Core1-2 | In Service | 16 | 3 |  |  |  |  | 050OP136553 | ANESTHESIOLOGY - SMH
URMC | SCAULT | SCANNER; ULTRASONIC; IMAGING |  | VIVID PIONEER | SCANNER; ULTRASONIC; IMAGING | GEMEDS | GE MEDICAL SYSTEMS | REL25175 | CV000127VP | STRONG MEMORIAL HOSPITAL | STRONG |  | AC-G; ECHOCARDIOGRAPHY; IMAGING | ACGECH-I |  |  | In Service | 16 | 3 |  |  |  |  | 050OP135565 | AC-G; ECHOCARDIOGRAPHY
URMC | SCAULT | SCANNER; ULTRASONIC; IMAGING |  | SSDALPHA5 | SCANNER; ULTRASONIC; IMAGING | ALOKA | ALOKA | 53098 | 20052168 | STRONG MEMORIAL HOSPITAL | STRONG |  | OPERATING ROOM; IMAGING | OPEROO-I | B | OR | In Service | 16 | 3 |  |  |  |  | 050OP131575 | OPERATING ROOM; SMH
URMC | SCAULT | SCANNER; ULTRASONIC; IMAGING |  | 1202 | SCANNER; ULTRASONIC; IMAGING | BKMED | B&K MEDICAL SYSTEMS | 56479 | 1900923 | STRONG MEMORIAL HOSPITAL | STRONG |  | ANESTHESIOLOGY; GROUP 1; IMAGING | ANEST1-I |  | Pre An B | In Service | 16 | 3 |  |  |  |  | 050OP136553 | ANESTHESIOLOGY - SMH
URMC | SCAULT | SCANNER; ULTRASONIC; IMAGING |  | S-ICU | SCANNER; ULTRASONIC; IMAGING | SONULS | SONOSITE ULTRASOUND SYSTEMS | 53863 | 03K0FC | STRONG MEMORIAL HOSPITAL | STRONG |  | AC-3; PULMONARY LAB; IMAGING | AC3PUL-I | 3 | RECOVERY | In Service | 16 | 3 |  |  |  |  | 050OP135516 | AC-3; PULMONARY LAB
URMC | SCAULT | SCANNER; ULTRASONIC; IMAGING |  | SITERITE6 | SCANNER; ULTRASOUND IMAGING; SITERITE 6 | BARACS | BARD ACCESS SYSTEMS (ULTRASOUND) | 52980 | DYUE7010 | STRONG MEMORIAL HOSPITAL | STRONG |  | OPERATING ROOM; IMAGING | OPEROO-I |  | OR | In Service | 16 | 3 |  |  |  |  | 050OP131575 | OPERATING ROOM; SMH
URMC | SCAULT | SCANNER; ULTRASONIC; IMAGING |  | VENUE 40 | SCANNER; ULTRASONIC; IMAGING | GEMEDS | GE MEDICAL SYSTEMS | 54503 | 167550WX3 | STRONG MEMORIAL HOSPITAL | STRONG |  | SURGICAL ONCOLOGY ENDOCRINE SURGERY; IMA | SURONC-I | 2 | Surgical Oncology Dept. Old Hospital Bldg 2.5414 | In Service | 16 | 3 |  |  |  |  | 091OP347329 | SURGICAL ONCOLOGY ENDOCRINE SURGERY
URMC | SCAULT | SCANNER; ULTRASONIC; IMAGING |  | MTURBO | SCANNER; ULTRASONIC; IMAGING | SONULS | SONOSITE ULTRASOUND SYSTEMS | 54500 | 03KYV6 | STRONG MEMORIAL HOSPITAL | STRONG |  | GENDER WELLNESS | GENWEL |  | 125 Lattimore Rd | In Service | 16 | 3 |  |  |  |  | 050OP137512 | GENDER WELLNESS
URMC | SCAULT | SCANNER; ULTRASONIC; IMAGING |  | S5IVUS | SCANNER; ULTRASONIC; IMAGING | VOLTHI | VOLCANO THERAPEUTICS INC | 54645 | 5320054001 | STRONG MEMORIAL HOSPITAL | STRONG |  | OPERATING ROOM; IMAGING | OPEROO-I |  |  | In Service | 16 | 3 |  |  |  |  | 050OP131575 | OPERATING ROOM; SMH
URMC | SCAULT | SCANNER; ULTRASONIC; IMAGING |  | VIVID Q | SCANNER; ULTRASONIC; IMAGING | GEMEDS | GE MEDICAL SYSTEMS | 60014 | VQ50012 | STRONG MEMORIAL HOSPITAL | STRONG |  | CARDIOLOGY; CARDIAC CATH LAB ;IMAGING | CARCA2-I |  | Cath Lab | In Service | 16 | 3 | VARIOUS GE | UK624050-13 | GEMED1 | GE MEDICAL SYSTEMS; SUPPLIES DIVISION | 050OP135525 | CARDIOLOGY; CARDIAC CATH LAB
URMC | SCAULT | SCANNER; ULTRASONIC; IMAGING |  | VIVID Q | SCANNER; ULTRASONIC; IMAGING | GEMEDS | GE MEDICAL SYSTEMS | 60018 | VQ50020 | STRONG MEMORIAL HOSPITAL | STRONG |  | AC-G; ECHOCARDIOGRAPHY; IMAGING | ACGECH-I |  | Training Program @ RIT | In Service | 16 | 3 | VARIOUS GE | UK624050-13 | GEMED1 | GE MEDICAL SYSTEMS; SUPPLIES DIVISION | 050OP135565 | AC-G; ECHOCARDIOGRAPHY
URMC | SCAULT | SCANNER; ULTRASONIC; IMAGING |  | VIVID Q | SCANNER; ULTRASONIC; IMAGING | GEMEDS | GE MEDICAL SYSTEMS | 60021 | VQ50028 | STRONG MEMORIAL HOSPITAL | STRONG |  | CARDIOLOGY; CARDIAC CATH LAB ;IMAGING | CARCA2-I |  | Cath Lab | In Service | 16 | 3 | VARIOUS GE | UK624050-13 | GEMED1 | GE MEDICAL SYSTEMS; SUPPLIES DIVISION | 050OP135525 | CARDIOLOGY; CARDIAC CATH LAB
URMC | SCAULT | SCANNER; ULTRASONIC; IMAGING |  | EDGE | SCANNER; ULTRASONIC; IMAGING | SONULS | SONOSITE ULTRASOUND SYSTEMS | 60319 | 03P5DP | STRONG MEMORIAL HOSPITAL | STRONG |  | Marketplace Tower 4th Floor | MARTO4 | 4 | AOC 4C | In Service | 16 | 3 |  |  |  |  | 091OP349352 | Marketplace Tower Ortho Biomed
URMC | SCAULT | SCANNER; ULTRASONIC; IMAGING |  | EDGE | SCANNER; ULTRASONIC; IMAGING | SONULS | SONOSITE ULTRASOUND SYSTEMS | 60321 | 03R5CY | UR MEDICAL FACULTY GROUP | URMFG |  | ORTHOPAEDICS& REHABILITATION CANANDAIGUA-IMA | ORTCAN-I | G | 699 S. Main St; Suite 3 | In Service | 16 | 3 |  |  |  |  | 091OP347575 | ORTHOPAEDICS & REHABILITATION CANANDAIGUA
URMC | SCAULT | SCANNER; ULTRASONIC; IMAGING |  | LOGIQ P6 | SCANNER; ULTRASONIC; IMAGING | GEMEDS | GE MEDICAL SYSTEMS | 58276 | 175518SU0 | STRONG MEMORIAL HOSPITAL | STRONG |  | AC-3; ENDOCRINOLOGY; IMAGING | AC3END-I | 3 | AC3 | In Service | 16 | 3 |  |  |  |  | 050OP137552 | AC-5; MEDICINE
URMC | SCAULT | SCANNER; ULTRASONIC; IMAGING |  | MTURBO | SCANNER; ULTRASONIC; IMAGING | SONULS | SONOSITE ULTRASOUND SYSTEMS | 58133 | WK0WWQ | STRONG MEMORIAL HOSPITAL | STRONG |  | CHILDRENS HOSPITAL 3RD FLOOR | GCHNICU | 3 | 3RD FLOOR GCHS NICU Blue Equipment Room | In Service | 16 | 3 |  |  |  |  | 050OP134514 | 3-3400; NEONATAL ICU
URMC | SCAULT | SCANNER; ULTRASONIC; IMAGING |  | HD11XE | SCANNER; ULTRASONIC; IMAGING | PHIMES | PHILIPS MEDICAL SYSTEMS NORTH AMERICA CO | 58237 | US31270225 | STRONG MEMORIAL HOSPITAL | STRONG |  | OPERATING ROOM; IMAGING | OPEROO-I | b | OR 12 ; last found in OR 30 | In Service | 16 | 3 | 5010283 | UK1663403-19 | PHILMS | PHILIPS MEDICAL SYSTEMS NA | 050OP131575 | OPERATING ROOM; SMH
URMC | SCAULT | SCANNER; ULTRASONIC; IMAGING |  | BVI9400 | BLADDER SCANNER; ULTRASONIC | VERINC | VERATHON INC. (former SATURN BIOMEDICAL) | 57268 | B4012228 | STRONG MEMORIAL HOSPITAL | STRONG |  | 8 SOUTH; GCHS; ADOLESCENT | 8SOUTH | 8 | 8 SOUTH | In Service | 16 | 3 |  |  |  |  | 050OP134515 | 4-1400; ADOLESCENT
URMC | SCAULT | SCANNER; ULTRASONIC; IMAGING |  | BVI3000 | BLADDER SCANNER; ULTRASONIC | DIAULT | DIAGNOSTIC ULTRASOUND CORP | 58574 | 4297884 | STRONG MEMORIAL HOSPITAL | STRONG |  | UROLOGY; IMAGING | UROLOG-I |  | Suite g100 | In Service | 16 | 3 |  |  |  |  | 050OP137518 | AC-2; UROLOGY
URMC | SCAULT | SCANNER; ULTRASONIC; IMAGING |  | 82001M-20 | SCANNER; ULTRASONIC; IMAGING | ZONARE | ZONARE | 58566 | 05639M210L | STRONG MEMORIAL HOSPITAL | STRONG |  | UR VASCULAR SURGERY- IMAGING | URVASU-I | 1 | Canandaigua; NY; POB suite 007 | Storage; Operational | 16 | 3 |  |  |  |  | 050OP137529 | UR VASCULAR SURGERY
URMC | SCAULT | SCANNER; ULTRASONIC; IMAGING |  | SSD5000 | SCANNER; ULTRASONIC; IMAGING | ALOKA | ALOKA | 28943 | MO2707 | STRONG MEMORIAL HOSPITAL | STRONG |  | AC-4; DIGESTIVE & LIVER DISEASES; IMAGIN | AC4DLD-I |  |  | Out of Service | 16 | 3 |  |  |  |  | 050OP137532 | AC-4; DIGESTIVE & LIVER DISEASES UN
URMC | SCAULT | SCANNER; ULTRASONIC; IMAGING |  | 2001 | SCANNER; ULTRASONIC;B&K;2001 | BKMED | B&K MEDICAL SYSTEMS | 20837 | 1997-1804910 | HIGHLAND HOSPITAL OF ROCHESTER | HIGHLAND |  | RADIATION ONCOLOGY; HIGHLAND | RADON |  | Radiation Oncology; HH | In Service | 16 | 3 |  |  |  |  | OP857480 | RADIATION ONCOLOGY - HH
URMC | SCAULT | SCANNER; ULTRASONIC; IMAGING |  | VIVID I | SCANNER; ULTRASONIC; IMAGING | GEMEDS | GE MEDICAL SYSTEMS | 44787 | VI1886 | STRONG MEMORIAL HOSPITAL | STRONG |  | AC-G; ECHOCARDIOGRAPHY; IMAGING | ACGECH-I | 1 | 999 East Ridge Road Suite 1000 updated location 3132 rout 417 olean ny 14760 | In Service | 16 | 3 | UK624050-13 | UK624050-13 | GEMWAU | GE MEDICAL SYSTEMS -WAUKESHA | 050OP135565 | AC-G; ECHOCARDIOGRAPHY
URMC | SCAULT | SCANNER; ULTRASONIC; IMAGING |  | SITERITE6 | SCANNER; ULTRASOUND IMAGING; SITERITE 6 | BARACS | BARD ACCESS SYSTEMS (ULTRASOUND) | 28389 | DYRK7019 | HIGHLAND HOSPITAL OF ROCHESTER | HIGHLAND |  | INTENSIVE CARE UNIT - HH | ICU |  | ICU | In Service | 16 | 3 |  |  |  |  | OP856120 ICU | INTENSIVE CARE UNIT
URMC | SCAULT | SCANNER; ULTRASONIC; IMAGING |  | 110R00 | SCANNER; ULTRASONIC; IMAGING | RESOME | RESONANT MEDICAL | 47432 | 12248 | STRONG MEMORIAL HOSPITAL | STRONG |  | RADIATION ONCOLOGY; IMAGING | RADONC-I | G | CANCER CENTER | Storage; Operational | 16 | 3 |  |  |  |  | 050OP136571 | RADIATION ONCOLOGY - SMH
URMC | SCAULT | SCANNER; ULTRASONIC; IMAGING |  | 110R00 | SCANNER; ULTRASONIC; IMAGING | RESOME | RESONANT MEDICAL | 47433 | 12268 | STRONG MEMORIAL HOSPITAL | STRONG |  | RADIATION ONCOLOGY; IMAGING | RADONC-I | G | CANCER CENTER | Storage; Operational | 16 | 3 |  |  |  |  | 050OP136571 | RADIATION ONCOLOGY - SMH
URMC | SCAULT | SCANNER; ULTRASONIC; IMAGING |  | MTURBO | SCANNER; ULTRASONIC; IMAGING | SONULS | SONOSITE ULTRASOUND SYSTEMS | 29231 | 03FKW7 | HIGHLAND HOSPITAL OF ROCHESTER | HIGHLAND |  | OB/GYN DEPARTMENT | OBGDEP | 3 | 1000 South Ave DR MCNANELY- triage | In Service | 16 | 3 |  |  |  |  | OP858140 | OB/GYN DEPARTMENT
URMC | SCAULT | SCANNER; ULTRASONIC; IMAGING |  | SONIXTOUCH | SCANNER; ULTRASONIC; IMAGING | ULTMEC | ULTRASONIX MEDICAL CORP | 52563 | SXTCH1009110467 | SCHOOL OF MEDICINE AND DENTISTRY | SCHMED |  | DEPARTMENT OF SURGERY- IMAGING | DEPSUR-I | 2 | 821829 | In Service | 16 | 3 |  |  |  |  | 040OP211522 | DEPARTMENT OF SURGERY
URMC | SCAULT | SCANNER; ULTRASONIC; IMAGING |  | MTURBO | SCANNER; ULTRASONIC; IMAGING | SONULS | SONOSITE ULTRASOUND SYSTEMS | 50077 | 03DKMB | STRONG MEMORIAL HOSPITAL | STRONG |  | OPERATING ROOM; IMAGING | OPEROO-I | 3B | 3-1400 | In Service | 16 | 3 |  |  |  |  | 050OP131575 | OPERATING ROOM; SMH
URMC | SCAULT | SCANNER; ULTRASONIC; IMAGING |  | 1202 | SCANNER; ULTRASONIC; IMAGING | BKMED | B&K MEDICAL SYSTEMS | 29383 | 5000723 | STRONG MEMORIAL HOSPITAL | STRONG |  | COLORECTAL CENTER-SAWGRASS; IMAGING | COLCES-I | 2 | SAWGRASS suite 220 | In Service | 16 | 3 |  |  |  |  | 050OP347237 | COLORECTAL CENTER - SAWGRASS
URMC | SCAULT | SCANNER; ULTRASONIC; IMAGING |  | S-NERVE | SCANNER; ULTRASONIC; IMAGING | SONULS | SONOSITE ULTRASOUND SYSTEMS | 51433 | 03GH57 | STRONG MEMORIAL HOSPITAL | STRONG |  | URMC SURGERY CENTER-SAWGRASS; IMAGING | URMCSC-I | 1 | 180 Sawgrass Dr. | In Service | 16 | 3 | 103376 | Req#132416 (PO to follow) | SONULS | SONOSITE ULTRASOUND SYSTEMS | 050OP134539 | URMC SURGERY CENTER - SAWGRASS
URMC | SCAULT | SCANNER; ULTRASONIC; IMAGING |  | CORE MOBILE | SCANNER; ULTRASONIC; IMAGING | VOLTHI | VOLCANO THERAPEUTICS INC | 75494 | 121020083481 | STRONG MEMORIAL HOSPITAL | STRONG |  | CARDIOLOGY; CARDIAC CATH LAB ;IMAGING | CARCA2-I |  | Cath Lab PORTABLE UNIT | In Service | 16 | 3 |  |  |  |  | 050OP135525 | CARDIOLOGY; CARDIAC CATH LAB
URMC | SCAULT | SCANNER; ULTRASONIC; IMAGING |  | LOGIQ E | SCANNER; ULTRASONIC; IMAGING | GEMEDS | GE MEDICAL SYSTEMS | 75517 | 608909WX0 | STRONG MEMORIAL HOSPITAL | STRONG |  | ANESTHESIOLOGY; GROUP 1; IMAGING | ANEST1-I | B | Strong Pre An B B.1356 | In Service | 16 | 3 |  |  |  |  | 050OP136553 | ANESTHESIOLOGY - SMH
URMC | SCAULT | SCANNER; ULTRASONIC; IMAGING |  | VSCAN | SCANNER; ULTRASONIC; IMAGING | GEMEDS | GE MEDICAL SYSTEMS | 75847 | VH121870ZE | STRONG MEMORIAL HOSPITAL | STRONG |  | CLINICAL ENGINEERING; SMH; IMAGING | CESMH-I | B | CE Injectors | In Service | 16 | 3 |  |  |  |  | 050OP236502 | CLINICAL ENGINEERING - SMH
URMC | SCAULT | SCANNER; ULTRASONIC; IMAGING |  | S-NERVE | SCANNER; ULTRASONIC; IMAGING | SONULS | SONOSITE ULTRASOUND SYSTEMS | 76038 |  | STRONG MEMORIAL HOSPITAL | STRONG |  | ANESTHESIOLOGY; GROUP 1; IMAGING | ANEST1-I | 4 | GCH OR | In Service | 16 | 3 |  |  |  |  | 050OP136553 | ANESTHESIOLOGY - SMH
URMC | SCAULT | SCANNER; ULTRASONIC; IMAGING |  | BVI9400 | BLADDER SCANNER; ULTRASONIC | VERINC | VERATHON INC. (former SATURN BIOMEDICAL) | 75388 | B4306603 | UR MEDICAL FACULTY GROUP | URMFG |  | URMC UROLOGY-GENEVA | URMCURG |  | 293 West North Street; Geneva NY | In Service | 16 | 3 |  |  |  |  | 091OP347451 | URMC UROLOGY- GENEVA
URMC | SCAULT | SCANNER; ULTRASONIC; IMAGING |  | MTURBO | SCANNER; ULTRASONIC; IMAGING | SONULS | SONOSITE ULTRASOUND SYSTEMS | 75296 | WK3NNN | STRONG MEMORIAL HOSPITAL | STRONG |  | ANESTHESIOLOGY; GROUP 1; IMAGING | ANEST1-I |  | EP3 | In Service | 16 | 3 |  |  |  |  | 050OP136553 | ANESTHESIOLOGY - SMH
URMC | SCAULT | SCANNER; ULTRASONIC; IMAGING |  | GM000310 | SCANNER; ULTRASOUND;VSCAN W/DUAL PROBE | GEMEDS | GE MEDICAL SYSTEMS | 75292 | VH121784PU | STRONG MEMORIAL HOSPITAL | STRONG |  | DEPARTMENT OF MEDICINE- IMAGING | DEPMED-I |  | School of Medicine | In Service | 16 | 3 |  |  |  |  | 050OP137552 | AC-5; MEDICINE
URMC | SCAULT | SCANNER; ULTRASONIC; IMAGING |  | GM000310 | SCANNER; ULTRASOUND;VSCAN W/DUAL PROBE | GEMEDS | GE MEDICAL SYSTEMS | 75295 | VH121782TK | STRONG MEMORIAL HOSPITAL | STRONG |  | DEPARTMENT OF MEDICINE- IMAGING | DEPMED-I | 3 | School of Medicine | Unit Not Located | 16 | 3 |  |  |  |  | 050OP137552 | AC-5; MEDICINE
URMC | SCAULT | SCANNER; ULTRASONIC; IMAGING |  | VSCAN | SCANNER; ULTRASONIC; IMAGING | GEMEDS | GE MEDICAL SYSTEMS | 74880 | VH121664BR | STRONG MEMORIAL HOSPITAL | STRONG |  | AC-1; PEDIATRIC CARDIOLOGY; IMAGING | AC1PEC-I |  | PICU Echo Viewing 6.1192A | In Service | 16 | 3 |  |  |  |  | 050OP349801 | PEDIATRIC CARDIOLOGY
URMC | SCAULT | SCANNER; ULTRASONIC; IMAGING |  | SII | SCANNER; ULTRASONIC; IMAGING | SONULS | SONOSITE ULTRASOUND SYSTEMS | 75108 | 045MTL | STRONG MEMORIAL HOSPITAL | STRONG |  | GCH PEDIATRIC CATH LAB- IMAGING | PEDCAT-I | 4 | GCH PEDs Cardiac Cath | In Service | 16 | 3 |  |  |  |  | 050OP135525 | CARDIOLOGY; CARDIAC CATH LAB
URMC | SCAULT | SCANNER; ULTRASONIC; IMAGING |  | M9 | SCANNER; ULTRASONIC; IMAGING | MINMED | MINDRAY MEDICAL | 75112 | 7B64000898 | STRONG MEMORIAL HOSPITAL | STRONG |  | EMERGENCY DEPT-SMH; IMAGING | ED-SMH-I |  | SMH ED Room 2.888 | In Service | 16 | 3 |  |  |  |  | 050OP138501 | EMERGENCY DEPARTMENT -SMH
URMC | SCAULT | SCANNER; ULTRASONIC; IMAGING |  | VOLUSON S10 | SCANNER; ULTRASONIC; IMAGING | GEMEDS | GE MEDICAL SYSTEMS | 75141 | VSX000418 | UR MEDICAL FACULTY GROUP | URMFG |  | STRONG FERTILITY CENTER; IMAGING | STRFEC-I | 2 | 500 Red Creek Dr. Suite 220 | In Service | 16 | 3 |  |  |  |  | 091OP349803 | STRONG FERTILITY CENTER
URMC | SCAULT | SCANNER; ULTRASONIC; IMAGING |  | LOGIQ E9 | SCANNER; ULTRASONIC; IMAGING | GEMEDS | GE MEDICAL SYSTEMS | 67808 | LE9134250 | STRONG MEMORIAL HOSPITAL | STRONG |  | ALLERGY/IMMUNOLOGY/RHEUMATOLOGY; OFFSITE | ALLIMR |  | 400 Red Creek Suite 240 | In Service | 16 | 3 |  |  |  |  | 050OP137527 | ALLERGY/IMMUNOLOGY/RHEUMATOLOGY
URMC | SCAULT | SCANNER; ULTRASONIC; IMAGING |  | FIBROSCAN 502 | SCANNER; ULTRASONIC; IMAGING | ECHSEN | ECHOSENS | 74293 | F62306 | STRONG MEMORIAL HOSPITAL | STRONG |  | GI/ENDOSCOPY CENTER @ SAWGRASS | GIENCE |  | 180 SAWGRASS | In Service | 16 | 3 |  |  |  |  | 050OP137523 | GI/ENDOSCOPY CENTER @ SAWGRASS
URMC | SCAULT | SCANNER; ULTRASONIC; IMAGING |  | M9 | SCANNER; ULTRASONIC; IMAGING | MINMED | MINDRAY MEDICAL | 67927 | 7B49000254 | STRONG MEMORIAL HOSPITAL | STRONG |  | 8-3600; SICU; IMAGING | 8-3600-I | 8 | 621127 | In Service | 16 | 3 |  |  |  |  | 050OP134575 | 8-3600; SICU
URMC | SCAULT | SCANNER; ULTRASONIC; IMAGING |  | SC2000 | SCANNER; ULTRASONIC; IMAGING | SIEMES | SIEMENS MED SYSTEMS | 74622 | 402898 | STRONG MEMORIAL HOSPITAL | STRONG |  | AC-1; PEDIATRIC CARDIOLOGY; IMAGING | AC1PEC-I | 1 | AC-1; pediatric cardiology; imaging | In Service | 16 | 3 |  |  |  |  | 050OP349801 | PEDIATRIC CARDIOLOGY
URMC | SCAULT | SCANNER; ULTRASONIC; IMAGING |  | BK3000 | SCANNER; ULTRASONIC; IMAGING | BKMED | B&K MEDICAL SYSTEMS | 34571 | 5007187 | HIGHLAND HOSPITAL OF ROCHESTER | HIGHLAND |  | RADIATION ONCOLOGY; HIGHLAND | RADON1 |  | Radiation Oncology; HH | In Service | 16 | 3 |  |  |  |  | OP857480 | RADIATION ONCOLOGY - HH
URMC | SCAULT | SCANNER; ULTRASONIC; IMAGING |  | VUMAX-HD | SCANNER; ULTRASONIC; IMAGING | SONOMED | SONOMED | 71093 | 3575-0915-0208 | STRONG MEMORIAL HOSPITAL | STRONG |  | 3-2100;OPHTHALMOLOGY; FLAUM EYE INS.- IMAGING | 3-2100-I | 3 | Flaum Eye Institute | In Service | 16 | 3 |  |  |  |  | 050OP137516 | 3-2100; OPHTHALMOLOGY; FLAUM EYE INSTITUTE
URMC | SCAULT | SCANNER; ULTRASONIC; IMAGING |  | BVI9400 | BLADDER SCANNER; ULTRASONIC | VERINC | VERATHON INC. (former SATURN BIOMEDICAL) | 71100 | B4303266 | STRONG MEMORIAL HOSPITAL | STRONG |  | 6NORTH; PEDIATRIC ICU | 6NORTH |  | Children's Hospital 6 North | In Service | 16 | 3 |  |  |  |  | 050OP134510 | 6NORTH; PEDIATRIC ICU
URMC | SCAULT | SCANNER; ULTRASONIC; IMAGING |  | S-NERVE | SCANNER; ULTRASONIC; IMAGING | SONULS | SONOSITE ULTRASOUND SYSTEMS | 71060 | WK3DT8 | STRONG MEMORIAL HOSPITAL | STRONG |  | ANESTHESIOLOGY; GROUP 1; IMAGING | ANEST1-I | 4 | GCH hallway | In Service | 16 | 3 |  |  |  |  | 050OP136553 | ANESTHESIOLOGY - SMH
URMC | SCAULT | SCANNER; ULTRASONIC; IMAGING |  | S-NERVE | SCANNER; ULTRASONIC; IMAGING | SONULS | SONOSITE ULTRASOUND SYSTEMS | 70819 | WK2VNM | STRONG MEMORIAL HOSPITAL | STRONG | 70819 | NEUROMEDICINE PAIN MANAGEMENT PROCEDURES | NEUMPP |  | 2180 South Clinton Avenue; (585) 276-8492 | In Service | 16 | 3 |  |  |  |  | 050OP137522 | NEUROMEDICINE PAIN MANAGEMENT PROCE
URMC | SCAULT | SCANNER; ULTRASONIC; IMAGING |  | VIVID I | SCANNER; ULTRASONIC; IMAGING | GEMEDS | GE MEDICAL SYSTEMS | REL15132 | 055422VI | STRONG MEMORIAL HOSPITAL | STRONG |  | MULTISPECIALTY SUITE AT FF THOMPSON | MUSFFT | 1 | Multi-Speciality suite. Suite 007. | In Service | 16 | 3 |  |  |  |  | 050OP137562 | MULTISPECIALTY SUITE- FF THOMPSON
URMC | SCAULT | SCANNER; ULTRASONIC; IMAGING |  | LOGIQ E | SCANNER; ULTRASONIC; IMAGING | GEMEDS | GE MEDICAL SYSTEMS | 69814 | 414520WX7 | STRONG MEMORIAL HOSPITAL | STRONG |  | ALLERGY/RHEUM./IMMUN.; OFFSITE; IMAGING | ALLIMR-I | 2 | 400 Red Creek Drive; Suite 240 | In Service | 16 | 3 |  |  |  |  | 050OP137527 | ALLERGY/IMMUNOLOGY/RHEUMATOLOGY
URMC | SCAULT | SCANNER; ULTRASONIC; IMAGING |  | SONICONE | SCANNER; ULTRASONIC; IMAGING | ULTMEC | ULTRASONIX MEDICAL CORP | 69884 | SXONE101505V0104 | STRONG MEMORIAL HOSPITAL | STRONG | U1053292-15 | SURGICAL ONCOLOGY ENDOCRINE SURGERY; IMA | SURONC-I |  | Dr. Mix: 315-546-4879 | In Service | 16 | 3 |  |  |  |  | 091OP347329 | SURGICAL ONCOLOGY ENDOCRINE SURGERY
URMC | SCAULT | SCANNER; ULTRASONIC; IMAGING |  | BVI9400 | BLADDER SCANNER; ULTRASONIC | VERINC | VERATHON INC. (former SATURN BIOMEDICAL) | 70109 | B4301301 | STRONG MEMORIAL HOSPITAL | STRONG |  | PEDIATRIC IMAGING | PEDIMA-I |  | 7 and 8th floor GCH 7 South in Equipment room with the door number as the access code | Unit Not Located | 16 | 3 |  |  |  |  | 050OP136555 | IMAGING SCIENCES - SMH
URMC | SCAULT | SCANNER; ULTRASONIC; IMAGING |  | X-PORTE | SCANNER; ULTRASONIC; IMAGING | SONULS | SONOSITE ULTRASOUND SYSTEMS | 72420 | 04328M | STRONG MEMORIAL HOSPITAL | STRONG |  | 3-2800; BURN/TRAUMA; IMAGING | 3-2800-I | 3 | Equipment Room | In Service | 16 | 3 |  |  |  |  | 050OP134570 | 3-2800; PROG CARE BURN/TRAUMA/STEPD
URMC | SCAULT | SCANNER; ULTRASONIC; IMAGING |  | CX50 | SCANNER; ULTRASONIC; IMAGING | PHIMES | PHILIPS MEDICAL SYSTEMS NORTH AMERICA CO | 70658 | SG81203238 | STRONG MEMORIAL HOSPITAL | STRONG |  | AC-G; ECHOCARDIOGRAPHY; IMAGING | ACGECH-I |  | AC-G | In Service | 16 | 3 |  |  |  |  | 050OP135565 | AC-G; ECHOCARDIOGRAPHY
URMC | SCAULT | SCANNER; ULTRASONIC; IMAGING |  | PROSOUND F75 | SCANNER; ULTRASONIC; IMAGING | ALOKA | ALOKA | 73235 | 204J6461 | STRONG MEMORIAL HOSPITAL | STRONG |  | AC-4; DIGESTIVE & LIVER DISEASES; IMAGIN | AC4DLD-I |  | AC-4 | In Service | 16 | 3 |  |  |  |  | 050OP137532 | AC-4; DIGESTIVE & LIVER DISEASES UN
URMC | SCAULT | SCANNER; ULTRASONIC; IMAGING |  | MTURBO | SCANNER; ULTRASONIC; IMAGING | SONULS | SONOSITE ULTRASOUND SYSTEMS | 73148 | WK3FKQ | STRONG MEMORIAL HOSPITAL | STRONG |  | URMC SURGERY CENTER - SAWGRASS | URMCSC-1 |  | Sawgrasss | In Service | 16 | 3 |  |  |  |  | 050OP134539 | URMC SURGERY CENTER - SAWGRASS
URMC | SCAULT | SCANNER; ULTRASONIC; IMAGING |  | BVI9400 | BLADDER SCANNER; ULTRASONIC | VERINC | VERATHON INC. (former SATURN BIOMEDICAL) | 67923 | B4300707 | STRONG MEMORIAL HOSPITAL | STRONG |  | 6NORTH PEDIATRIC ICU IMAGING | 6NORTH-I | 8 | 6NORTH | In Service | 16 | 3 |  |  |  |  | 050OP134510 | 6NORTH; PEDIATRIC ICU
URMC | SCAULT | SCANNER; ULTRASONIC; IMAGING |  | LOGIQ E | SCANNER; ULTRASONIC; IMAGING | GEMEDS | GE MEDICAL SYSTEMS | 67757 | 1621172WX1 | UR MEDICAL FACULTY GROUP | URMFG |  | STRONG FERTILITY CENTER; IMAGING | STRFEC-I |  |  | In Service | 16 | 3 |  |  |  |  | 091OP349803 | STRONG FERTILITY CENTER
URMC | SCAULT | SCANNER; ULTRASONIC; IMAGING |  | VSCAN | SCANNER; ULTRASONIC; IMAGING | GEMEDS | GE MEDICAL SYSTEMS | 33197 | vh019859LL | HIGHLAND HOSPITAL OF ROCHESTER | HIGHLAND |  | CARDIOLOGY | CARDIO | 2 | NE201D | In Service | 0 | 3 |  |  |  |  | OP857450 | CARDIOLOGY
URMC | SCAULT | SCANNER; ULTRASONIC; IMAGING |  | EPIQ 7G | SCANNER; ULTRASONIC; IMAGING | PHIMES | PHILIPS MEDICAL SYSTEMS NORTH AMERICA CO | 33395 | US115B0378 | HIGHLAND HOSPITAL OF ROCHESTER | HIGHLAND |  | BREAST CARE CENTER | BRECAC | 1 | HIghland Breast Center | In Service | 16 | 3 |  |  |  |  | OP857170 | RED CREEK BCC
URMC | SCAULT | SCANNER; ULTRASONIC; IMAGING |  | VOLUSON E6 | SCANNER; ULTRASONIC; IMAGING | GEMEDS | GE MEDICAL SYSTEMS | 33528 | D60237 | HIGHLAND HOSPITAL OF ROCHESTER | HIGHLAND |  | PERINATAL CENTER | PERCEN | 3 | Labor Triage | Storage; Operational | 16 | 3 |  |  |  |  | OP858180 | PERINATAL CLINIC
URMC | SCAULT | SCANNER; ULTRASONIC; IMAGING |  | X-PORTE | SCANNER; ULTRASONIC; IMAGING | SONULS | SONOSITE ULTRASOUND SYSTEMS | 67668 | 131401281 | STRONG MEMORIAL HOSPITAL | STRONG |  | NEURO ICU IMAGING | 8-1200-I |  | 8-1200 | In Service | 0 | 3 |  |  |  |  | 050OP134557 | 8-1200; MEDICINE
URMC | SCAULT | SCANNER; ULTRASONIC; IMAGING |  | VSCAN | SCANNER; ULTRASONIC; IMAGING | GEMEDS | GE MEDICAL SYSTEMS | 67671 | VH019971XR | STRONG MEMORIAL HOSPITAL | STRONG |  | CARDIOLOGY; CARDIAC CATH LAB ;IMAGING | CARCA2-I |  |  | Unit Not Located | 0 | 3 |  |  |  |  | 050OP135525 | CARDIOLOGY; CARDIAC CATH LAB
URMC | SCAULT | SCANNER; ULTRASONIC; IMAGING |  | PROSOUND F75 | SCANNER; ULTRASONIC; IMAGING | ALOKA | ALOKA | 33141 | 203P7872 | HIGHLAND HOSPITAL OF ROCHESTER | HIGHLAND |  | HIGHLAND PROCEDURE CENTER | HPC | 1 | 1000 South Ave stored in HPC- contact staff | In Service | 0 | 3 |  |  |  |  | OP856290 | HIGHLAND PROCEDURE CENTER
URMC | SCAULT | SCANNER; ULTRASONIC; IMAGING |  | MTURBO | SCANNER; ULTRASONIC; IMAGING | SONULS | SONOSITE ULTRASOUND SYSTEMS | 65603 | WK25QN | STRONG MEMORIAL HOSPITAL | STRONG |  | WILMOT CANCER CENTER 5TH FLOOR | WCC5 | 5 | WCC5 | In Service | 16 | 3 |  |  |  |  | 050OP134563 | WCC5
URMC | SCAULT | SCANNER; ULTRASONIC; IMAGING |  | S-CATH | SCANNER; ULTRASONIC; IMAGING | SONULS | SONOSITE ULTRASOUND SYSTEMS | 65773 | 03X6JG | STRONG MEMORIAL HOSPITAL | STRONG |  | RADIOLOGY; DIAGNOSTIC; IMAGING | RADDIA-I |  | PIC SERVICES | In Service | 16 | 3 |  |  |  |  | 050OP136555 | IMAGING SCIENCES - SMH
URMC | SCAULT | SCANNER; ULTRASONIC; IMAGING |  | MTURBO | SCANNER; ULTRASONIC; IMAGING | SONULS | SONOSITE ULTRASOUND SYSTEMS | 62825 | 03K42P | STRONG MEMORIAL HOSPITAL | STRONG |  | EMERGENCY DEPT-SMH; IMAGING | ED-SMH-I |  | ED room 53 | Unit Not Located | 16 | 3 |  |  |  |  | 050OP138501 | EMERGENCY DEPARTMENT -SMH
URMC | SCAULT | SCANNER; ULTRASONIC; IMAGING |  | 1202 | SCANNER; ULTRASONIC; IMAGING | BKMED | B&K MEDICAL SYSTEMS | 64954 | 5004044 | STRONG MEMORIAL HOSPITAL | STRONG |  | OPERATING RM; 2ND FLR; GYN/EYE/DEN;IMAGI | OPEGED-I | G | OR; G; IMAGING STORAGE | In Service | 16 | 3 |  |  |  |  | 050OP131575 | OPERATING ROOM; SMH
URMC | SCAULT | SCANNER; ULTRASONIC; IMAGING |  | MTURBO | SCANNER; ULTRASONIC; IMAGING | SONULS | SONOSITE ULTRASOUND SYSTEMS | 61799 | WK1N6D | STRONG MEMORIAL HOSPITAL | STRONG |  | 7-1600 MEDICAL ICU IMAGING | MIC7-I |  | 7-1600 | In Service | 16 | 3 |  |  |  |  | 050OP134589 | 7-1600; MEDICAL ICU
URMC | SCAULT | SCANNER; ULTRASONIC; IMAGING |  | MTURBO | SCANNER; ULTRASONIC; IMAGING | SONULS | SONOSITE ULTRASOUND SYSTEMS | 61800 | WK1N6B | STRONG MEMORIAL HOSPITAL | STRONG |  | WILMOT CANCER CENTER ADULT HEMATOLOGY ONCOLOGY | WCC7 |  | 7th Floor Cancer Center | In Service | 16 | 3 |  |  |  |  | 050OP134561 | WILMOT CANCER CENTER; SEVENTH FLOOR
URMC | SCAULT | SCANNER; ULTRASONIC; IMAGING |  | S-NERVE | SCANNER; ULTRASONIC; IMAGING | SONULS | SONOSITE ULTRASOUND SYSTEMS | 61940 | 03V2V5 | STRONG MEMORIAL HOSPITAL | STRONG |  | ANESTHESIOLOGY; GROUP 1; IMAGING | ANEST1-I | B | Operating Room | In Service | 16 | 3 |  |  |  |  | 050OP136553 | ANESTHESIOLOGY - SMH
URMC | SCAULT | SCANNER; ULTRASONIC; IMAGING |  | S-NERVE | SCANNER; ULTRASONIC; IMAGING | SONULS | SONOSITE ULTRASOUND SYSTEMS | 61941 | 03V2V6 | STRONG MEMORIAL HOSPITAL | STRONG |  | ANESTHESIOLOGY; GROUP 1; IMAGING | ANEST1-I | B | Operating Room | Unit Not Located | 16 | 3 |  |  |  |  | 050OP136553 | ANESTHESIOLOGY - SMH
URMC | SCAULT | SCANNER; ULTRASONIC; IMAGING |  | VUMAX-HD | SCANNER; ULTRASONIC; IMAGING | SONOMED | SONOMED | 62619 | 3575-0713-0100 | STRONG MEMORIAL HOSPITAL | STRONG |  | 3-2100; OPHTHALMOLOGY; FLAUM EYE INSTITUTE | 2100-03-01 | 3 | 2115-03-01 | In Service | 16 | 3 |  |  |  |  | 050OP137516 | 3-2100; OPHTHALMOLOGY; FLAUM EYE INSTITUTE
URMC | SCAULT | SCANNER; ULTRASONIC; IMAGING |  | BVI9400 | BLADDER SCANNER; ULTRASONIC | VERINC | VERATHON INC. (former SATURN BIOMEDICAL) | 32151 | B4017070 | HIGHLAND HOSPITAL OF ROCHESTER | HIGHLAND | 739 | LABOR FLOOR | LABOR | 3 | Family Maternity Center - East 3 | In Service | 16 | 3 |  |  |  |  | OP857390 | LABOR FLOOR
URMC | SCAULT | SCANNER; ULTRASONIC; IMAGING |  | VSCAN | SCANNER; ULTRASONIC; IMAGING | GEMEDS | GE MEDICAL SYSTEMS | 60492 | VH012100GJ | STRONG MEMORIAL HOSPITAL | STRONG |  | OB/GYN; LATTIMORE ROAD IMAGING | OBGLAT-I | 1 | 500 Red Creek Suite 210 Readi | In Service | 16 | 3 | VARIOUS GE | UK624050-13 | GEMED1 | GE MEDICAL SYSTEMS; SUPPLIES DIVISION | 050OP136577 | OB/GYN LATTIMORE ROAD
URMC | SCAULT | SCANNER; ULTRASONIC; IMAGING |  | EDGE | SCANNER; ULTRASONIC; IMAGING | SONULS | SONOSITE ULTRASOUND SYSTEMS | 60325 | 03R4GZ | STRONG MEMORIAL HOSPITAL | STRONG |  | MARKETPLACE TOWER ORTHO X-RAY IMAGING | MARTOX-I |  | 1.741.03; Area B | In Service | 16 | 3 |  |  |  |  | 091OP347643 | Marketplace Tower Ortho Imageing X-Ray
URMC | SCAULT | SCANNER; ULTRASONIC; IMAGING |  | EDGE | SCANNER; ULTRASONIC; IMAGING | SONULS | SONOSITE ULTRASOUND SYSTEMS | 60328 | 03R52C | STRONG MEMORIAL HOSPITAL | STRONG |  | University Orthopedics Imaging | UNIORT-I |  | AOC. 1B | In Service | 16 | 3 |  |  |  |  | 050OP137515 | ORTHOPAEDIC CLINIC
URMC | SCAULT | SCANNER; ULTRASONIC; IMAGING |  | 1202 | SCANNER; ULTRASONIC; IMAGING | BKMED | B&K MEDICAL SYSTEMS | 60790 | 5002512 | STRONG MEMORIAL HOSPITAL | STRONG |  | OPERATING ROOM; IMAGING | OPEROO-I | OR | MAIN OR; Robotic Rooms; AKA R-room R2 | In Service | 16 | 3 |  |  |  |  | 050OP131575 | OPERATING ROOM; SMH
URMC | SCAULT | SCANNER; ULTRASONIC; IMAGING |  | EDGE | SCANNER; ULTRASONIC; IMAGING | SONULS | SONOSITE ULTRASOUND SYSTEMS | 60333 | 03NN71 | UR MEDICAL FACULTY GROUP | URMFG |  | IMAGING SCIENCE @ SOUTH POINTE LANDING- IMAGING | ISSOPL-I |  |  | In Service | 16 | 3 |  |  |  |  | 091OP347238 | IMAGING SCIENCE @ SOUTH POINTE LANDING
URMC | SCAULT | SCANNER; ULTRASONIC; IMAGING |  | VSCAN | SCANNER; ULTRASONIC; IMAGING | GEMEDS | GE MEDICAL SYSTEMS | 31778 | VH001150ZF | HIGHLAND HOSPITAL OF ROCHESTER | HIGHLAND |  | DEPT OF MEDICINE | MEDICINE | 5 | Chief Resident Office - Red Elevator | Unit Not Located | 16 | 3 |  |  |  |  | OP858160 | DEPT OF MEDICINE
URMC | SCAULT | SCANNER; ULTRASONIC; IMAGING |  | BVI9400 | BLADDER SCANNER; ULTRASONIC | VERINC | VERATHON INC. (former SATURN BIOMEDICAL) | 60906 | B4015689 | STRONG MEMORIAL HOSPITAL | STRONG |  | 8 NORTH; GCHS; PEDIATRIC GENERAL CARE | 8NORTH | 6 | 8NORTH | In Service | 16 | 3 |  |  |  |  | 050OP134516 | 4-1600; UR MED HEART
URMC | SCAULT | SCANNER; ULTRASONIC; IMAGING |  | VIVID S6 | SCANNER; ULTRASONIC; IMAGING | GEMEDS | GE MEDICAL SYSTEMS | 60971 | VS64129 | ST JAMES HOSPITAL | STJAMES |  | CARDIOLOGY OFFICE MOB | SJCARDOF | 3 |  | In Service | 16 | 3 | 9111914LRC/ADDENDUM | UK956963-15 | GEMWAU | GE MEDICAL SYSTEMS -WAUKESHA | SJH6895 | SJH - CARDIOLOGY OFFICE
URMC | SCAULT | SCANNER; ULTRASONIC; IMAGING |  | LOGIQ S7 | SCANNER; ULTRASONIC; IMAGING | GEMEDS | GE MEDICAL SYSTEMS | 37015 | LS7002176 | HIGHLAND HOSPITAL OF ROCHESTER | HIGHLAND |  | MEDICAL IMAGING | DIAGRAD |  | 1000 South Ave Bay 6 near MRI | In Service | 16 | 3 |  |  |  |  | OP857470 | MEDICAL IMAGING
URMC | SCAULT | SCANNER; ULTRASONIC; IMAGING |  | VSCAN | SCANNER; ULTRASONIC; IMAGING | GEMEDS | GE MEDICAL SYSTEMS | 83822 | VH123227R5 | UR MEDICAL FACULTY GROUP | URMFG |  | HOSPITAL MEDICINE DIVISION- IMAGING | HOSMED-I |  |  | In Service | 16 | 3 |  |  |  |  | 091OP347079 | HOSPITAL MEDICINE DIVISION- IMAGING
URMC | SCAULT | SCANNER; ULTRASONIC; IMAGING |  | VSCAN | SCANNER; ULTRASONIC; IMAGING | GEMEDS | GE MEDICAL SYSTEMS | 83823 | VH123252NI | STRONG MEMORIAL HOSPITAL | STRONG |  | 4-1400 DIALYSIS | 4-1400D |  |  | Unit Not Located | 16 | 3 |  |  |  |  | 050OP135513 | HEMODIALYSIS UNIT
URMC | SCAULT | SCANNER; ULTRASONIC; IMAGING |  | VSCAN | SCANNER; ULTRASONIC; IMAGING | GEMEDS | GE MEDICAL SYSTEMS | 83824 | VH12326976 | UR MEDICAL FACULTY GROUP | URMFG |  | HOSPITAL MEDICINE DIVISION- IMAGING | HOSMED-I |  |  | In Service | 16 | 3 |  |  |  |  | 091OP347079 | HOSPITAL MEDICINE DIVISION- IMAGING
URMC | SCAULT | SCANNER; ULTRASONIC; IMAGING |  | VSCAN | SCANNER; ULTRASONIC; IMAGING | GEMEDS | GE MEDICAL SYSTEMS | 83825 | VH1232643D | UR MEDICAL FACULTY GROUP | URMFG |  | HOSPITAL MEDICINE DIVISION- IMAGING | HOSMED-I |  |  | In Service | 16 | 3 |  |  |  |  | 091OP347079 | HOSPITAL MEDICINE DIVISION- IMAGING
URMC | SCAULT | SCANNER; ULTRASONIC; IMAGING |  | VSCAN | SCANNER; ULTRASONIC; IMAGING | GEMEDS | GE MEDICAL SYSTEMS | 83826 | VH123239DX | UR MEDICAL FACULTY GROUP | URMFG |  | HOSPITAL MEDICINE DIVISION- IMAGING | HOSMED-I |  |  | In Service | 16 | 3 |  |  |  |  | 091OP347079 | HOSPITAL MEDICINE DIVISION- IMAGING
URMC | SCAULT | SCANNER; ULTRASONIC; IMAGING |  | VSCAN | SCANNER; ULTRASONIC; IMAGING | GEMEDS | GE MEDICAL SYSTEMS | 83827 | VH12387FF | UR MEDICAL FACULTY GROUP | URMFG |  | HOSPITAL MEDICINE DIVISION- IMAGING | HOSMED-I |  |  | Unit Not Located | 16 | 3 |  |  |  |  | 091OP347079 | HOSPITAL MEDICINE DIVISION- IMAGING
URMC | SCAULT | SCANNER; ULTRASONIC; IMAGING |  | TE7 | SCANNER; ULTRASONIC; IMAGING | MINNOA | MINDRAY NORTH AMERICA | 83840 | CD7-85000268 | STRONG MEMORIAL HOSPITAL | STRONG |  | DEPARTMENT OF MEDICINE- IMAGING | DEPMED-I | 4 | 4.254 | In Service | 16 | 3 |  |  |  |  | 050OP137552 | AC-5; MEDICINE
URMC | SCAULT | SCANNER; ULTRASONIC; IMAGING |  | ZONE PRO | SCANNER; ULTRASONIC; IMAGING | ZONARE | ZONARE | 36997 | 38205C518F | HIGHLAND HOSPITAL OF ROCHESTER | HIGHLAND |  | HH OPERATING ROOM | OPER | 1 | OR11 Control Room | In Service | 16 | 3 |  |  |  |  | OP857410 | OPERATING ROOM HH
URMC | SCAULT | SCANNER; ULTRASONIC; IMAGING |  | SII | SCANNER; ULTRASONIC; IMAGING | SONULS | SONOSITE ULTRASOUND SYSTEMS | 83632 | 04G61C | STRONG MEMORIAL HOSPITAL | STRONG |  | Geneseo SMH Multi-Specialty Clinic Imaging | GENMSC-I |  | Orthopedics Office Med Room | In Service | 16 | 3 |  |  |  |  | 050OP137650 | Geneseo SMH Multi-Specialty Clinic
URMC | SCAULT | SCANNER; ULTRASONIC; IMAGING |  | PROSOUND F75 | SCANNER; ULTRASONIC; IMAGING | HITINS | HITACHI INSTRUMENTS | 79657 | 205Z1249 | STRONG MEMORIAL HOSPITAL | STRONG |  | AC-4; DIGESTIVE & LIVER DISEASES; IMAGIN | AC4DLD-I |  | AC4 | In Service | 16 | 3 |  |  |  |  | 050OP137532 | AC-4; DIGESTIVE & LIVER DISEASES UN
URMC | SCAULT | SCANNER; ULTRASONIC; IMAGING |  | FIBROSCAN 502 | SCANNER; ULTRASONIC; IMAGING | ECHSEN | ECHOSENS | 81584 | F62632 | UR MEDICAL FACULTY GROUP | URMFG |  | PEDIATRIC GASTROENTEROLOGY & NUTRITION | PEDGAN | 3rd | Clinto Crossings; Bldg E; Suite 340 | In Service | 16 | 3 |  |  |  |  | 091OP349559 | PEDIATRIC GASTROENTEREOLOGY & NUTRITION
URMC | SCAULT | SCANNER; ULTRASONIC; IMAGING |  | VIVID S70 | SCANNER; ULTRASONIC; IMAGING | GEMEDS | GE MEDICAL SYSTEMS | 83012 | 002723S70 | STRONG MEMORIAL HOSPITAL | STRONG |  | AC-G; ECHOCARDIOGRAPHY; IMAGING | ACGECH-I | G | AC-G | In Service | 16 | 3 |  |  |  |  | 050OP135565 | AC-G; ECHOCARDIOGRAPHY
URMC | SCAULT | SCANNER; ULTRASONIC; IMAGING |  | SITERITE HALCYON | SCANNER; ULTRASONIC; IMAGING | BARACS | BARD ACCESS SYSTEMS (ULTRASOUND) | 82282 | ST1707151 | STRONG MEMORIAL HOSPITAL | STRONG |  | CARDIOLOGY; CARDIAC CATH LAB ;IMAGING | CARCA2-I | 4 | 4.1807 | In Service | 16 | 3 |  |  |  |  | 050OP135525 | CARDIOLOGY; CARDIAC CATH LAB
URMC | SCAULT | SCANNER; ULTRASONIC; IMAGING |  | BLADDERSCANPRIME | SCANNER; ULTRASONIC; IMAGING | VERINC | VERATHON INC. (former SATURN BIOMEDICAL) | 82647 | C1500693 | THE HIGHLANDS OF BRIGHTON | HIGHBRI | 82647 | THE HIGHLANDS OF BRIGHTON | HIGHBRI |  |  | In Service | 16 | 3 |  |  |  |  | 100 | THE HIGHLANDS AT BRIGHTON
URMC | SCAULT | SCANNER; ULTRASONIC; IMAGING |  | VIVID S70 | SCANNER; ULTRASONIC; IMAGING | GEMEDS | GE MEDICAL SYSTEMS | 36929 | 003663S70 | HIGHLAND HOSPITAL OF ROCHESTER | HIGHLAND |  | CARDIOLOGY | CARDIO |  | HH Cardio | In Service | 16 | 3 |  |  |  |  | OP857450 | CARDIOLOGY
URMC | SCAULT | SCANNER; ULTRASONIC; IMAGING |  | M9 | SCANNER; ULTRASONIC; IMAGING | MINNOA | MINDRAY NORTH AMERICA | 81958 | CC1-7B000086 | STRONG MEMORIAL HOSPITAL | STRONG |  | 8-3400; RESPIRATORY SPECIAL CARE; IMAGIN | 8-3400-I | 8 | 548078 | In Service | 16 | 3 |  |  |  |  | 050OP134592 | 8-3400; RESPIRATORY SPECIAL CARE
URMC | SCAULT | SCANNER; ULTRASONIC; IMAGING |  | BVI9400 | BLADDER SCANNER; ULTRASONIC | VERINC | VERATHON INC. (former SATURN BIOMEDICAL) | 77176 | B4500138 | STRONG MEMORIAL HOSPITAL | STRONG |  | STRONG SURGICAL CENTER; IMAGING | STRSUC-I | B | 6South | In Service | 16 | 3 |  |  |  |  | 050OP134543 | STRONG SURGICAL CENTER
URMC | SCAULT | SCANNER; ULTRASONIC; IMAGING |  | CORE | SCANNER; ULTRASONIC; IMAGING | VOLTHI | VOLCANO THERAPEUTICS INC | 79655 | 103020083137 | STRONG MEMORIAL HOSPITAL | STRONG |  | CARDIOLOGY; CARDIAC CATH LAB ;IMAGING | CARCA2-I | G | CL 4 | In Service | 16 | 3 |  |  |  |  | 050OP135525 | CARDIOLOGY; CARDIAC CATH LAB
URMC | SCAULT | SCANNER; ULTRASONIC; IMAGING |  | VSCAN | SCANNER; ULTRASONIC; IMAGING | GEMEDS | GE MEDICAL SYSTEMS | 81627 | VH122882RV | UR MEDICAL FACULTY GROUP | URMFG |  | HOSPITAL MEDICINE DIVISION- IMAGING | HOSMED-I | 3 |  | In Service | 16 | 3 |  |  |  |  | 091OP347079 | HOSPITAL MEDICINE DIVISION- IMAGING
URMC | SCAULT | SCANNER; ULTRASONIC; IMAGING |  | VSCAN | SCANNER; ULTRASONIC; IMAGING | GEMEDS | GE MEDICAL SYSTEMS | 81626 | VH122985HC | UR MEDICAL FACULTY GROUP | URMFG |  | HOSPITAL MEDICINE DIVISION- IMAGING | HOSMED-I | 3 |  | In Service | 16 | 3 |  |  |  |  | 091OP347079 | HOSPITAL MEDICINE DIVISION- IMAGING
URMC | SCAULT | SCANNER; ULTRASONIC; IMAGING |  | VSCAN | SCANNER; ULTRASONIC; IMAGING | GEMEDS | GE MEDICAL SYSTEMS | 81624 | VH122993UB | UR MEDICAL FACULTY GROUP | URMFG |  | HOSPITAL MEDICINE DIVISION- IMAGING | HOSMED-I | 3 |  | In Service | 16 | 3 |  |  |  |  | 091OP347079 | HOSPITAL MEDICINE DIVISION- IMAGING
URMC | SCAULT | SCANNER; ULTRASONIC; IMAGING |  | VOLUSON E10 | SCANNER; ULTRASONIC; IMAGING | GEMEDS | GE MEDICAL SYSTEMS | 35819 | E69394 | HIGHLAND HOSPITAL OF ROCHESTER | HIGHLAND |  | PERINATAL CENTER | PERCEN | 105 | 1000 South Ave POB | In Service | 16 | 3 |  |  |  |  | OP858180 | PERINATAL CLINIC
URMC | SCAULT | SCANNER; ULTRASONIC; IMAGING |  | PROSOUND F75 | SCANNER; ULTRASONIC; IMAGING | ALOKA | ALOKA | 34795 | 204M5809 | HIGHLAND HOSPITAL OF ROCHESTER | HIGHLAND |  | HH OPERATING ROOM | OPER |  | Urology Equip Room W129B | In Service | 16 | 3 |  |  |  |  | OP857410 | OPERATING ROOM HH
URMC | SCAULT | SCANNER; ULTRASONIC; IMAGING |  | PROSOUND F75 | SCANNER; ULTRASONIC; IMAGING | HITINS | HITACHI INSTRUMENTS | 80005 | 205Y1522 | STRONG MEMORIAL HOSPITAL | STRONG |  | AC-4; DIGESTIVE & LIVER DISEASES; IMAGIN | AC4DLD-I |  | AC-4 | In Service | 16 | 3 |  |  |  |  | 050OP137532 | AC-4; DIGESTIVE & LIVER DISEASES UN
URMC | SCAULT | SCANNER; ULTRASONIC; IMAGING |  | VOLUSON E10 | SCANNER; ULTRASONIC; IMAGING | GEMEDS | GE MEDICAL SYSTEMS | 79580 | E69178 | STRONG MEMORIAL HOSPITAL | STRONG |  | OB/GYN ULTRASOUND GROUP; IMAGING | OBGULG-I |  | 125 LATTIMORE | In Service | 16 | 3 |  |  |  |  | 050OP136577 | OB/GYN LATTIMORE ROAD
URMC | SCAULT | SCANNER; ULTRASONIC; IMAGING |  | VIVID S70 | SCANNER; ULTRASONIC; IMAGING | GEMEDS | GE MEDICAL SYSTEMS | 79345 | 0028475S70 | STRONG MEMORIAL HOSPITAL | STRONG |  | UR VASCULAR SURGERY- IMAGING | URVASU-I | G |  | In Service | 16 | 3 |  |  |  |  | 050OP137529 | UR VASCULAR SURGERY
URMC | SCAULT | SCANNER; ULTRASONIC; IMAGING |  | VOLUSON P8 | SCANNER; ULTRASONIC; IMAGING | GEMEDS | GE MEDICAL SYSTEMS | 77163 | VP8002956 | STRONG MEMORIAL HOSPITAL | STRONG |  | OB/GYN ULTRASOUND GROUP; IMAGING | OBGULG-I | 3 | 3.1201 or 3.1406 / SMH | In Service | 16 | 3 |  |  |  |  | 050OP136577 | OB/GYN LATTIMORE ROAD
URMC | SCAULT | SCANNER; ULTRASONIC; IMAGING |  | VOLUSON E10 | SCANNER; ULTRASONIC; IMAGING | GEMEDS | GE MEDICAL SYSTEMS | 79586 | E69174 | STRONG MEMORIAL HOSPITAL | STRONG |  | OB/GYN ULTRASOUND GROUP; IMAGING | OBGULG-I |  | 125 LATTIMORE | In Service | 16 | 3 |  |  |  |  | 050OP136577 | OB/GYN LATTIMORE ROAD
URMC | SCAULT | SCANNER; ULTRASONIC; IMAGING |  | TE7 | SCANNER; ULTRASONIC; IMAGING | MINNOA | MINDRAY NORTH AMERICA | 79634 | 7P-78001425 | STRONG MEMORIAL HOSPITAL | STRONG |  | EMERGENCY DEPT-SMH; IMAGING | ED-SMH-I |  | ED-SMH ACUTE 1 | In Service | 16 | 3 |  |  |  |  | 050OP138501 | EMERGENCY DEPARTMENT -SMH
URMC | SCAULT | SCANNER; ULTRASONIC; IMAGING |  | TE7 | SCANNER; ULTRASONIC; IMAGING | MINNOA | MINDRAY NORTH AMERICA | 79638 | 7P-78001427 | STRONG MEMORIAL HOSPITAL | STRONG |  | EMERGENCY DEPT-SMH; IMAGING | ED-SMH-I |  | ED-SMH ACUTE 2 | In Service | 16 | 3 |  |  |  |  | 050OP138501 | EMERGENCY DEPARTMENT -SMH
URMC | SCAULT | SCANNER; ULTRASONIC; IMAGING |  | TE7 | SCANNER; ULTRASONIC; IMAGING | MINNOA | MINDRAY NORTH AMERICA | 79642 | 7P-78001421 | STRONG MEMORIAL HOSPITAL | STRONG |  | EMERGENCY DEPT-SMH; IMAGING | ED-SMH-I |  | ED-PED-IMAGING | In Service | 16 | 3 |  |  |  |  | 050OP138501 | EMERGENCY DEPARTMENT -SMH
URMC | SCAULT | SCANNER; ULTRASONIC; IMAGING |  | TE7 | SCANNER; ULTRASONIC; IMAGING | MINNOA | MINDRAY NORTH AMERICA | 79646 | 7P-78001420 | STRONG MEMORIAL HOSPITAL | STRONG |  | EMERGENCY DEPT-SMH; IMAGING | ED-SMH-I |  | ED-SMH CRITICAL CARE | In Service | 16 | 3 |  |  |  |  | 050OP138501 | EMERGENCY DEPARTMENT -SMH
URMC | SCAULT | SCANNER; ULTRASONIC; IMAGING |  | TE7 | SCANNER; ULTRASONIC; IMAGING | MINNOA | MINDRAY NORTH AMERICA | 79650 | 7P-78001430 | STRONG MEMORIAL HOSPITAL | STRONG |  | STRONG WEST EMERGENCY DEPT | SWEMED | 1 | Strong West ED | In Service | 16 | 3 |  |  |  |  | 050OP139680 | STRONG WEST BROCKPORT
URMC | SCAULT | SCANNER; ULTRASONIC; IMAGING |  | A2500 | SCANNER; ULTRASONIC; OPHTHALMIC | SONOMED | SONOMED | 77827 | A2503931077 | STRONG MEMORIAL HOSPITAL | STRONG |  | 3-2100;OPHTHALMOLOGY; FLAUM EYE INS.- IMAGING | 3-2100-I |  | 738 Pre Emption Rd; Geneva NY (315) 789-4922 | In Service | 16 | 3 |  |  |  |  | 050OP137516 | 3-2100; OPHTHALMOLOGY; FLAUM EYE INSTITUTE
URMC | SCAULT | SCANNER; ULTRASONIC; IMAGING |  | LOGIQ E | SCANNER; ULTRASONIC; IMAGING | GEMEDS | GE MEDICAL SYSTEMS | 77150 | 637522WXO | STRONG MEMORIAL HOSPITAL | STRONG |  | ANESTHESIOLOGY; GROUP 1; IMAGING | ANEST1-I | B | Anesthesia; B.4412 | In Service | 16 | 3 |  |  |  |  | 050OP136553 | ANESTHESIOLOGY - SMH
URMC | SCAULT | SCANNER; ULTRASONIC; IMAGING |  | BVI9400 | BLADDER SCANNER; ULTRASONIC | VERINC | VERATHON INC. (former SATURN BIOMEDICAL) | 78817 | B4308273 | STRONG MEMORIAL HOSPITAL | STRONG |  | GCH OPERATING ROOM- IMAGING | GCHOPR-I | 4 | GCH PACU | In Service | 16 | 3 |  |  |  |  | 050OP131575 | OPERATING ROOM; SMH
URMC | SCAULT | SCANNER; ULTRASONIC; IMAGING |  | EPIQ 7G | SCANNER; ULTRASONIC; IMAGING | PHIMES | PHILIPS MEDICAL SYSTEMS NORTH AMERICA CO | 35723 | US017B0705 | HIGHLAND HOSPITAL OF ROCHESTER | HIGHLAND |  | BREAST CARE CENTER | BRECAC | 1 | 500 Red Creek Drive; Suite 130 | In Service | 16 | 3 |  |  |  |  | OP857170 | RED CREEK BCC
URMC | SCAULT | SCANNER; ULTRASONIC; IMAGING |  | VIVID S70 | SCANNER; ULTRASONIC; IMAGING | GEMEDS | GE MEDICAL SYSTEMS | 79343 | 002930S70 | STRONG MEMORIAL HOSPITAL | STRONG |  | RCPG; PENFIELD; IMAGING | RCPGPE-I | G |  | In Service | 16 | 3 |  |  |  |  | 050OP137528 | ROCHESTER CARDIOPULMONARY GROUP; ARTICLE 28
URMC | SCAULT | SCANNER; ULTRASONIC; IMAGING |  | VIVID S70 | SCANNER; ULTRASONIC; IMAGING | GEMEDS | GE MEDICAL SYSTEMS | 79341 | 0002801S70 | STRONG MEMORIAL HOSPITAL | STRONG |  | AC-G; ECHOCARDIOGRAPHY; IMAGING | ACGECH-I | G | AC-G Echocardiography | In Service | 16 | 3 |  |  |  |  | 050OP135565 | AC-G; ECHOCARDIOGRAPHY
URMC | SCAULT | SCANNER; ULTRASONIC; IMAGING |  | VIVID S70 | SCANNER; ULTRASONIC; IMAGING | GEMEDS | GE MEDICAL SYSTEMS | 79339 | 3029570 | STRONG MEMORIAL HOSPITAL | STRONG |  | AC-G; ECHOCARDIOGRAPHY; IMAGING | ACGECH-I | G | AC-G | In Service | 16 | 3 |  |  |  |  | 050OP135565 | AC-G; ECHOCARDIOGRAPHY
URMC | SCAULT | SCANNER; ULTRASONIC; IMAGING |  | VIVID IQ | SCANNER; ULTRASONIC; IMAGING | GEMEDS | GE MEDICAL SYSTEMS | 79338 | 630908WX0 | STRONG MEMORIAL HOSPITAL | STRONG |  | AC-G; ECHOCARDIOGRAPHY; IMAGING | ACGECH-I | GND | This is locted in the Newark office as of 09/29/21 | In Service | 16 | 3 |  |  |  |  | 050OP135565 | AC-G; ECHOCARDIOGRAPHY
URMC | SCAULT | SCANNER; ULTRASONIC; IMAGING |  | VIVID IQ | SCANNER; ULTRASONIC; IMAGING | GEMEDS | GE MEDICAL SYSTEMS | 79334 | 630665WX0 | STRONG MEMORIAL HOSPITAL | STRONG |  | AC-G; ECHOCARDIOGRAPHY; IMAGING | ACGECH-I | 1 | Clinton Crossings Building G | In Service | 16 | 3 |  |  |  |  | 050OP135565 | AC-G; ECHOCARDIOGRAPHY
URMC | SCAULT | SCANNER; ULTRASONIC; IMAGING |  | VOLUSON E10 | SCANNER; ULTRASONIC; IMAGING | GEMEDS | GE MEDICAL SYSTEMS | 77122 | E66785 | STRONG MEMORIAL HOSPITAL | STRONG |  | WOMENS GYNECOLOGY & CHILDBERTH ASSO. | WOMGYC-I | 1 | 777 Canal View Blvd; Suite 400 | In Service | 16 | 3 |  |  |  |  | 091OP347664 | WOMENS GYNECOLOGY & CHILDBERTH ASSO.
URMC | SCAULT | SCANNER; ULTRASONIC; IMAGING |  | EDGE | SCANNER; ULTRASONIC; IMAGING | SONULS | SONOSITE ULTRASOUND SYSTEMS | 77277 | Q4PQGB | STRONG MEMORIAL HOSPITAL | STRONG |  | CYTOPATHOLOGY | CYTPAT | 2 | Cytopatholgy - Green Elevators | In Service | 16 | 3 |  |  |  |  | 050OP135544 | CYTOPATHOLOGY
URMC | SCAULT | SCANNER; ULTRASONIC; IMAGING |  | VOLUSON E10 | SCANNER; ULTRASONIC; IMAGING | GEMEDS | GE MEDICAL SYSTEMS | 35588 | E67203 | HIGHLAND HOSPITAL OF ROCHESTER | HIGHLAND |  | PERINATAL CENTER | PERCEN | 1ST | 1000 South Ave Suite 105; Phone 341-6734 | In Service | 16 | 3 |  |  |  |  | OP858180 | PERINATAL CLINIC
URMC | SCAULT | SCANNER; ULTRASONIC; IMAGING |  | VOLUSON E10 | SCANNER; ULTRASONIC; IMAGING | GEMEDS | GE MEDICAL SYSTEMS | 35593 | E67130 | HIGHLAND HOSPITAL OF ROCHESTER | HIGHLAND |  | PERINATAL CENTER | PERCEN | 1 | 1000 South Ave POB | In Service | 16 | 3 |  |  |  |  | OP858180 | PERINATAL CLINIC
URMC | SCAULT | SCANNER; ULTRASONIC; IMAGING |  | EDGE II | ULTRASOUND IMAGING SYSTEM | SONULS | SONOSITE ULTRASOUND SYSTEMS | 77142 | Q4Q54L | STRONG MEMORIAL HOSPITAL | STRONG |  | 6SOUTH; PEDIATRIC CCC | 6SOUTH | 6GCH | GCH 6South; Hall Near Echo Room; 6.1192 | In Service | 16 | 3 |  |  |  |  | 050OP134512 | 4-2800 CICU
URMC | SCAULT | SCANNER; ULTRASONIC; IMAGING |  | MTURBO | SCANNER; ULTRASONIC; IMAGING | SONULS | SONOSITE ULTRASOUND SYSTEMS | 77145 | Q4Q48G | STRONG MEMORIAL HOSPITAL | STRONG |  | GCH OPERATING ROOM- IMAGING | GCHOPR-I | 4th | GCH 4th Floor OR | In Service | 16 | 3 |  |  |  |  | 050OP131575 | OPERATING ROOM; SMH
URMC | SCAULT | SCANNER; ULTRASONIC; IMAGING |  | SII | SCANNER; ULTRASONIC; IMAGING | SONULS | SONOSITE ULTRASOUND SYSTEMS | 78816 | 049CZ7 | STRONG MEMORIAL HOSPITAL | STRONG |  | ORTHOPEDIC CLINIC; IMAGING EQUIPMENT | ORTCL2-I | 2nd | Marketplace mall | In Service | 16 | 3 |  |  |  |  | 050OP137515 | ORTHOPAEDIC CLINIC
URMC | SCAULT | SCANNER; ULTRASONIC; IMAGING |  | FIBROSCAN 530 | SCANNER; ULTRASONIC; IMAGING | ECHSEN | ECHOSENS | 76796 | F80213 | STRONG MEMORIAL HOSPITAL | STRONG | 76796 | AC-2; SURGICAL DEPARTMENT; IMAGING | AC2SUR-I | 2 | 2.5044 / AC2 Surgery Clinic; Kristen Murphy 275-7002 / onwed by SOLID ORGAN TRANSPLANT | In Service | 16 | 3 |  |  |  |  | 050OP137551 | AC-2; SURGICAL
URMC | SCAULT | SCANNER; ULTRASONIC; IMAGING |  | BVI9400 | BLADDER SCANNER; ULTRASONIC | VERINC | VERATHON INC. (former SATURN BIOMEDICAL) | 76312 | B4307747 | STRONG MEMORIAL HOSPITAL | STRONG | U1398237-17 | 7 NORTH; GCHS; PEDIATRIC GENERAL CARE | 7NORTH | 5 | 7NORTH | In Service | 16 | 3 |  |  |  |  | 050OP134518 | 4-3600; CARDIAC STEP-DOWN
URMC | SCAULT | SCANNER; ULTRASONIC; IMAGING |  | VOLUSON P8 | SCANNER; ULTRASONIC; IMAGING | GEMEDS | GE MEDICAL SYSTEMS | 77442 | VP8002033 | STRONG MEMORIAL HOSPITAL | STRONG |  | OPERATING RM; 2ND FLR; GYN/EYE/DEN;IMAGI | OPEGED-I | 2nd | 2nd floor OR Room 37 | In Service | 16 | 3 |  |  |  |  | 050OP131575 | OPERATING ROOM; SMH
URMC | SCAULT | SCANNER; ULTRASONIC; IMAGING |  | EDGE II | ULTRASOUND IMAGING SYSTEM | SONULS | SONOSITE ULTRASOUND SYSTEMS | 76106 | 04627N | STRONG MEMORIAL HOSPITAL | STRONG |  | PHYSICAL THERAPY - OFFSITE | PHYTHO | 1 | CC BLD H | In Service | 16 | 3 |  |  |  |  | 050OP137589 | PEDS OUTPATIENT PHYSICAL THERAPY
URMC | SCAULT | SCANNER; ULTRASONIC; IMAGING |  | VOLUSON P8 | SCANNER; ULTRASONIC; IMAGING | GEMEDS | GE MEDICAL SYSTEMS | 77441 | UP8002037 | STRONG MEMORIAL HOSPITAL | STRONG | 77441 | OPERATING RM; 2ND FLR; GYN/EYE/DEN;IMAGI | OPEGED-I | 2nd | 2nd floor O.R. perioperative services room 37 | In Service | 16 | 3 |  |  |  |  | 050OP131575 | OPERATING ROOM; SMH
URMC | SCAULT | SCANNER; ULTRASONIC; IMAGING |  | VOLUSON E10 | SCANNER; ULTRASONIC; IMAGING | GEMEDS | GE MEDICAL SYSTEMS | 77195 | E66782 | STRONG MEMORIAL HOSPITAL | STRONG |  | OB/GYN ULTRASOUND GROUP; IMAGING | OBGULG-I | GRD | Lattimore | Unit Not Located | 16 | 3 |  |  |  |  | 050OP136577 | OB/GYN LATTIMORE ROAD
URMC | SCAULT | SCANNER; ULTRASONIC; IMAGING |  | VOLUSON E10 | SCANNER; ULTRASONIC; IMAGING | GEMEDS | GE MEDICAL SYSTEMS | 77196 | E66781 | STRONG MEMORIAL HOSPITAL | STRONG |  | OB/GYN ULTRASOUND GROUP; IMAGING | OBGULG-I | GRD | LATTIMORE | In Service | 16 | 3 |  |  |  |  | 050OP136577 | OB/GYN LATTIMORE ROAD
URMC | SCAULT | SCANNER; ULTRASONIC; IMAGING |  | VIVID S70 | SCANNER; ULTRASONIC; IMAGING | GEMEDS | GE MEDICAL SYSTEMS | 76354 | 001587S70 | STRONG MEMORIAL HOSPITAL | STRONG |  | ANESTHESIOLOGY; GROUP 1; IMAGING | ANEST1-I |  | OR | Unit Not Located | 16 | 3 |  |  |  |  | 050OP136553 | ANESTHESIOLOGY - SMH
URMC | SCAULT | SCANNER; ULTRASONIC; IMAGING |  | VIVID S70 | SCANNER; ULTRASONIC; IMAGING | GEMEDS | GE MEDICAL SYSTEMS | 76374 | 001577S70 | STRONG MEMORIAL HOSPITAL | STRONG |  | ANESTHESIOLOGY; GROUP 1; IMAGING | ANEST1-I |  | OR | Unit Not Located | 16 | 3 |  |  |  |  | 050OP136553 | ANESTHESIOLOGY - SMH
URMC | SCAULT | SCANNER; ULTRASONIC; IMAGING |  | VIVID E95 | SCANNER; ULTRASONIC; IMAGING | GEMEDS | GE MEDICAL SYSTEMS | 76358 | VE95050686 | STRONG MEMORIAL HOSPITAL | STRONG |  | ANESTHESIOLOGY; GROUP 1; IMAGING | ANEST1-I | B | OR 10 | In Service | 16 | 3 |  |  |  |  | 050OP136553 | ANESTHESIOLOGY - SMH
URMC | SCAULT | SCANNER; ULTRASONIC; IMAGING |  | VIVID E95 | SCANNER; ULTRASONIC; IMAGING | GEMEDS | GE MEDICAL SYSTEMS | 76376 | VE95001495 | STRONG MEMORIAL HOSPITAL | STRONG |  | ANESTHESIOLOGY; GROUP 1; IMAGING | ANEST1-I | B | OR | In Service | 16 | 3 |  |  |  |  | 050OP136553 | ANESTHESIOLOGY - SMH
URMC | SCAULT | SCANNER; ULTRASONIC; IMAGING |  | VIVID E95 | SCANNER; ULTRASONIC; IMAGING | GEMEDS | GE MEDICAL SYSTEMS | 76361 | VE95050669 | UR MEDICAL FACULTY GROUP | URMFG |  | FINGER LAKES CARDIOLOGY-SENECA FALLS | FINLACSF |  | UR Heart Vascular/ Finger Lakes Cardiology 1991 Balsley Rd | In Service | 16 | 3 |  |  |  |  | 091OP347057 | FINGER LAKES CARDIOLOGY ASSOCIATES
URMC | SCAULT | SCANNER; ULTRASONIC; IMAGING |  | VIVID E95 | SCANNER; ULTRASONIC; IMAGING | GEMEDS | GE MEDICAL SYSTEMS | 76364 | VE95050678 | STRONG MEMORIAL HOSPITAL | STRONG |  | ANESTHESIOLOGY; GROUP 1; IMAGING | ANEST1-I | B | OR | In Service | 16 | 3 |  |  |  |  | 050OP136553 | ANESTHESIOLOGY - SMH
URMC | SCAULT | SCANNER; ULTRASONIC; IMAGING |  | VIVID E90 | SCANNER; ULTRASONIC; IMAGING | GEMEDS | GE MEDICAL SYSTEMS | 35169 | VE90050578 | HIGHLAND HOSPITAL OF ROCHESTER | HIGHLAND |  | UR MEDICINE HEART AND VASCULAR- IMAGING | URMEHV-I | 1 | 600 Red Creek Dr. | In Service | 16 | 3 |  |  |  |  | OP857090 | UR MEDICINE HEART AND VASCULAR
URMC | SCAULT | SCANNER; ULTRASONIC; IMAGING |  | VIVID E90 | SCANNER; ULTRASONIC; IMAGING | GEMEDS | GE MEDICAL SYSTEMS | 35170 | VE90050546 | HIGHLAND HOSPITAL OF ROCHESTER | HIGHLAND |  | UR MEDICINE HEART AND VASCULAR- IMAGING | URMEHV-I | 1 | 600 Red Creek Dr. | In Service | 16 | 3 |  |  |  |  | OP857090 | UR MEDICINE HEART AND VASCULAR
URMC | SCAULT | SCANNER; ULTRASONIC; IMAGING |  | VIVID E90 | SCANNER; ULTRASONIC; IMAGING | GEMEDS | GE MEDICAL SYSTEMS | 35171 | VE90001613 | HIGHLAND HOSPITAL OF ROCHESTER | HIGHLAND |  | UR MEDICINE HEART AND VASCULAR- IMAGING | URMEHV-I | 1 | 600 Red Creek Dr. | In Service | 16 | 3 |  |  |  |  | OP857090 | UR MEDICINE HEART AND VASCULAR
URMC | SCAULT | SCANNER; ULTRASONIC; IMAGING |  | VIVID E90 | SCANNER; ULTRASONIC; IMAGING | GEMEDS | GE MEDICAL SYSTEMS | 35172 | VE90001345 | HIGHLAND HOSPITAL OF ROCHESTER | HIGHLAND |  | UR MEDICINE HEART AND VASCULAR- IMAGING | URMEHV-I | 1 | 600 Red Creek Dr. | In Service | 16 | 3 |  |  |  |  | OP857090 | UR MEDICINE HEART AND VASCULAR
URMC | SCAULT | SCANNER; ULTRASONIC; IMAGING |  | TE7 | SCANNER; ULTRASONIC; IMAGING | MINNOA | MINDRAY NORTH AMERICA | 71760 | 7P-57000197 | HIGHLAND HOSPITAL OF ROCHESTER | HIGHLAND |  | FAMILY MEDICINE; SOUTH CLINTON AVE | FAMSOU |  | 777 SOUTH CLINTON; Suite 300 | In Service | 16 | 3 |  |  |  |  | OP858990 | FAMILY MEDICINE; SOUTH AVENUE
URMC | SCAULT | SCANNER; ULTRASONIC; IMAGING |  | VOLUSON P8 | SCANNER; ULTRASONIC; IMAGING | GEMEDS | GE MEDICAL SYSTEMS | 86088 | VP8800003 | STRONG MEMORIAL HOSPITAL | STRONG | 86088 | NORTH PONDS FAMILY MEDICINE WEBSTER | NPWEBS |  | 55 Barrett Drive; Webster | In Service | 16 | 3 |  |  |  |  | 050OP137013 | NORTH PONDS FAMILY MEDICINE WEBSTER
URMC | SCAULT | SCANNER; ULTRASONIC; IMAGING |  | LOGIQ E10 | SCANNER; ULTRASONIC; IMAGING | GEMEDS | GE MEDICAL SYSTEMS | 87193 | 501765US7 | STRONG MEMORIAL HOSPITAL | STRONG |  | RADIOLOGY; DIAGNOSTIC; IMAGING | RADDIA-I |  | ED US2 | In Service | 16 | 3 |  |  |  |  | 050OP136555 | IMAGING SCIENCES - SMH
URMC | SCAULT | SCANNER; ULTRASONIC; IMAGING |  | LOGIQ E10 | SCANNER; ULTRASONIC; IMAGING | GEMEDS | GE MEDICAL SYSTEMS | 87183 | 501769US7 | STRONG MEMORIAL HOSPITAL | STRONG |  | STRONG WEST IMAGING/RADIOLOGY-IMAGING | SWIMRA-I | 1 | Strong West Radiology | In Service | 16 | 3 |  |  |  |  | 050OP139684 | STRONG WEST IMAGING/RADIOLOGY
URMC | SCAULT | SCANNER; ULTRASONIC; IMAGING |  | LOGIQ E10 | SCANNER; ULTRASONIC; IMAGING | GEMEDS | GE MEDICAL SYSTEMS | 87203 | 501803US7 | STRONG MEMORIAL HOSPITAL | STRONG |  | PEDIATRIC IMAGING | PEDIMA | G | GCH PED UL Dept | Unit Not Available | 16 | 3 |  |  |  |  | 050OP136555 | IMAGING SCIENCES - SMH
URMC | SCAULT | SCANNER; ULTRASONIC; IMAGING |  | LOGIQ E10 | SCANNER; ULTRASONIC; IMAGING | GEMEDS | GE MEDICAL SYSTEMS | 87197 | 501806US7 | STRONG MEMORIAL HOSPITAL | STRONG |  | RADIOLOGY; DIAGNOSTIC; IMAGING | RADDIA-I |  | Emergency Department | In Service | 16 | 3 |  |  |  |  | 050OP136555 | IMAGING SCIENCES - SMH
URMC | SCAULT | SCANNER; ULTRASONIC; IMAGING |  | LOGIQ E10 | SCANNER; ULTRASONIC; IMAGING | GEMEDS | GE MEDICAL SYSTEMS | 87201 | 501801US7 | STRONG MEMORIAL HOSPITAL | STRONG |  | RADIOLOGY; DIAGNOSTIC; IMAGING | RADDIA-I |  | ED Ultrasound | In Service | 16 | 3 |  |  |  |  | 050OP136555 | IMAGING SCIENCES - SMH
URMC | SCAULT | SCANNER; ULTRASONIC; IMAGING |  | LOGIQ E10 | SCANNER; ULTRASONIC; IMAGING | GEMEDS | GE MEDICAL SYSTEMS | 87187 | 501767US7 | STRONG MEMORIAL HOSPITAL | STRONG |  | STRONG WEST IMAGING/RADIOLOGY-IMAGING | SWIMRA-I | 1 | Strong West | In Service | 16 | 3 |  |  |  |  | 050OP139684 | STRONG WEST IMAGING/RADIOLOGY
URMC | SCAULT | SCANNER; ULTRASONIC; IMAGING |  | LOGIQ E10 | SCANNER; ULTRASONIC; IMAGING | GEMEDS | GE MEDICAL SYSTEMS | 87191 | 513269US8 | STRONG MEMORIAL HOSPITAL | STRONG |  | UNIVERSITY IMAGING AT EAST RIVER ROAD-IMAGING | UNIMER-I |  | 200 EAST RIVER ROAD | In Service | 16 | 3 |  |  |  |  | 050OP136547 | UNIVERSITY IMAGING AT EAST RIVER ROAD
URMC | SCAULT | SCANNER; ULTRASONIC; IMAGING |  | LOGIQ E10 | SCANNER; ULTRASONIC; IMAGING | GEMEDS | GE MEDICAL SYSTEMS | 87205 | 501746US7 | STRONG MEMORIAL HOSPITAL | STRONG |  | UNIVERSITY IMAGING AT EAST RIVER ROAD-IMAGING | UNIMER-I |  |  | In Service | 16 | 3 |  |  |  |  | 050OP136547 | UNIVERSITY IMAGING AT EAST RIVER ROAD
URMC | SCAULT | SCANNER; ULTRASONIC; IMAGING |  | LOGIQ E10 | SCANNER; ULTRASONIC; IMAGING | GEMEDS | GE MEDICAL SYSTEMS | 87185 | 501766US7 | STRONG MEMORIAL HOSPITAL | STRONG |  | UNIVERSITY IMAGING AT EAST RIVER ROAD-IMAGING | UNIMER-I | 2 | 200 EAST RIVER ROAD | In Service | 16 | 3 |  |  |  |  | 050OP136547 | UNIVERSITY IMAGING AT EAST RIVER ROAD
URMC | SCAULT | SCANNER; ULTRASONIC; IMAGING |  | TE7 | SCANNER; ULTRASONIC; IMAGING | MINNOA | MINDRAY NORTH AMERICA | 37557 | CD7-92001095 | HIGHLAND HOSPITAL OF ROCHESTER | HIGHLAND |  | INTENSIVE CARE UNIT - HH | ICU |  | 1000 South Ave | In Service | 16 | 3 |  |  |  |  | OP856120 ICU | INTENSIVE CARE UNIT
URMC | SCAULT | SCANNER; ULTRASONIC; IMAGING |  | LOGIQ E10 | SCANNER; ULTRASONIC; IMAGING | GEMEDS | GE MEDICAL SYSTEMS | 87195 | 501804US7 | STRONG MEMORIAL HOSPITAL | STRONG |  | RADIOLOGY; DIAGNOSTIC; IMAGING | RADDIA-I |  |  | In Service | 16 | 3 |  |  |  |  | 050OP136555 | IMAGING SCIENCES - SMH
URMC | SCAULT | SCANNER; ULTRASONIC; IMAGING |  | MD6000 | BLADDER SCANNER; ULTRASONIC | LABMET | LABORIE MEDICAL TECH. CORP. | 87130 | J0510 | STRONG MEMORIAL HOSPITAL | STRONG |  | AC-5; INTERNAL MEDICINE | AC5MED | 5 | AC-5 | In Service | 16 | 3 |  |  |  |  | 050OP137552 | AC-5; MEDICINE
URMC | SCAULT | SCANNER; ULTRASONIC; IMAGING |  | LOGIQ E10 | SCANNER; ULTRASONIC; IMAGING | GEMEDS | GE MEDICAL SYSTEMS | 87189 | 501657US7 | STRONG MEMORIAL HOSPITAL | STRONG |  | RADIOLOGY; DIAGNOSTIC; IMAGING | RADDIA-I |  |  | In Service | 16 | 3 |  |  |  |  | 050OP136555 | IMAGING SCIENCES - SMH
URMC | SCAULT | SCANNER; ULTRASONIC; IMAGING |  | LOGIQ E10 | SCANNER; ULTRASONIC; IMAGING | GEMEDS | GE MEDICAL SYSTEMS | 87199 | 501802US7 | STRONG MEMORIAL HOSPITAL | STRONG |  | UNIVERSITY IMAGING AT EAST RIVER ROAD-IMAGING | UNIMER-I | 2 | Ultrasound Room 5 | In Service | 16 | 3 |  |  |  |  | 050OP136547 | UNIVERSITY IMAGING AT EAST RIVER ROAD
URMC | SCAULT | SCANNER; ULTRASONIC; IMAGING |  | TE7 | SCANNER; ULTRASONIC; IMAGING | MINNOA | MINDRAY NORTH AMERICA | 87897 | CD7-93001222 | STRONG MEMORIAL HOSPITAL | STRONG |  | 7-1600 MEDICAL ICU IMAGING | MIC7-I | 7 | 7-1600 | In Service | 16 | 3 |  |  |  |  | 050OP134589 | 7-1600; MEDICAL ICU
URMC | SCAULT | SCANNER; ULTRASONIC; IMAGING |  | SII | SCANNER; ULTRASONIC; IMAGING | SONULS | SONOSITE ULTRASOUND SYSTEMS | 88906 | 04MV9B | STRONG MEMORIAL HOSPITAL | STRONG |  | ANESTHESIOLOGY; GROUP 1; IMAGING | ANEST1-I | B | OR/ANESTHESIA | In Service | 16 | 3 |  |  |  |  | 050OP136553 | ANESTHESIOLOGY - SMH
URMC | SCAULT | SCANNER; ULTRASONIC; IMAGING |  | SII | SCANNER; ULTRASONIC; IMAGING | SONULS | SONOSITE ULTRASOUND SYSTEMS | 88908 | 04MVPR | STRONG MEMORIAL HOSPITAL | STRONG |  | ANESTHESIOLOGY; GROUP 1; IMAGING | ANEST1-I | B | OR/ANESTHESIA | In Service | 16 | 3 |  |  |  |  | 050OP136553 | ANESTHESIOLOGY - SMH
URMC | SCAULT | SCANNER; ULTRASONIC; IMAGING |  | VSCANEXTEND | SCANNER; ULTRASONIC; IMAGING | GEMEDS | GE MEDICAL SYSTEMS | 84566 | VH1509702Q | HIGHLAND HOSPITAL OF ROCHESTER | HIGHLAND |  | HIGHLAND WOMEN'S HEALTH PITTSFORD- IMAGING | HIGWHP-I |  | 909 Culver Rd Nurse Manager Office | In Service | 16 | 3 |  |  |  |  | OP856260 | HIGHLAND WOMANS HEALTH
URMC | SCAULT | SCANNER; ULTRASONIC; IMAGING |  | VSCANEXTEND | SCANNER; ULTRASONIC; IMAGING | GEMEDS | GE MEDICAL SYSTEMS | 89003 | VH164659QS | STRONG MEMORIAL HOSPITAL | STRONG |  | AC-3; PULMONARY LAB; IMAGING | AC3PUL-I |  | AC3 PULMONARY | In Service | 16 | 3 |  |  |  |  | 050OP135516 | AC-3; PULMONARY LAB
URMC | SCAULT | SCANNER; ULTRASONIC; IMAGING |  | VSCANEXTEND | SCANNER; ULTRASONIC; IMAGING | GEMEDS | GE MEDICAL SYSTEMS | 89004 | VH165019YA | STRONG MEMORIAL HOSPITAL | STRONG |  | AC-3; PULMONARY LAB; IMAGING | AC3PUL-I | 7 | AC3 Clean Room | In Service | 16 | 3 |  |  |  |  | 050OP135516 | AC-3; PULMONARY LAB
URMC | SCAULT | SCANNER; ULTRASONIC; IMAGING |  | VSCANEXTEND | SCANNER; ULTRASONIC; IMAGING | GEMEDS | GE MEDICAL SYSTEMS | 89006 | VH164282Z4 | STRONG MEMORIAL HOSPITAL | STRONG |  | AC-3; PULMONARY LAB; IMAGING | AC3PUL-I | 7 | AC3 Clean Room | In Service | 16 | 3 |  |  |  |  | 050OP135516 | AC-3; PULMONARY LAB
URMC | SCAULT | SCANNER; ULTRASONIC; IMAGING |  | VIVID E90 | SCANNER; ULTRASONIC; IMAGING | GEMEDS | GE MEDICAL SYSTEMS | 84561 | VE90061245 | STRONG MEMORIAL HOSPITAL | STRONG |  | UR MEDICINE HEART & VASCULAR at STRONG WEST | URHEVSW | 3rd | 156 West Ave; Brockport | In Service | 16 | 3 |  |  |  |  | 050OP347176 | UR MEDICINE HEART & VASCULAR at STRONG WEST
URMC | SCAULT | SCANNER; ULTRASONIC; IMAGING |  | MD6000 | BLADDER SCANNER; ULTRASONIC | LABMET | LABORIE MEDICAL TECH. CORP. | 86145 | MD6000.I1292 | STRONG MEMORIAL HOSPITAL | STRONG |  | 6-1200; GENERAL MEDICINE; IMAGING | 6-1200-I |  |  | In Service | 16 | 3 |  |  |  |  | 050OP134585 | 6-1200; ACUTE CARE MEDICINE
URMC | SCAULT | SCANNER; ULTRASONIC; IMAGING |  | MD6000 | BLADDER SCANNER; ULTRASONIC | LABMET | LABORIE MEDICAL TECH. CORP. | 86523 | J0140 | STRONG MEMORIAL HOSPITAL | STRONG |  | UR MEDICINE MULTI-SPECIALTY SUITE at STRONG WEST | URMMSSW |  |  | In Service | 16 | 3 |  |  |  |  | 050OP239670 | UR MEDICINE MULTISPECIALTY SUITE at STRONG WEST
URMC | SCAULT | SCANNER; ULTRASONIC; IMAGING |  | MD6000 | BLADDER SCANNER; ULTRASONIC | LABMET | LABORIE MEDICAL TECH. CORP. | 86525 | J0159 | UR MEDICAL FACULTY GROUP | URMFG |  | PELVIC HEALTH & CONTINENCE SPECIALTIES | PELHECS | 1 | 500 Red Creek; Suite 120 | In Service | 16 | 3 |  |  |  |  | 091OP349806 | PELVIC HEALTH & CONTINENCE SPECIALTIES
URMC | SCAULT | SCANNER; ULTRASONIC; IMAGING |  | MD6000 | BLADDER SCANNER; ULTRASONIC | LABMET | LABORIE MEDICAL TECH. CORP. | 86517 | J0148 | UR MEDICAL FACULTY GROUP | URMFG |  | UROLOGY AT NOYES | URONOY | 1 | 111 Clara Barton St; Suite 178A | Unit Not Available | 16 | 3 |  |  |  |  | 091OP347508 | UROLOGY AT NOYES
URMC | SCAULT | SCANNER; ULTRASONIC; IMAGING |  | VIVID IQ | SCANNER; ULTRASONIC; IMAGING | GEMEDS | GE MEDICAL SYSTEMS | 85966 | 410223US7 | STRONG MEMORIAL HOSPITAL | STRONG |  | CARDIOLOGY; CARDIAC CATH LAB ;IMAGING | CARCA2-I |  | Cath Lab | In Service | 16 | 3 |  |  |  |  | 050OP135525 | CARDIOLOGY; CARDIAC CATH LAB
URMC | SCAULT | SCANNER; ULTRASONIC; IMAGING |  | VIVID IQ | SCANNER; ULTRASONIC; IMAGING | GEMEDS | GE MEDICAL SYSTEMS | 85968 | 410222US7 | STRONG MEMORIAL HOSPITAL | STRONG |  | CARDIOLOGY; ELECTROPHYSIOLOGY; IMAGING | CARELE-I |  |  | In Service | 16 | 3 |  |  |  |  | 050OP135570 | CARDIOLOGY;ELECTROPHYSIOLOGY G-1200
URMC | SCAULT | SCANNER; ULTRASONIC; IMAGING |  | VIVID IQ | SCANNER; ULTRASONIC; IMAGING | GEMEDS | GE MEDICAL SYSTEMS | 85970 | 410224US7 | STRONG MEMORIAL HOSPITAL | STRONG |  | CARDIOLOGY; ELECTROPHYSIOLOGY; IMAGING | CARELE-I |  | Cath Lab | In Service | 16 | 3 |  |  |  |  | 050OP135570 | CARDIOLOGY;ELECTROPHYSIOLOGY G-1200
URMC | SCAULT | SCANNER; ULTRASONIC; IMAGING |  | VSCANEXTEND | SCANNER; ULTRASONIC; IMAGING | GEMEDS | GE MEDICAL SYSTEMS | 36799 | VH1506806S | STRONG MEMORIAL HOSPITAL | STRONG |  | 3-1600/ BIRTH CENTER II | 3-1600 |  |  | In Service | 16 | 3 |  |  |  |  | 050OP134593 | 3-1600/3-3600; BIRTH CENTER I & II
URMC | SCAULT | SCANNER; ULTRASONIC; IMAGING |  | SII | SCANNER; ULTRASONIC; IMAGING | SONULS | SONOSITE ULTRASOUND SYSTEMS | 85390 | 04JLM4 | STRONG MEMORIAL HOSPITAL | STRONG |  | ORTHOPEDIC CLINIC; PENFIELD | ORTCLP | 1 | 2064 Fairport Nine Mile Point Road; (585)784-6152 / lora (585)758-0331 or (585)758-0317 | In Service | 16 | 3 |  |  |  |  | 050OP137515 | ORTHOPAEDIC CLINIC
URMC | SCAULT | SCANNER; ULTRASONIC; IMAGING |  | VENUE 40 | SCANNER; ULTRASONIC; IMAGING | GEMEDS | GE MEDICAL SYSTEMS | 85052 | 202082WX4 | HIGHLAND HOSPITAL OF ROCHESTER | HIGHLAND |  | CULVER MEDICAL GROUP | CULMEG |  | 913 Culver Rd | In Service | 16 | 3 |  |  |  |  | OP856890 | CULVER MEDICAL GROUP
URMC | SCAULT | SCANNER; ULTRASONIC; IMAGING |  | VOLUSON E10 | SCANNER; ULTRASONIC; IMAGING | GEMEDS | GE MEDICAL SYSTEMS | 85127 | E72126 | STRONG MEMORIAL HOSPITAL | STRONG |  | OB/GYN ULTRASOUND GROUP; IMAGING | OBGULG-I | 2nd | 500 Red Creek Drive; Suite 210 | In Service | 16 | 3 |  |  |  |  | 050OP136577 | OB/GYN LATTIMORE ROAD
URMC | SCAULT | SCANNER; ULTRASONIC; IMAGING |  | SII | SCANNER; ULTRASONIC; IMAGING | SONULS | SONOSITE ULTRASOUND SYSTEMS | 84458 | 04JQDC | STRONG MEMORIAL HOSPITAL | STRONG |  | ANESTHESIOLOGY; GROUP 1; IMAGING | ANEST1-I | B | OR | Unit Not Located | 16 | 3 |  |  |  |  | 050OP136553 | ANESTHESIOLOGY - SMH
URMC | SCAULT | SCANNER; ULTRASONIC; IMAGING |  | EPIQ 7G | SCANNER; ULTRASONIC; IMAGING | PHIMES | PHILIPS MEDICAL SYSTEMS NORTH AMERICA CO | 37129 | US918B1964 | HIGHLAND HOSPITAL OF ROCHESTER | HIGHLAND |  | BREAST CARE CENTER | BRECAC | 1 | 500 Red Creek; Suite 130 | In Service | 16 | 3 |  |  |  |  | OP857170 | RED CREEK BCC
URMC | SCAULT | SCANNER; ULTRASONIC; IMAGING |  | VOLUSON E10 | SCANNER; ULTRASONIC; IMAGING | GEMEDS | GE MEDICAL SYSTEMS | 85136 | E72142 | STRONG MEMORIAL HOSPITAL | STRONG |  | OB/GYN ULTRASOUND GROUP; IMAGING | OBGULG-I | G | Lattimore | In Service | 16 | 3 |  |  |  |  | 050OP136577 | OB/GYN LATTIMORE ROAD
URMC | SCAULT | SCANNER; ULTRASONIC; IMAGING |  | VOLUSON E10 | SCANNER; ULTRASONIC; IMAGING | GEMEDS | GE MEDICAL SYSTEMS | 37024 | E70270 | HIGHLAND HOSPITAL OF ROCHESTER | HIGHLAND |  | OB/GYN DEPARTMENT | OBGDEP | 105 | 1000 South Ave POB | In Service | 16 | 3 |  |  |  |  | OP858140 | OB/GYN DEPARTMENT
URMC | SCAULT | SCANNER; ULTRASONIC; IMAGING |  | BVI9400 | BLADDER SCANNER; ULTRASONIC | VERINC | VERATHON INC. (former SATURN BIOMEDICAL) | NMH01304 | 12338 | NOYES MEMORIAL HOSPITAL | NOYES | 122902 | MED SURG | NMHMEDSU |  |  | In Service | 16 | 3 |  |  |  |  | 250OP826020 | NMH - MED/SURG
URMC | SCAULT | SCANNER; ULTRASONIC; IMAGING |  | PX | SCANNER; ULTRASONIC; IMAGING | SONULS | SONOSITE ULTRASOUND SYSTEMS | 95649 | 050CCZ | STRONG MEMORIAL HOSPITAL | STRONG |  | OB/GYN ULTRASOUND GROUP; IMAGING | OBGULG-I | 3 | 3-1400 | In Service | 16 | 3 |  |  |  |  | 050OP136577 | OB/GYN LATTIMORE ROAD
URMC | SCAULT | SCANNER; ULTRASONIC; IMAGING |  | BVI3000 | BLADDER SCANNER; ULTRASONIC | DIAULT | DIAGNOSTIC ULTRASOUND CORP | NMH01301 | 8049482 | NOYES MEMORIAL HOSPITAL | NOYES | 122512 | INTENSIVE CARE SERVICE | NMHICU |  |  | In Service | 16 | 3 |  |  |  |  | 250OP826310 | NMH - INTENSIVE CARE SERVICE
URMC | SCAULT | SCANNER; ULTRASONIC; IMAGING |  | EPIQ ELITE | SCANNER; ULTRASONIC; IMAGING | PHIMES | PHILIPS MEDICAL SYSTEMS NORTH AMERICA CO | 96032 | US821B0119 | STRONG MEMORIAL HOSPITAL | STRONG |  | OPERATING ROOM; IMAGING | OPEROO-I |  | Located in OR 7 | In Service | 16 | 3 |  |  |  |  | 050OP131575 | OPERATING ROOM; SMH
URMC | SCAULT | SCANNER; ULTRASONIC; IMAGING |  | PX | SCANNER; ULTRASONIC; IMAGING | SONULS | SONOSITE ULTRASOUND SYSTEMS | 94943 | 050CQG | STRONG MEMORIAL HOSPITAL | STRONG |  | Marketplace Advanced Imaging; Imaging | MARADI-I | 4 c | AO 4c | In Service | 16 | 3 |  |  |  |  | 050OP137626 | Marketplace Advanced Imaging
URMC | SCAULT | SCANNER; ULTRASONIC; IMAGING |  | PX | SCANNER; ULTRASONIC; IMAGING | SONULS | SONOSITE ULTRASOUND SYSTEMS | 94941 | 050CQJ | UR MEDICAL FACULTY GROUP | URMFG |  | ORTHOPAEDICS& REHABILITATION CANANDAIGUA-IMA | ORTCAN-I |  |  | In Service | 16 | 3 |  |  |  |  | 091OP347575 | ORTHOPAEDICS & REHABILITATION CANANDAIGUA
URMC | SCAULT | SCANNER; ULTRASONIC; IMAGING |  | PX | SCANNER; ULTRASONIC; IMAGING | SONULS | SONOSITE ULTRASOUND SYSTEMS | 94942 | 050DX5 | UR MEDICAL FACULTY GROUP | URMFG |  | ORTHOPAEDICS & REHABILITATION VICTOR- IMAGING | ORTVIC-I |  | Victor Ortho | In Service | 16 | 3 |  |  |  |  | 091OP347557 | ORTHOPAEDICS & REHABILITATION VICTOR
URMC | SCAULT | SCANNER; ULTRASONIC; IMAGING |  | VSCANEXTEND | SCANNER; ULTRASONIC; IMAGING | GEMEDS | GE MEDICAL SYSTEMS | 94419 | VH265675J4 | UR MEDICAL FACULTY GROUP | URMFG |  | HOSPITAL MEDICINE DIVISION- IMAGING | HOSMED-I | 3 | HOSPITAL MEDICINE DIVISION- IMAGING | In Service | 16 | 3 |  |  |  |  | 091OP347079 | HOSPITAL MEDICINE DIVISION- IMAGING
URMC | SCAULT | SCANNER; ULTRASONIC; IMAGING |  | VSCANEXTEND | SCANNER; ULTRASONIC; IMAGING | GEMEDS | GE MEDICAL SYSTEMS | 94420 | VH265754HL | UR MEDICAL FACULTY GROUP | URMFG |  | HOSPITAL MEDICINE DIVISION- IMAGING | HOSMED-I | 3 | HOSPITAL MEDICINE DIVISION- IMAGING | In Service | 16 | 3 |  |  |  |  | 091OP347079 | HOSPITAL MEDICINE DIVISION- IMAGING
URMC | SCAULT | SCANNER; ULTRASONIC; IMAGING |  | VSCANEXTEND | SCANNER; ULTRASONIC; IMAGING | GEMEDS | GE MEDICAL SYSTEMS | 94421 | VH265513G8 | UR MEDICAL FACULTY GROUP | URMFG |  | HOSPITAL MEDICINE DIVISION- IMAGING | HOSMED-I | 3 | HOSPITAL MEDICINE DIVISION | In Service | 16 | 3 |  |  |  |  | 091OP347079 | HOSPITAL MEDICINE DIVISION- IMAGING
URMC | SCAULT | SCANNER; ULTRASONIC; IMAGING |  | SII | SCANNER; ULTRASONIC; IMAGING | SONULS | SONOSITE ULTRASOUND SYSTEMS | 93161 | Q5M403 | STRONG MEMORIAL HOSPITAL | STRONG |  | RADIOLOGY; ANGIOGRAPHY; IMAGING | RADANG-I |  |  | In Service | 16 | 3 |  |  |  |  | 050OP136600 | IMAGING SCIENCES; ANGIOGRAPHY
URMC | SCAULT | SCANNER; ULTRASONIC; IMAGING |  | VENUEFIT | SCANNER; ULTRASONIC; IMAGING | GEMEDS | GE MEDICAL SYSTEMS | 94444 | VFC000526 | STRONG MEMORIAL HOSPITAL | STRONG |  | PEDIATRIC IMAGING | PEDIMA-I | G | room G.1196; door code 5638 | In Service | 16 | 3 |  |  |  |  | 050OP136555 | IMAGING SCIENCES - SMH
URMC | SCAULT | SCANNER; ULTRASONIC; IMAGING |  | S5I | SCANNER; ULTRASONIC; IMAGING | VOLTHI | VOLCANO THERAPEUTICS INC | 96050 | 400230 | STRONG MEMORIAL HOSPITAL | STRONG |  | OPERATING ROOM; IMAGING | OPEROO-I | B | OR7 | In Service | 16 | 3 |  |  |  |  | 050OP131575 | OPERATING ROOM; SMH
URMC | SCAULT | SCANNER; ULTRASONIC; IMAGING |  | INTRASIGHT | SCANNER; ULTRASONIC; IMAGING | VOLTHI | VOLCANO THERAPEUTICS INC | 96053 | 400230 | STRONG MEMORIAL HOSPITAL | STRONG |  | RADIOLOGY; ANGIOGRAPHY; IMAGING | RADANG-I | B | OR7 | In Service | 16 | 3 |  |  |  |  | 050OP136600 | IMAGING SCIENCES; ANGIOGRAPHY
URMC | SCAULT | SCANNER; ULTRASONIC; IMAGING |  | MD6000 | BLADDER SCANNER; ULTRASONIC | LABMET | LABORIE MEDICAL TECH. CORP. | 96330 | MD6000.L08211 | UR MEDICAL FACULTY GROUP | URMFG |  | UROLOGY- GREECE | UROGRE |  | 10 South Pointe Landing | In Service | 16 | 3 |  |  |  |  | 091OP347489 | UROLOGY- GREECE
URMC | SCAULT | SCANNER; ULTRASONIC; IMAGING |  | VOLUSON E6 | SCANNER; ULTRASONIC; IMAGING | GEMEDS | GE MEDICAL SYSTEMS | JMH01605 | E09480 | JONES MEMORIAL HOSPITAL | JONES | 3501809 | MAIN STREET ULTRASOUND | JMMSULTR |  |  | In Service | 16 | 3 |  |  |  |  | 300OP837360 | JMH - MAIN STREET ULTRASOUND
URMC | SCAULT | SCANNER; ULTRASONIC; IMAGING |  | TE7 | SCANNER; ULTRASONIC; IMAGING | MINNOA | MINDRAY NORTH AMERICA | JMH01507 | CD7-98001839 | JONES MEMORIAL HOSPITAL | JONES | 6394356 | GENERAL SURGERY - DR NYGUEN | JMGENSUR |  |  | In Service | 16 | 3 |  |  |  |  | 300OP836695 | JMH - GENERAL SURGERY DR. NYGUEN
URMC | SCAULT | SCANNER; ULTRASONIC; IMAGING |  | VOLUSON E10 | SCANNER; ULTRASONIC; IMAGING | GEMEDS | GE MEDICAL SYSTEMS | 38275 | E79474 | HIGHLAND HOSPITAL OF ROCHESTER | HIGHLAND |  | PERINATAL CENTER | PERCEN | G | 909 Culver Road | In Service | 16 | 3 |  |  |  |  | OP858180 | PERINATAL CLINIC
URMC | SCAULT | SCANNER; ULTRASONIC; IMAGING |  | VIVID E95 | SCANNER; ULTRASONIC; IMAGING | GEMEDS | GE MEDICAL SYSTEMS | 96964 | AU21543 | STRONG MEMORIAL HOSPITAL | STRONG |  | ANESTHESIOLOGY; GROUP 1; IMAGING | ANEST1-I |  |  | In Service | 16 | 3 |  |  |  |  | 050OP136553 | ANESTHESIOLOGY - SMH
URMC | SCAULT | SCANNER; ULTRASONIC; IMAGING |  | VENUEFIT | SCANNER; ULTRASONIC; IMAGING | GEMEDS | GE MEDICAL SYSTEMS | 94427 | VFC000803 | UR MEDICAL FACULTY GROUP | URMFG |  | E.N.T. CLINIC | ENTCLI | 2 | 2365 South Clinton Ave; ENT Clinic | In Service | 16 | 3 |  |  |  |  | 091OP349331 | E.N.T. CLINIC
URMC | SCAULT | SCANNER; ULTRASONIC; IMAGING |  | LOGIQ E | SCANNER; ULTRASONIC; IMAGING | GEMEDS | GE MEDICAL SYSTEMS | 96911 | 6196003WX0 | STRONG MEMORIAL HOSPITAL | STRONG |  | AC-6; PEDIATRICS/PED OUTREACH ; IMAGING | AC6PED-I | 6 | code for room 421 | In Service | 16 | 3 |  |  |  |  | 050OP137513 | AC-6; PEDIATRICS/PED OUTREACH PROG
URMC | SCAULT | SCANNER; ULTRASONIC; IMAGING |  | VSCANAIR | SCANNER; ULTRASONIC; IMAGING | GEMEDS | GE MEDICAL SYSTEMS | 39078 | VA001001739 | HIGHLAND HOSPITAL OF ROCHESTER | HIGHLAND |  | HIGHLAND WOMANS HEALTH | HIGWOH |  | suite 103 | In Service | 16 | 3 |  |  |  |  | OP856260 | HIGHLAND WOMANS HEALTH
URMC | SCAULT | SCANNER; ULTRASONIC; IMAGING |  | VSCANEXTEND | SCANNER; ULTRASONIC; IMAGING | GEMEDS | GE MEDICAL SYSTEMS | 00096938` | VH266229BV | STRONG MEMORIAL HOSPITAL | STRONG |  | ANESTHESIOLOGY; GROUP 1; IMAGING | ANEST1-I |  |  | Unit Not Located | 16 | 3 |  |  |  |  | 050OP136553 | ANESTHESIOLOGY - SMH
URMC | SCAULT | SCANNER; ULTRASONIC; IMAGING |  | VSCANEXTEND | SCANNER; ULTRASONIC; IMAGING | GEMEDS | GE MEDICAL SYSTEMS | 96941 | VH2008011L | STRONG MEMORIAL HOSPITAL | STRONG |  | AC-G; CLINICAL CARDIOLOGY; IMAGING | ACGCLC-I | 4 | 4-3600 Equipment Storage Closet | In Service | 16 | 3 |  |  |  |  | 050OP137530 | AC-G; CLINICAL CARDIOLOGY
URMC | SCAULT | SCANNER; ULTRASONIC; IMAGING |  | VSCANEXTEND | SCANNER; ULTRASONIC; IMAGING | GEMEDS | GE MEDICAL SYSTEMS | 96942 | VH20081652 | STRONG MEMORIAL HOSPITAL | STRONG |  | 4-3600; CARDIAC STEP-DOWN | 621005 | 4th | 4-3600 Closet | In Service | 16 | 3 |  |  |  |  | 050OP134518 | 4-3600; CARDIAC STEP-DOWN
URMC | SCAULT | SCANNER; ULTRASONIC; IMAGING |  | VSCANEXTEND | SCANNER; ULTRASONIC; IMAGING | GEMEDS | GE MEDICAL SYSTEMS | 96943 | VH200835MQ | HIGHLAND HOSPITAL OF ROCHESTER | HIGHLAND |  | HIGHLAND WOMEN'S HEALTH - PERINTON | HIWOHP | 1 | 800 Ayrault Road | In Service | 16 | 3 |  |  |  |  | OP856280 | HIGHLAND WOMEN'S HEALTH - PERINTON
URMC | SCAULT | SCANNER; ULTRASONIC; IMAGING |  | FFR LINK | FRACTINAL FLOW RESERVE MEASUREMENT MODULE | BOSSCI | BOSTON SCIENTIFIC | REL22019 | SPM03466 | STRONG MEMORIAL HOSPITAL | STRONG |  | CARDIOLOGY; CARDIAC CATH LAB; G-1200 | CARCA1 |  |  | In Service | 16 | 3 |  |  |  |  | 050OP135525 | CARDIOLOGY; CARDIAC CATH LAB
URMC | SCAULT | SCANNER; ULTRASONIC; IMAGING |  | FFR LINK | FRACTINAL FLOW RESERVE MEASUREMENT MODULE | BOSSCI | BOSTON SCIENTIFIC | REL22020 | SPM04230 | STRONG MEMORIAL HOSPITAL | STRONG |  | CARDIOLOGY; CARDIAC CATH LAB; G-1200 | CARCA1 |  |  | In Service | 16 | 3 |  |  |  |  | 050OP135525 | CARDIOLOGY; CARDIAC CATH LAB
URMC | SCAULT | SCANNER; ULTRASONIC; IMAGING |  | VSCANAIR | SCANNER; ULTRASONIC; IMAGING | GEMEDS | GE MEDICAL SYSTEMS | 96921 | VA001002848 | STRONG MEMORIAL HOSPITAL | STRONG |  | CLINICAL ENGINEERING; SMH; IMAGING | CESMH-I |  | Owen Connolly Desk | Storage; Operational | 16 | 3 |  |  |  |  | 050OP236502 | CLINICAL ENGINEERING - SMH
URMC | SCAULT | SCANNER; ULTRASONIC; IMAGING |  | VIVID S70N | SCANNER; ULTRASONIC; IMAGING | GEMEDS | GE MEDICAL SYSTEMS | 39234 | 111506S70N | HIGHLAND HOSPITAL OF ROCHESTER | HIGHLAND |  | CARDIOLOGY | CARDIO |  | Highland Cardiology | In Service | 16 | 3 |  |  |  |  | OP857450 | CARDIOLOGY
URMC | SCAULT | SCANNER; ULTRASONIC; IMAGING |  | PX | SCANNER; ULTRASONIC; IMAGING | SONULS | SONOSITE ULTRASOUND SYSTEMS | 39119 | 052KOM | HIGHLAND HOSPITAL OF ROCHESTER | HIGHLAND |  | FAMILY MEDICINE; SOUTH CLINTON AVE | FAMSOU |  | 777 South Clinton Ave | In Service | 16 | 3 |  |  |  |  | OP858990 | FAMILY MEDICINE; SOUTH AVENUE
URMC | SCAULT | SCANNER; ULTRASONIC; IMAGING |  | LOGIQ E | SCANNER; ULTRASONIC; IMAGING | GEMEDS | GE MEDICAL SYSTEMS | 96864 | 6070455WX0 | STRONG MEMORIAL HOSPITAL | STRONG |  | PAIN TREATMENT CENTER-SAWGRASS; IMAGING | PAITCS-I | 2 | PAIN TREATMENT CENTER | In Service | 16 | 3 |  |  |  |  | 050OP137571 | PAIN TREATMENT CENTER - SAWGRASS
URMC | SCAULT | SCANNER; ULTRASONIC; IMAGING |  | LOGIQ E | SCANNER; ULTRASONIC; IMAGING | GEMEDS | GE MEDICAL SYSTEMS | 96710 | 6067922WX0 | STRONG MEMORIAL HOSPITAL | STRONG |  | PHYSICAL THERAPY - OFFSITE | PHYTHO |  | 3C | In Service | 16 | 3 |  |  |  |  | 050OP137589 | PEDS OUTPATIENT PHYSICAL THERAPY
URMC | SCAULT | SCANNER; ULTRASONIC; IMAGING |  | LOGIQ E | SCANNER; ULTRASONIC; IMAGING | GEMEDS | GE MEDICAL SYSTEMS | 96675 | 6067923WX0 | STRONG MEMORIAL HOSPITAL | STRONG |  | PHYSICAL THERAPY - OFFSITE | PHYTHO | 1 |  | In Service | 16 | 3 |  |  |  |  | 050OP137589 | PEDS OUTPATIENT PHYSICAL THERAPY
URMC | SCAULT | SCANNER; ULTRASONIC; IMAGING |  | LOGIQ E10 | SCANNER; ULTRASONIC; IMAGING | GEMEDS | GE MEDICAL SYSTEMS | 96346 | 531374US8 | STRONG MEMORIAL HOSPITAL | STRONG |  | ALLERGY/RHEUM./IMMUN.; OFFSITE; IMAGING | ALLIMR-I | 2 | Suite 220 | In Service | 16 | 3 |  |  |  |  | 050OP137527 | ALLERGY/IMMUNOLOGY/RHEUMATOLOGY
URMC | SCAULT | SCANNER; ULTRASONIC; IMAGING |  | TE7 | SCANNER; ULTRASONIC; IMAGING | MINNOA | MINDRAY NORTH AMERICA | 96742 | CD7-1A004990 | STRONG MEMORIAL HOSPITAL | STRONG |  | EMERGENCY DEPT-SMH; IMAGING | ED-SMH-I |  |  | In Service | 16 | 3 |  |  |  |  | 050OP138501 | EMERGENCY DEPARTMENT -SMH
URMC | SCAULT | SCANNER; ULTRASONIC; IMAGING |  | LOGIQ E | SCANNER; ULTRASONIC; IMAGING | GEMEDS | GE MEDICAL SYSTEMS | NMH01716 | 294603WX6 | NOYES MEMORIAL HOSPITAL | NOYES | 123281 | NHS OR | NMHNHSOR |  |  | In Service | 16 | 3 |  |  |  |  | 250OP827045 | NMH - EQUIPMENT MNGNT LHS OR
URMC | SCAULT | SCANNER; ULTRASONIC; IMAGING |  | BBS REVOLUTION | BLADDER SCANNER; ULTRASONIC | BARACS | BARD ACCESS SYSTEMS (ULTRASOUND) | 96519 | B2103401 | STRONG MEMORIAL HOSPITAL | STRONG |  | URMC UROLOGY BATAVIA; IMAGING | URMURB-I | 1 | 7995 Call Parkway; Suite 100; Batavia; NY | In Service | 16 | 3 |  |  |  |  | 050OP137594 | URMC UROLOGY BATAVIA
URMC | SCAULT | SCANNER; ULTRASONIC; IMAGING |  | VSCANEXTEND | SCANNER; ULTRASONIC; IMAGING | GEMEDS | GE MEDICAL SYSTEMS | 96732 | VH265905H6 | STRONG MEMORIAL HOSPITAL | STRONG |  | CENTER FOR PERI-OPERATIVE MEDICINE | CENPEM |  | Suite 000 in MD room | In Service | 16 | 3 |  |  |  |  | 050OP234538 | CENTER FOR PERI-OPERATIVE MEDICINE
URMC | SCAULT | SCANNER; ULTRASONIC; IMAGING |  | SII | SCANNER; ULTRASONIC; IMAGING | SONULS | SONOSITE ULTRASOUND SYSTEMS | 94676 | Q5JK2F | STRONG MEMORIAL HOSPITAL | STRONG |  | RADIOLOGY; ANGIOGRAPHY; IMAGING | RADANG-I | gnd | IR | In Service | 16 | 3 |  |  |  |  | 050OP136600 | IMAGING SCIENCES; ANGIOGRAPHY
URMC | SCAULT | SCANNER; ULTRASONIC; IMAGING |  | SII | SCANNER; ULTRASONIC; IMAGING | SONULS | SONOSITE ULTRASOUND SYSTEMS | 38841 | Q5HH3V | HIGHLAND HOSPITAL OF ROCHESTER | HIGHLAND | 51343 | HH OPERATING ROOM | OPER |  |  | In Service | 16 | 3 |  |  |  |  | OP857410 | OPERATING ROOM HH
URMC | SCAULT | SCANNER; ULTRASONIC; IMAGING |  | VOLUSON E10 | SCANNER; ULTRASONIC; IMAGING | GEMEDS | GE MEDICAL SYSTEMS | 92909 | DFSDF | STRONG MEMORIAL HOSPITAL | STRONG |  | OB/GYN ULTRASOUND GROUP; IMAGING | OBGULG-I | 2 | 500 Red Creek Dr; Suite 210 | In Service | 16 | 3 |  |  |  |  | 050OP136577 | OB/GYN LATTIMORE ROAD
URMC | SCAULT | SCANNER; ULTRASONIC; IMAGING |  | TE7 | SCANNER; ULTRASONIC; IMAGING | MINNOA | MINDRAY NORTH AMERICA | 94817 | CD7-12004381 | UR MEDICAL FACULTY GROUP | URMFG |  | HOSPITAL MEDICINE DIVISION- IMAGING | HOSMED-I |  | HOSPITAL MEDICINE DIVISION. 601 ELMWOOD Use RTLS code to locate Laste located on 7th floor &.2313 | In Service | 16 | 3 |  |  |  |  | 091OP347079 | HOSPITAL MEDICINE DIVISION- IMAGING
URMC | SCAULT | SCANNER; ULTRASONIC; IMAGING |  | VSCANEXTEND | SCANNER; ULTRASONIC; IMAGING | GEMEDS | GE MEDICAL SYSTEMS | 94414 | VH264171HK | STRONG MEMORIAL HOSPITAL | STRONG |  | DEPARTMENT OF MEDICINE- IMAGING | DEPMED-I | 3 | RESIDENCY; 3-3256 | In Service | 16 | 3 |  |  |  |  | 050OP137552 | AC-5; MEDICINE
URMC | SCAULT | SCANNER; ULTRASONIC; IMAGING |  | VSCANEXTEND | SCANNER; ULTRASONIC; IMAGING | GEMEDS | GE MEDICAL SYSTEMS | 94415 | VH264833ES | SCHOOL OF MEDICINE AND DENTISTRY | SCHMED |  | CENTER FOR EXPERIENTIAL LEARNING | CENEXL |  | CENTER FOR EXPERIENTIAL LEARNING | In Service | 16 | 3 |  |  |  |  | 040OP211448 | OFFICE OF EDUCATIONAL RESOURCES
URMC | SCAULT | SCANNER; ULTRASONIC; IMAGING |  | VSCANEXTEND | SCANNER; ULTRASONIC; IMAGING | GEMEDS | GE MEDICAL SYSTEMS | 94416 | VH264782LU | SCHOOL OF MEDICINE AND DENTISTRY | SCHMED |  | CENTER FOR EXPERIENTIAL LEARNING | CENEXL | 2 | CENTER FOR EXPERIENTIAL LEARNING | In Service | 16 | 3 |  |  |  |  | 040OP211448 | OFFICE OF EDUCATIONAL RESOURCES
URMC | SCAULT | SCANNER; ULTRASONIC; IMAGING |  | VSCANEXTEND | SCANNER; ULTRASONIC; IMAGING | GEMEDS | GE MEDICAL SYSTEMS | 94417 | VH265112I7 | SCHOOL OF MEDICINE AND DENTISTRY | SCHMED |  | CENTER FOR EXPERIENTIAL LEARNING | CENEXL |  | CENTER FOR EXPERIENTIAL LEARNING | In Service | 16 | 3 |  |  |  |  | 040OP211448 | OFFICE OF EDUCATIONAL RESOURCES
URMC | SCAULT | SCANNER; ULTRASONIC; IMAGING |  | VSCANEXTEND | SCANNER; ULTRASONIC; IMAGING | GEMEDS | GE MEDICAL SYSTEMS | 94418 | 26482832 | SCHOOL OF MEDICINE AND DENTISTRY | SCHMED |  | CENTER FOR EXPERIENTIAL LEARNING | CENEXL |  | CENTER FOR EXPERIENTIAL LEARNING | In Service | 16 | 3 |  |  |  |  | 040OP211448 | OFFICE OF EDUCATIONAL RESOURCES
URMC | SCAULT | SCANNER; ULTRASONIC; IMAGING |  | SII | SCANNER; ULTRASONIC; IMAGING | SONULS | SONOSITE ULTRASOUND SYSTEMS | 38802 | Q5HH0H | HIGHLAND HOSPITAL OF ROCHESTER | HIGHLAND |  | HH OPERATING ROOM | OPER |  | OR-Anesthesia | In Service | 16 | 3 |  |  |  |  | OP857410 | OPERATING ROOM HH
URMC | SCAULT | SCANNER; ULTRASONIC; IMAGING |  | LOGIQ E10 | SCANNER; ULTRASONIC; IMAGING | GEMEDS | GE MEDICAL SYSTEMS | 93910 | 530553US81 | STRONG MEMORIAL HOSPITAL | STRONG |  | UNIVERSITY IMAGING AT EAST RIVER ROAD-IMAGING | UNIMER-I | 2 | 200 EAST RIVER ROAD | In Service | 16 | 3 |  |  |  |  | 050OP136547 | UNIVERSITY IMAGING AT EAST RIVER ROAD
URMC | SCAULT | SCANNER; ULTRASONIC; IMAGING |  | SII | SCANNER; ULTRASONIC; IMAGING | SONULS | SONOSITE ULTRASOUND SYSTEMS | SJH11078 | 04HRWB | ST JAMES HOSPITAL | STJAMES |  | CENTER FOR ORTHOPEDICS MOB | SJCENORT | 1 | 7309 Seneca Rd. North; Suite 107 | In Service | 16 | 3 |  |  |  |  | SJH6810 | SJH - CENTER FOR ORTHOPEDICS
URMC | SCAULT | SCANNER; ULTRASONIC; IMAGING |  | SII | SCANNER; ULTRASONIC; IMAGING | SONULS | SONOSITE ULTRASOUND SYSTEMS | 38799 | Q5HH8K | HIGHLAND HOSPITAL OF ROCHESTER | HIGHLAND |  | HH OPERATING ROOM | OPER |  | OP-Anesthesia | In Service | 16 | 3 |  |  |  |  | OP857410 | OPERATING ROOM HH
URMC | SCAULT | SCANNER; ULTRASONIC; IMAGING |  | MD6000 | BLADDER SCANNER; ULTRASONIC | LABMET | LABORIE MEDICAL TECH. CORP. | 94071 | MD6000.L0352 | STRONG MEMORIAL HOSPITAL | STRONG |  | G-9000; AMBULATORY PSYCHIATRY | G-9000 |  | G-9200 | In Service | 16 | 3 |  |  |  |  | 050OP134634 | G-9000; AMBULATORY PSYCHIATRY
URMC | SCAULT | SCANNER; ULTRASONIC; IMAGING |  | VOLUSON S8 | SCANNER; ULTRASONIC; IMAGING | GEMEDS | GE MEDICAL SYSTEMS | 94173 | VS8805678 | UR MEDICAL FACULTY GROUP | URMFG |  | UR OB/GYN ASSOCIATES OF THE FINGERLAKES- IMAGING | UROBAF-I |  | 60 RED JACKET STREET DANSVILLE NY 14437 SUITE 4 | In Service | 16 | 3 |  |  |  |  | 091OP347558 | UR OB/GYN ASSOCIATES OF THE FINGERLAKES
URMC | SCAULT | SCANNER; ULTRASONIC; IMAGING |  | CX50 | SCANNER; ULTRASONIC; IMAGING | PHIMES | PHILIPS MEDICAL SYSTEMS NORTH AMERICA CO | 94090 | SG32105038 | STRONG MEMORIAL HOSPITAL | STRONG |  | AC-1; PEDIATRIC CARDIOLOGY | AC1PEC | AC1 | AC-1 PEDS CARDIO | In Service | 16 | 3 |  |  |  |  | 050OP349801 | PEDIATRIC CARDIOLOGY
URMC | SCAULT | SCANNER; ULTRASONIC; IMAGING |  | VOLUSON S8 | SCANNER; ULTRASONIC; IMAGING | GEMEDS | GE MEDICAL SYSTEMS | 91399 | VS8801569 | UR MEDICAL FACULTY GROUP | URMFG |  | STRONG FERTILITY CENTER; IMAGING | STRFEC-I | 2 | 500 Red Creek Dr. Suite 220 | In Service | 16 | 3 |  |  |  |  | 091OP349803 | STRONG FERTILITY CENTER
URMC | SCAULT | SCANNER; ULTRASONIC; IMAGING |  | VIVID E95 | SCANNER; ULTRASONIC; IMAGING | GEMEDS | GE MEDICAL SYSTEMS | 89117 | AU11924 | STRONG MEMORIAL HOSPITAL | STRONG |  | AC-G; ECHOCARDIOGRAPHY; IMAGING | ACGECH-I | 1 | Clinton Crossings Bulding G | In Service | 16 | 3 |  |  |  |  | 050OP135565 | AC-G; ECHOCARDIOGRAPHY
URMC | SCAULT | SCANNER; ULTRASONIC; IMAGING |  | TE7 | SCANNER; ULTRASONIC; IMAGING | MINNOA | MINDRAY NORTH AMERICA | 93471 | CD70C003995 | STRONG MEMORIAL HOSPITAL | STRONG |  | EMERGENCY DEPT-SMH; IMAGING | ED-SMH-I | G | Peds ED Room 30 | In Service | 16 | 3 |  |  |  |  | 050OP138501 | EMERGENCY DEPARTMENT -SMH
URMC | SCAULT | SCANNER; ULTRASONIC; IMAGING |  | EPIQ CVX | SCANNER; ULTRASONIC; IMAGING | PHIMES | PHILIPS MEDICAL SYSTEMS NORTH AMERICA CO | 93661 | US221B0222 | STRONG MEMORIAL HOSPITAL | STRONG |  | AC-1; PEDIATRIC CARDIOLOGY; IMAGING | AC1PEC-I | 1 | AC1 | In Service | 16 | 3 |  |  |  |  | 050OP349801 | PEDIATRIC CARDIOLOGY
URMC | SCAULT | SCANNER; ULTRASONIC; IMAGING |  | EPIQ CVX | SCANNER; ULTRASONIC; IMAGING | PHIMES | PHILIPS MEDICAL SYSTEMS NORTH AMERICA CO | 93667 | US221B0223 | STRONG MEMORIAL HOSPITAL | STRONG |  | AC-1; PEDIATRIC CARDIOLOGY; IMAGING | AC1PEC-I | 1 | AC1 | In Service | 16 | 3 |  |  |  |  | 050OP349801 | PEDIATRIC CARDIOLOGY
URMC | SCAULT | SCANNER; ULTRASONIC; IMAGING |  | EPIQ CVX | SCANNER; ULTRASONIC; IMAGING | PHIMES | PHILIPS MEDICAL SYSTEMS NORTH AMERICA CO | 93673 | US221B0224 | STRONG MEMORIAL HOSPITAL | STRONG |  | AC-1; PEDIATRIC CARDIOLOGY; IMAGING | AC1PEC-I | 1 | AC1 | In Service | 16 | 3 |  |  |  |  | 050OP349801 | PEDIATRIC CARDIOLOGY
URMC | SCAULT | SCANNER; ULTRASONIC; IMAGING |  | VUMAX-HD | SCANNER; ULTRASONIC; IMAGING | SONOMED | SONOMED | 93108 | 3575-1220-0501 | STRONG MEMORIAL HOSPITAL | STRONG |  | OPERATING RM; 2ND FLR; GYN/EYE/DEN;IMAGI | OPEGED-I | 2 | OPERATING RM 2ND FLR. | In Service | 16 | 3 |  |  |  |  | 050OP131575 | OPERATING ROOM; SMH
URMC | SCAULT | SCANNER; ULTRASONIC; IMAGING |  | VIVID IQ | SCANNER; ULTRASONIC; IMAGING | GEMEDS | GE MEDICAL SYSTEMS | 92090 | 430415US8 | STRONG MEMORIAL HOSPITAL | STRONG |  | RADIOLOGY; ANGIOGRAPHY; IMAGING | RADANG-I |  | IR | In Service | 16 | 3 |  |  |  |  | 050OP136600 | IMAGING SCIENCES; ANGIOGRAPHY
URMC | SCAULT | SCANNER; ULTRASONIC; IMAGING |  | BBS REVOLUTION | BLADDER SCANNER; ULTRASONIC | BARACS | BARD ACCESS SYSTEMS (ULTRASOUND) | 93601 |  | STRONG MEMORIAL HOSPITAL | STRONG |  | CLINICAL ENGINEERING; SMH; IMAGING | CESMH-I |  | Ce loaner currently at Complex Care Center; 905 Culver; Nurses Station; Cupboard | In Service | 16 | 3 |  |  |  |  | 050OP236502 | CLINICAL ENGINEERING - SMH
URMC | SCAULT | SCANNER; ULTRASONIC; IMAGING |  | EPIQ CVX | SCANNER; ULTRASONIC; IMAGING | PHIMES | PHILIPS MEDICAL SYSTEMS NORTH AMERICA CO | 93699 | US221B1347 | STRONG MEMORIAL HOSPITAL | STRONG |  | AC-1; PEDIATRIC CARDIOLOGY; IMAGING | AC1PEC-I | 4 | GCH OR | In Service | 16 | 3 |  |  |  |  | 050OP349801 | PEDIATRIC CARDIOLOGY
URMC | SCAULT | SCANNER; ULTRASONIC; IMAGING |  | EPIQ CVX | SCANNER; ULTRASONIC; IMAGING | PHIMES | PHILIPS MEDICAL SYSTEMS NORTH AMERICA CO | 93705 | US221B1348 | STRONG MEMORIAL HOSPITAL | STRONG |  | AC-1; PEDIATRIC CARDIOLOGY; IMAGING | AC1PEC-I | 1 | GCH 6 South Echo Room 6.1192A | In Service | 16 | 3 |  |  |  |  | 050OP349801 | PEDIATRIC CARDIOLOGY
URMC | SCAULT | SCANNER; ULTRASONIC; IMAGING |  | EPIQ CVX | SCANNER; ULTRASONIC; IMAGING | PHIMES | PHILIPS MEDICAL SYSTEMS NORTH AMERICA CO | 93711 | US221B1346 | STRONG MEMORIAL HOSPITAL | STRONG |  | AC-1; PEDIATRIC CARDIOLOGY; IMAGING | AC1PEC-I | 1 | AC1 | In Service | 16 | 3 |  |  |  |  | 050OP349801 | PEDIATRIC CARDIOLOGY
URMC | SCAULT | SCANNER; ULTRASONIC; IMAGING |  | VOLUSON S8 | SCANNER; ULTRASONIC; IMAGING | GEMEDS | GE MEDICAL SYSTEMS | 88979 | VS8801498 | UR MEDICAL FACULTY GROUP | URMFG |  | STRONG FERTILITY CENTER; IMAGING | STRFEC-I | 2 | 500 Red Creek Dr. Suite 220 | In Service | 16 | 3 |  |  |  |  | 091OP349803 | STRONG FERTILITY CENTER
URMC | SCAULT | SCANNER; ULTRASONIC; IMAGING |  | M9 | SCANNER; ULTRASONIC; IMAGING | MINMED | MINDRAY MEDICAL | 77666 | CC1-04002399 | STRONG MEMORIAL HOSPITAL | STRONG |  | 4-2800 CICU- IMAGING | 4-2800-I |  | 328811 | In Service | 16 | 3 |  |  |  |  | 050OP134512 | 4-2800 CICU
URMC | SCAULT | SCANNER; ULTRASONIC; IMAGING |  | MD6000 | BLADDER SCANNER; ULTRASONIC | LABMET | LABORIE MEDICAL TECH. CORP. | 87402 | J0529 | STRONG MEMORIAL HOSPITAL | STRONG |  | STRONG WEST AMBULATORY SURGICAL CENTER | SWAMSC | 1 | 156 West Ave; Brockport 14420 | In Service | 16 | 3 |  |  |  |  | 050OP139685 | STRONG WEST AMBULATORY SURGERY CENTER
URMC | SCAULT | SCANNER; ULTRASONIC; IMAGING |  | TE7 | SCANNER; ULTRASONIC; IMAGING | MINNOA | MINDRAY NORTH AMERICA | SJH10826 | CD7-94001300 | ST JAMES HOSPITAL | STJAMES |  | EMERGENCY ROOM - IMAGING | SJEMER-I | 1 | 7329 Seneca Rd North | In Service | 16 | 3 |  |  |  |  | SJH6710 | SJH - EMERGENCY ROOM
URMC | SCAULT | SCANNER; ULTRASONIC; IMAGING |  | VIVID S70N | SCANNER; ULTRASONIC; IMAGING | GEMEDS | GE MEDICAL SYSTEMS | 91359 | 210902S70N | STRONG MEMORIAL HOSPITAL | STRONG |  | ROCHESTER CARDIOPULMONARY GROUP; CANAL VIEW | RCPGCV | GND |  | In Service | 16 | 3 |  |  |  |  | 050OP137528 | ROCHESTER CARDIOPULMONARY GROUP; ARTICLE 28
URMC | SCAULT | SCANNER; ULTRASONIC; IMAGING |  | MD6000 | BLADDER SCANNER; ULTRASONIC | LABMET | LABORIE MEDICAL TECH. CORP. | 92202 | MD6000.K0536 | STRONG MEMORIAL HOSPITAL | STRONG |  | IP 2-1800 IMAGING | 2-1800-I |  | 500 RED CREEK SUITE 120 | In Service | 16 | 3 |  |  |  |  | 050OP134565 | G-1600 MEDICAL / SURGICAL
URMC | SCAULT | SCANNER; ULTRASONIC; IMAGING |  | VOLUSON S8 | SCANNER; ULTRASONIC; IMAGING | GEMEDS | GE MEDICAL SYSTEMS | 92250 | VS8804352 | UR MEDICAL FACULTY GROUP | URMFG |  | STRONG FERTILITY CENTER; IMAGING | STRFEC-I | 2 | Red Creek Drive Suite 220 | In Service | 16 | 3 |  |  |  |  | 091OP349803 | STRONG FERTILITY CENTER
URMC | SCAULT | SCANNER; ULTRASONIC; IMAGING |  | MTURBO | SCANNER; ULTRASONIC; IMAGING | SONULS | SONOSITE ULTRASOUND SYSTEMS | SJH10454 | WK1M2Q | ST JAMES HOSPITAL | STJAMES |  | SPECIALTY CLINIC MOB | SJSPECLI | 2 | 7329 Seneca Rd North; Suite 103; MOB Unit was moved to Ambulatory Surgery 2nd floor | In Service | 16 | 3 |  |  |  |  | SJH6900 | SJH - SPECIALTY CLINIC
URMC | SCAULT | SCANNER; ULTRASONIC; IMAGING |  | VIVID S70N | SCANNER; ULTRASONIC; IMAGING | GEMEDS | GE MEDICAL SYSTEMS | 91362 | 210887S70N | STRONG MEMORIAL HOSPITAL | STRONG |  | AC-G; ECHOCARDIOGRAPHY; IMAGING | ACGECH-I | 1 | Clinton Crossings Building G | In Service | 16 | 3 |  |  |  |  | 050OP135565 | AC-G; ECHOCARDIOGRAPHY
URMC | SCAULT | SCANNER; ULTRASONIC; IMAGING |  | MD6000 | BLADDER SCANNER; ULTRASONIC | LABMET | LABORIE MEDICAL TECH. CORP. | 88570 | MD6000 J0708 | UR MEDICAL FACULTY GROUP | URMFG |  | UROLOGY AT JONES | UROJON |  | 191 N. Main St. | In Service | 16 | 3 |  |  |  |  | 091OP347511 | UROLOGY AT JONES
URMC | SCAULT | SCANNER; ULTRASONIC; IMAGING |  | EPIQ 5G | SCANNER; ULTRASONIC; IMAGING | PHIMES | PHILIPS MEDICAL SYSTEMS NORTH AMERICA CO | 37124 | US919C0632 | HIGHLAND HOSPITAL OF ROCHESTER | HIGHLAND |  | BREAST CARE CENTER | BRECAC | 1st | Breast center at 500 Red Creek | In Service | 16 | 3 |  |  |  |  | OP857170 | RED CREEK BCC
URMC | SCAULT | SCANNER; ULTRASONIC; IMAGING |  | VIVID E95 | SCANNER; ULTRASONIC; IMAGING | GEMEDS | GE MEDICAL SYSTEMS | 87726 | AU10728 | STRONG MEMORIAL HOSPITAL | STRONG |  | AC-G; ECHOCARDIOGRAPHY; IMAGING | ACGECH-I |  | AC Ground; Echo | In Service | 16 | 3 |  |  |  |  | 050OP135565 | AC-G; ECHOCARDIOGRAPHY
URMC | SCAULT | SCANNER; ULTRASONIC; IMAGING |  | VIVID S70N | SCANNER; ULTRASONIC; IMAGING | GEMEDS | GE MEDICAL SYSTEMS | 91303 | 110087S70N | UR MEDICAL FACULTY GROUP | URMFG |  | UR HEART & VASCULAR GENESEO IMAGING | URHEVG-I |  | Geneseo; NY 14454 | In Service | 16 | 3 |  |  |  |  | 091OP347162 | FINGER LAKES CARDIOLOGY
URMC | SCAULT | SCANNER; ULTRASONIC; IMAGING |  | LOGIQ E10 | SCANNER; ULTRASONIC; IMAGING | GEMEDS | GE MEDICAL SYSTEMS | 91308 | 503307US7 | STRONG MEMORIAL HOSPITAL | STRONG |  | UNIVERSITY IMAGING AT EAST RIVER ROAD-IMAGING | UNIMER-I | 2 | 200 East River Rd; 2nd Floor 2.409 | In Service | 16 | 3 |  |  |  |  | 050OP136547 | UNIVERSITY IMAGING AT EAST RIVER ROAD
URMC | SCAULT | SCANNER; ULTRASONIC; IMAGING |  | VIVID E95 | SCANNER; ULTRASONIC; IMAGING | GEMEDS | GE MEDICAL SYSTEMS | 91347 | AU10745 | STRONG MEMORIAL HOSPITAL | STRONG |  | AC-G; ECHOCARDIOGRAPHY; IMAGING | ACGECH-I |  |  | In Service | 16 | 3 |  |  |  |  | 050OP135565 | AC-G; ECHOCARDIOGRAPHY
URMC | SCAULT | SCANNER; ULTRASONIC; IMAGING |  | VIVID S70N | SCANNER; ULTRASONIC; IMAGING | GEMEDS | GE MEDICAL SYSTEMS | 91286 | 211106S70N | STRONG MEMORIAL HOSPITAL | STRONG |  | RCPG; RIDGE ROAD; IMAGING | RCPGRR-I |  | 999 EAST RIDGE ROAD | In Service | 16 | 3 |  |  |  |  | 050OP137528 | ROCHESTER CARDIOPULMONARY GROUP; ARTICLE 28
URMC | SCAULT | SCANNER; ULTRASONIC; IMAGING |  | VSCANEXTEND | SCANNER; ULTRASONIC; IMAGING | GEMEDS | GE MEDICAL SYSTEMS | 91205 | VH150178AC | UR MEDICAL FACULTY GROUP | URMFG |  | HOSPITAL MEDICINE DIVISION- IMAGING | HOSMED-I | 3 | 3.5217 | Unit Not Located | 16 | 3 |  |  |  |  | 091OP347079 | HOSPITAL MEDICINE DIVISION- IMAGING
URMC | SCAULT | SCANNER; ULTRASONIC; IMAGING |  | VSCANEXTEND | SCANNER; ULTRASONIC; IMAGING | GEMEDS | GE MEDICAL SYSTEMS | 91206 | VH200042EG | UR MEDICAL FACULTY GROUP | URMFG |  | HOSPITAL MEDICINE DIVISION- IMAGING | HOSMED-I | 3 | 3.5217 | In Service | 16 | 3 |  |  |  |  | 091OP347079 | HOSPITAL MEDICINE DIVISION- IMAGING
URMC | SCAULT | SCANNER; ULTRASONIC; IMAGING |  | VSCANEXTEND | SCANNER; ULTRASONIC; IMAGING | GEMEDS | GE MEDICAL SYSTEMS | 91209 | VH150181LJ | UR MEDICAL FACULTY GROUP | URMFG |  | HOSPITAL MEDICINE DIVISION- IMAGING | HOSMED-I | 3 | 3.5217 | In Service | 16 | 3 |  |  |  |  | 091OP347079 | HOSPITAL MEDICINE DIVISION- IMAGING
URMC | SCAULT | SCANNER; ULTRASONIC; IMAGING |  | VIVID S70N | SCANNER; ULTRASONIC; IMAGING | GEMEDS | GE MEDICAL SYSTEMS | 91338 | 110093S70N | UR MEDICAL FACULTY GROUP | URMFG |  | FINGER LAKES CARDIOLOGY-CANANDAIGUA | FINLACC | 3 | 395 West Street Suite 307 | In Service | 16 | 3 |  |  |  |  | 091OP347057 | FINGER LAKES CARDIOLOGY ASSOCIATES
URMC | SCAULT | SCANNER; ULTRASONIC; IMAGING |  | VIVID S70N | SCANNER; ULTRASONIC; IMAGING | GEMEDS | GE MEDICAL SYSTEMS | 91343 | 210880S70N | STRONG MEMORIAL HOSPITAL | STRONG |  | AC-G; ECHOCARDIOGRAPHY; IMAGING | ACGECH-I |  | Clinton Crossings Building G | In Service | 16 | 3 |  |  |  |  | 050OP135565 | AC-G; ECHOCARDIOGRAPHY
URMC | SCAULT | SCANNER; ULTRASONIC; IMAGING |  | VIVID E95 | SCANNER; ULTRASONIC; IMAGING | GEMEDS | GE MEDICAL SYSTEMS | 91349 | AU10772 | STRONG MEMORIAL HOSPITAL | STRONG |  | AC-G; ECHOCARDIOGRAPHY; IMAGING | ACGECH-I | G | AC-G | In Service | 16 | 3 |  |  |  |  | 050OP135565 | AC-G; ECHOCARDIOGRAPHY
URMC | SCAULT | SCANNER; ULTRASONIC; IMAGING |  | VIVID E95 | SCANNER; ULTRASONIC; IMAGING | GEMEDS | GE MEDICAL SYSTEMS | 91351 | AU10675 | STRONG MEMORIAL HOSPITAL | STRONG |  | AC-G; ECHOCARDIOGRAPHY; IMAGING | ACGECH-I |  |  | In Service | 16 | 3 |  |  |  |  | 050OP135565 | AC-G; ECHOCARDIOGRAPHY
URMC | SCAULT | SCANNER; ULTRASONIC; IMAGING |  | VIVID E95 | SCANNER; ULTRASONIC; IMAGING | GEMEDS | GE MEDICAL SYSTEMS | 91353 | AU10429 | STRONG MEMORIAL HOSPITAL | STRONG |  | AC-G; ECHOCARDIOGRAPHY; IMAGING | ACGECH-I |  | AC-G | In Service | 16 | 3 |  |  |  |  | 050OP135565 | AC-G; ECHOCARDIOGRAPHY
URMC | SCAULT | SCANNER; ULTRASONIC; IMAGING |  | EPIQ 5G | SCANNER; ULTRASONIC; IMAGING | PHIMES | PHILIPS MEDICAL SYSTEMS NORTH AMERICA CO | SJH10563 | US118C0678 | ST JAMES HOSPITAL | STJAMES |  | ULTRASOUND - IMAGING | SJULTR-I | 1 | 7329 Seneca Rd North | In Service | 16 | 3 |  |  |  |  | SJH7370 | SJH - ULTRASOUND
URMC | SCAULT | SCANNER; ULTRASONIC; IMAGING |  | VIVID E95 | SCANNER; ULTRASONIC; IMAGING | GEMEDS | GE MEDICAL SYSTEMS | SJH10561 | VE95R000234 | ST JAMES HOSPITAL | STJAMES |  | ULTRASOUND - IMAGING | SJULTR-I | 1 | 7329 Seneca Rd North | In Service | 16 | 3 |  |  |  |  | SJH7370 | SJH - ULTRASOUND
URMC | SCAULT | SCANNER; ULTRASONIC; IMAGING |  | TE7 | SCANNER; ULTRASONIC; IMAGING | MINNOA | MINDRAY NORTH AMERICA | SJH10163 | CD7-93001261 | ST JAMES HOSPITAL | STJAMES |  | ANESTHESIA - IMAGING | SJANES-I | 2 | 7329 Seneca Rd North - Hornell | In Service | 16 | 3 |  |  |  |  | SJH7080 | SJH - ANESTHESIA
URMC | SCAULT | SCANNER; ULTRASONIC; IMAGING |  | TE7 | SCANNER; ULTRASONIC; IMAGING | MINNOA | MINDRAY NORTH AMERICA | SJH10160 | CD7-93001266 | ST JAMES HOSPITAL | STJAMES |  | RADIOLOGY - IMAGING | SJRADI-I | 2 | 7329 Seneca Rd North | Unit Not Located | 16 | 3 |  |  |  |  | SJH7320 | SJH - RADIOLOGY
URMC | SCAULT | SCANNER; ULTRASONIC; IMAGING |  | LOGIQ E10 | SCANNER; ULTRASONIC; IMAGING | GEMEDS | GE MEDICAL SYSTEMS | 38041 | LE10503117US7 | HIGHLAND HOSPITAL OF ROCHESTER | HIGHLAND |  | ULTRASOUND | ULTRAS | 2 |  | In Service | 16 | 3 |  |  |  |  | OP857500 | ULTRASOUND
URMC | SCAULT | SCANNER; ULTRASONIC; IMAGING |  | LOGIQ E10 | SCANNER; ULTRASONIC; IMAGING | GEMEDS | GE MEDICAL SYSTEMS | 38035 | LE10503126US7 | HIGHLAND HOSPITAL OF ROCHESTER | HIGHLAND |  | ULTRASOUND | ULTRAS | 2 |  | In Service | 16 | 3 |  |  |  |  | OP857500 | ULTRASOUND
URMC | SCAULT | SCANNER; ULTRASONIC; IMAGING |  | LOGIQ E10 | SCANNER; ULTRASONIC; IMAGING | GEMEDS | GE MEDICAL SYSTEMS | 38042 | LE10503114US7 | HIGHLAND HOSPITAL OF ROCHESTER | HIGHLAND |  | ULTRASOUND | ULTRAS | 2 |  | In Service | 16 | 3 |  |  |  |  | OP857500 | ULTRASOUND
URMC | SCAULT | SCANNER; ULTRASONIC; IMAGING |  | EPIQ 5G | SCANNER; ULTRASONIC; IMAGING | PHIMES | PHILIPS MEDICAL SYSTEMS NORTH AMERICA CO | SJH10571 | US514C0667 | ST JAMES HOSPITAL | STJAMES |  | RADIOLOGY - IMAGING | SJRADI-I | 1 | 7329 Seneca Rd North; Suite 113; MOB - Hornell | In Service | 16 | 3 |  |  |  |  | SJH7320 | SJH - RADIOLOGY
URMC | SCAULT | SCANNER; ULTRASONIC; IMAGING |  | EPIQ 5G | SCANNER; ULTRASONIC; IMAGING | PHIMES | PHILIPS MEDICAL SYSTEMS NORTH AMERICA CO | SJH10576 | US514C0276 | ST JAMES HOSPITAL | STJAMES |  | RADIOLOGY - IMAGING | SJRADI-I | 1 | 7329 Seneca Rd North; Suite 113; MOB - Hornell | In Service | 16 | 3 |  |  |  |  | SJH7320 | SJH - RADIOLOGY
URMC | SCAULT | SCANNER; ULTRASONIC; IMAGING |  | LOGIQ E10 | SCANNER; ULTRASONIC; IMAGING | GEMEDS | GE MEDICAL SYSTEMS | 91105 | LE10503202US7 | STRONG MEMORIAL HOSPITAL | STRONG | U2007556-20 | UNIVERSITY IMAGING AT EAST RIVER ROAD-IMAGING | UNIMER-I | 2nd | 200 East River Road | In Service | 16 | 3 |  |  |  |  | 050OP136547 | UNIVERSITY IMAGING AT EAST RIVER ROAD
URMC | SCAULT | SCANNER; ULTRASONIC; IMAGING |  | EPIQ 5G | SCANNER; ULTRASONIC; IMAGING | PHIMES | PHILIPS MEDICAL SYSTEMS NORTH AMERICA CO | SJH10496 | US118C0679 | ST JAMES HOSPITAL | STJAMES | 37538 | RADIOLOGY - IMAGING | SJRADI-I |  | SJH - 1310B | In Service | 15 | 3 |  |  |  |  | SJH7320 | SJH - RADIOLOGY
URMC | SCAULT | SCANNER; ULTRASONIC; IMAGING |  | LOGIQ E10 | SCANNER; ULTRASONIC; IMAGING | GEMEDS | GE MEDICAL SYSTEMS | 91114 | LE10503265US7 | STRONG MEMORIAL HOSPITAL | STRONG | I | UNIVERSITY IMAGING AT EAST RIVER ROAD-IMAGING | UNIMER-I | 2 | 200 East River Road | In Service | 16 | 3 |  |  |  |  | 050OP136547 | UNIVERSITY IMAGING AT EAST RIVER ROAD
URMC | SCAULT | SCANNER; ULTRASONIC; IMAGING |  | LOGIQ E10 | SCANNER; ULTRASONIC; IMAGING | GEMEDS | GE MEDICAL SYSTEMS | 91120 | LE10503204US7 | STRONG MEMORIAL HOSPITAL | STRONG | U2007556-20 | UNIVERSITY IMAGING AT EAST RIVER ROAD-IMAGING | UNIMER-I | 2nd | 200 East River Road | In Service | 16 | 3 |  |  |  |  | 050OP136547 | UNIVERSITY IMAGING AT EAST RIVER ROAD
URMC | SCAULT | SCANNER; ULTRASONIC; IMAGING |  | LOGIQ E10 | SCANNER; ULTRASONIC; IMAGING | GEMEDS | GE MEDICAL SYSTEMS | 91129 | LE10503247US7 | STRONG MEMORIAL HOSPITAL | STRONG | U2007556-20 | UNIVERSITY IMAGING AT EAST RIVER ROAD-IMAGING | UNIMER-I | 2nd | 200 East River Road | In Service | 16 | 3 |  |  |  |  | 050OP136547 | UNIVERSITY IMAGING AT EAST RIVER ROAD
URMC | SCAULT | SCANNER; ULTRASONIC; IMAGING |  | TE7 | SCANNER; ULTRASONIC; IMAGING | MINNOA | MINDRAY NORTH AMERICA | 88913 | CD7-95001439 | SCHOOL OF MEDICINE AND DENTISTRY | SCHMED |  | PULMONARY & CRITICAL CARE MEDICINE- IMAGING | PUCRCA-I | 2 | 2.9828 KMRB buiding near Flaum Atrium | In Service | 16 | 3 |  |  |  |  | 040OP211912 | PULMONARY & CRITICAL CARE MEDICINE
URMC | SCAULT | SCANNER; ULTRASONIC; IMAGING |  | VSCANEXTEND | SCANNER; ULTRASONIC; IMAGING | GEMEDS | GE MEDICAL SYSTEMS | 88911 | VH150919BS | STRONG MEMORIAL HOSPITAL | STRONG |  | AC-2; SURGICAL DEPARTMENT; IMAGING | AC2SUR-I | 2 | AC-2 | In Service | 16 | 3 |  |  |  |  | 050OP137551 | AC-2; SURGICAL
URMC | SCAULT | SCANNER; ULTRASONIC; IMAGING |  | VOLUSON P8 | SCANNER; ULTRASONIC; IMAGING | GEMEDS | GE MEDICAL SYSTEMS | 89346 | VP8803485 | STRONG MEMORIAL HOSPITAL | STRONG |  | OB/GYN ULTRASOUND GROUP; IMAGING | OBGULG-I |  | 3-1400 | In Service | 16 | 3 |  |  |  |  | 050OP136577 | OB/GYN LATTIMORE ROAD
URMC | SCAULT | SCANNER; ULTRASONIC; IMAGING |  | TE7 | SCANNER; ULTRASONIC; IMAGING | MINNOA | MINDRAY NORTH AMERICA | 89361 | CD7-97001728 | STRONG MEMORIAL HOSPITAL | STRONG |  | 8-1600; MICU; IMAGING | 8-1600-I | 8 | 8-1600 | In Service | 16 | 3 |  |  |  |  | 050OP134574 | 8-1600; MICU
URMC | SCAULT | SCANNER; ULTRASONIC; IMAGING |  | MD6000 | BLADDER SCANNER; ULTRASONIC | LABMET | LABORIE MEDICAL TECH. CORP. | 88441 | MD6000 J0995 | UR MEDICAL FACULTY GROUP | URMFG |  | UROLOGY- GREECE | UROGRE |  | 10 South Pointe Landing | Unit Not Located | 16 | 3 |  |  |  |  | 091OP347489 | UROLOGY- GREECE
URMC | SCAULT | SCANNER; ULTRASONIC; IMAGING |  | VOLUSON P8 | SCANNER; ULTRASONIC; IMAGING | GEMEDS | GE MEDICAL SYSTEMS | 89770 | VP8803905 | STRONG MEMORIAL HOSPITAL | STRONG |  | URMC SURGERY CENTER-SAWGRASS; IMAGING | URMCSC-I | 1 | 180 Sawgrass Dr. | In Service | 16 | 3 |  |  |  |  | 050OP134539 | URMC SURGERY CENTER - SAWGRASS
URMC | SCAULT | SCANNER; ULTRASONIC; IMAGING |  | SII | SCANNER; ULTRASONIC; IMAGING | SONULS | SONOSITE ULTRASOUND SYSTEMS | 37982 | 04PHP3 | HIGHLAND HOSPITAL OF ROCHESTER | HIGHLAND |  | ANESTHESIA | ANESTH | 1 | HH OR Core 1 | Unit Not Located | 16 | 3 |  |  |  |  | OP857520 | ANESTHESIA
URMC | SCAULT | SCANNER; ULTRASONIC; IMAGING |  | VOLUSON E10 | SCANNER; ULTRASONIC; IMAGING | GEMEDS | GE MEDICAL SYSTEMS | 86167 | E75182 | STRONG MEMORIAL HOSPITAL | STRONG |  | OB/GYN ULTRASOUND GROUP; IMAGING | OBGULG-I | G | 125 Lattimore Rd. | In Service | 16 | 3 |  |  |  |  | 050OP136577 | OB/GYN LATTIMORE ROAD
URMC | SCAULT | SCANNER; ULTRASONIC; IMAGING |  | PX | SCANNER; ULTRASONIC; IMAGING | SONULS | SONOSITE ULTRASOUND SYSTEMS | 101327 | 05BB6W | STRONG MEMORIAL HOSPITAL | STRONG |  | PHYSICAL MEDICINE AND REHABILITATION | PHYMER | 3rd | Marketplace Tower 3rd floor; Section C7; C8 | In Service | 16 | 3 |  |  |  |  | 050OP137585 | REHAB CC
URMC | SCAULT | SCANNER; ULTRASONIC; IMAGING |  | VOLUSON EXPERT 22 | SCANNER; ULTRASONIC; IMAGING | GEMEDS | GE MEDICAL SYSTEMS | 94445 | F160658 | STRONG MEMORIAL HOSPITAL | STRONG |  | West Ridge Obstetrics & Gynecology Webster Imaging | WROBGW-I | 1 | 1682 Empire Blvd; Suite 200 | In Service | 16 | 3 |  |  |  |  | 091OP347613 | West Ridge Obstetrics & Gynecology
URMC | SCAULT | SCANNER; ULTRASONIC; IMAGING |  | MD6000 | BLADDER SCANNER; ULTRASONIC | LABMET | LABORIE MEDICAL TECH. CORP. | 101118 | MD6000.M1045 | STRONG MEMORIAL HOSPITAL | STRONG |  | Marketplace PACU | MARPCU |  |  | In Service | 16 | 3 |  |  |  |  | 050OP135701 | Marketplace- SURGERY/PACU/SPD
URMC | SCAULT | SCANNER; ULTRASONIC; IMAGING |  | TE7MAX | SCANNER; ULTRASONIC; IMAGING | MINNOA | MINDRAY NORTH AMERICA | 100725 | LE42A000506 | UR MEDICAL FACULTY GROUP | URMFG |  | HOSPITAL MEDICINE DIVISION- IMAGING | HOSMED-I |  | Hospital medicine procedure team | In Service | 16 | 3 |  |  |  |  | 091OP347079 | HOSPITAL MEDICINE DIVISION- IMAGING
URMC | SCAULT | SCANNER; ULTRASONIC; IMAGING |  | SIERRANMUS1 | SCANNER; ULTRASONIC; IMAGING | CADLAB | CADWELL LABORATORIES | 101316 | 19031500AA1221010 | STRONG MEMORIAL HOSPITAL | STRONG |  | AC-1; NEUROLOGY | AC1NEU |  |  | In Service | 16 | 3 |  |  |  |  | 050OP137550 | AC-1; NEUROLOGY
URMC | SCAULT | SCANNER; ULTRASONIC; IMAGING |  | SIERRANMUS1 | SCANNER; ULTRASONIC; IMAGING | CADLAB | CADWELL LABORATORIES | 101313 | 19031500AA1221001 | STRONG MEMORIAL HOSPITAL | STRONG |  | AC-1; NEUROLOGY | AC1NEU |  |  | In Service | 16 | 3 |  |  |  |  | 050OP137550 | AC-1; NEUROLOGY
URMC | SCAULT | SCANNER; ULTRASONIC; IMAGING |  | TE7 | SCANNER; ULTRASONIC; IMAGING | MINNOA | MINDRAY NORTH AMERICA | 39969 | LE4-2A000505 | HIGHLAND HOSPITAL OF ROCHESTER | HIGHLAND |  | EMERGENCY DEPARTMENT - HH | ED-HH | 2 | ED second floor | In Service | 16 | 3 |  |  |  |  | OP856160 | EMERGENCY DEPARTMENT - HH
URMC | SCAULT | SCANNER; ULTRASONIC; IMAGING |  | VSCANEXTEND | SCANNER; ULTRASONIC; IMAGING | GEMEDS | GE MEDICAL SYSTEMS | 100792 |  | STRONG MEMORIAL HOSPITAL | STRONG |  | OB/GYN ULTRASOUND GROUP; IMAGING | OBGULG-I |  | 120 Lattimore Rd. Suite 200 Midwifery Nurses' Office | In Service | 16 | 3 |  |  |  |  | 050OP136577 | OB/GYN LATTIMORE ROAD
URMC | SCAULT | SCANNER; ULTRASONIC; IMAGING |  | SIERRANMUS1 | SCANNER; ULTRASONIC; IMAGING | CADLAB | CADWELL LABORATORIES | 101050 | 19031500AA0621004 | STRONG MEMORIAL HOSPITAL | STRONG |  | NEUROLOGY;CLIN TRIALS COORDINATION CTR | NEUCTC | 2 | Suite 220; Room 3 | In Service | 16 | 3 |  |  |  |  | 050OP135530 | AC-1; EMG LABORATORY
URMC | SCAULT | SCANNER; ULTRASONIC; IMAGING |  | SIERRANMUS1 | SCANNER; ULTRASONIC; IMAGING | CADLAB | CADWELL LABORATORIES | 101046 | 19031500AA0721017 | STRONG MEMORIAL HOSPITAL | STRONG |  | NEUROLOGY;CLIN TRIALS COORDINATION CTR | NEUCTC | 2 | Suite 220; Room 2 | In Service | 16 | 3 |  |  |  |  | 050OP135530 | AC-1; EMG LABORATORY
URMC | SCAULT | SCANNER; ULTRASONIC; IMAGING |  | SIERRANMUS1 | SCANNER; ULTRASONIC; IMAGING | CADLAB | CADWELL LABORATORIES | 101048 | 19031500AA0621001 | STRONG MEMORIAL HOSPITAL | STRONG |  | NEUROLOGY;CLIN TRIALS COORDINATION CTR | NEUCTC | 2 | Suite 220; Room 4 | In Service | 16 | 3 |  |  |  |  | 050OP135530 | AC-1; EMG LABORATORY
URMC | SCAULT | SCANNER; ULTRASONIC; IMAGING |  | VOLUSON EXPERT 22 | SCANNER; ULTRASONIC; IMAGING | GEMEDS | GE MEDICAL SYSTEMS | 101024 | F160654 | STRONG MEMORIAL HOSPITAL | STRONG |  | OB/GYN ULTRASOUND GROUP; IMAGING | OBGULG-I |  | Strong 3-1400 | In Service | 16 | 3 |  |  |  |  | 050OP136577 | OB/GYN LATTIMORE ROAD
URMC | SCAULT | SCANNER; ULTRASONIC; IMAGING |  | PX | SCANNER; ULTRASONIC; IMAGING | SONULS | SONOSITE ULTRASOUND SYSTEMS | 92642 | 058VJV | STRONG MEMORIAL HOSPITAL | STRONG |  | MARKETPLACE SKILLS LAB; IMAGING | MARSKL-I | TBD | MARKETPLACE SKILLS LAB; Near Cadaver; cold storage | Unit Not Located | 16 | 3 |  |  |  |  | 050OP345928 | Marketplace Skills Lab
URMC | SCAULT | SCANNER; ULTRASONIC; IMAGING |  | SII | SCANNER; ULTRASONIC; IMAGING | SONULS | SONOSITE ULTRASOUND SYSTEMS | 100739 | Q5YD10 | STRONG MEMORIAL HOSPITAL | STRONG |  | ANESTHESIOLOGY; GROUP 1; IMAGING | ANEST1-I |  |  | In Service | 16 | 3 |  |  |  |  | 050OP136553 | ANESTHESIOLOGY - SMH
URMC | SCAULT | SCANNER; ULTRASONIC; IMAGING |  | SII | SCANNER; ULTRASONIC; IMAGING | SONULS | SONOSITE ULTRASOUND SYSTEMS | 39892 | Q5Z1WQ | HIGHLAND HOSPITAL OF ROCHESTER | HIGHLAND |  | SAME DAY SURGERY | SAMEDAY |  |  | In Service | 16 | 3 |  |  |  |  | OP856200 | SAME DAY SURGERY
URMC | SCAULT | SCANNER; ULTRASONIC; IMAGING |  | SII | SCANNER; ULTRASONIC; IMAGING | SONULS | SONOSITE ULTRASOUND SYSTEMS | 100741 | Q5YD10 | STRONG MEMORIAL HOSPITAL | STRONG |  | ANESTHESIOLOGY; GROUP 1; IMAGING | ANEST1-I |  |  | In Service | 16 | 3 |  |  |  |  | 050OP136553 | ANESTHESIOLOGY - SMH
URMC | SCAULT | SCANNER; ULTRASONIC; IMAGING |  | SII | SCANNER; ULTRASONIC; IMAGING | SONULS | SONOSITE ULTRASOUND SYSTEMS | 100743 | Q5YD0V | STRONG MEMORIAL HOSPITAL | STRONG |  | ANESTHESIOLOGY; GROUP 1; IMAGING | ANEST1-I |  |  | In Service | 16 | 3 |  |  |  |  | 050OP136553 | ANESTHESIOLOGY - SMH
URMC | SCAULT | SCANNER; ULTRASONIC; IMAGING |  | SII | SCANNER; ULTRASONIC; IMAGING | SONULS | SONOSITE ULTRASOUND SYSTEMS | 100745 | Q5Z1XG | STRONG MEMORIAL HOSPITAL | STRONG |  | ANESTHESIOLOGY; GROUP 1; IMAGING | ANEST1-I |  |  | In Service | 16 | 3 |  |  |  |  | 050OP136553 | ANESTHESIOLOGY - SMH
URMC | SCAULT | SCANNER; ULTRASONIC; IMAGING |  | PX | SCANNER; ULTRASONIC; IMAGING | SONULS | SONOSITE ULTRASOUND SYSTEMS | 92646 | 05565X | STRONG MEMORIAL HOSPITAL | STRONG |  | MARKETPLACE SKILLS LAB; IMAGING | MARSKL-I | TBD | MARKETPLACE SKILLS LAB | In Service | 16 | 3 |  |  |  |  | 050OP345928 | Marketplace Skills Lab
URMC | SCAULT | SCANNER; ULTRASONIC; IMAGING |  | PX | SCANNER; ULTRASONIC; IMAGING | SONULS | SONOSITE ULTRASOUND SYSTEMS | 96811 | 055YR7 | STRONG MEMORIAL HOSPITAL | STRONG |  | MARKETPLACE PACU IMAGING | MARPCU-I |  | Marketplace PACU | In Service | 16 | 3 |  |  |  |  | 050OP135701 | Marketplace- SURGERY/PACU/SPD
URMC | SCAULT | SCANNER; ULTRASONIC; IMAGING |  | PX | SCANNER; ULTRASONIC; IMAGING | SONULS | SONOSITE ULTRASOUND SYSTEMS | 96828 | 055YRN | STRONG MEMORIAL HOSPITAL | STRONG |  | MARKETPLACE PACU IMAGING | MARPCU-I |  | Marketplace PACU | In Service | 16 | 3 |  |  |  |  | 050OP135701 | Marketplace- SURGERY/PACU/SPD
URMC | SCAULT | SCANNER; ULTRASONIC; IMAGING |  | PX | SCANNER; ULTRASONIC; IMAGING | SONULS | SONOSITE ULTRASOUND SYSTEMS | 96825 | 055YQW | STRONG MEMORIAL HOSPITAL | STRONG |  | MARKETPLACE PROCEDURE SUITE; IMAGING | MARPRS-I | G | Marketplace Procedure suite PRCDR ST; EQUIPMENT ROOM | In Service | 16 | 3 |  |  |  |  | 050OP137587 | ORTHOPEDIC CLINIC PROCEDURE ROOM
URMC | SCAULT | SCANNER; ULTRASONIC; IMAGING |  | LOGIQ E10 | SCANNER; ULTRASONIC; IMAGING | GEMEDS | GE MEDICAL SYSTEMS | 92595 | 510112US9 | STRONG MEMORIAL HOSPITAL | STRONG |  | Marketplace Advanced Imaging; Imaging | MARADI-I | 1 | Marketplace advanced imaging | In Service | 16 | 3 |  |  |  |  | 050OP137626 | Marketplace Advanced Imaging
URMC | SCAULT | SCANNER; ULTRASONIC; IMAGING |  | ARIETTA 750 | SCANNER; ULTRASONIC; IMAGING | FUJIFI | FUJIFILM MEDICAL | 3898 | G3177517 | HIGHLAND HOSPITAL OF ROCHESTER | HIGHLAND |  | HH OPERATING ROOM | OPER | 1 | Near OR 8 | In Service | 16 | 3 |  |  |  |  | OP857410 | OPERATING ROOM HH
URMC | SCAULT | SCANNER; ULTRASONIC; IMAGING |  | LOGIQ E10 | SCANNER; ULTRASONIC; IMAGING | GEMEDS | GE MEDICAL SYSTEMS | 92588 | 510111US9 | STRONG MEMORIAL HOSPITAL | STRONG |  | Marketplace Advanced Imaging; Imaging | MARADI-I | 1 | Marketplace Advanced Imaging | In Service | 16 | 3 |  |  |  |  | 050OP137626 | Marketplace Advanced Imaging
URMC | SCAULT | SCANNER; ULTRASONIC; IMAGING |  | VENUE R1 | SCANNER; ULTRASONIC; IMAGING | GEMEDS | GE MEDICAL SYSTEMS | 97822 | VGC006693 | STRONG MEMORIAL HOSPITAL | STRONG |  | UNIVERSITY IMAGING AT EAST RIVER ROAD-IMAGING | UNIMER-I |  | IR ROOM | In Service | 16 | 3 |  |  |  |  | 050OP136547 | UNIVERSITY IMAGING AT EAST RIVER ROAD
URMC | SCAULT | SCANNER; ULTRASONIC; IMAGING |  | VSCANEXTEND | SCANNER; ULTRASONIC; IMAGING | GEMEDS | GE MEDICAL SYSTEMS | JMH01938 | VH200951HK | JONES MEMORIAL HOSPITAL | JONES |  | MAIN STREET PRACTICE | JMMAINST |  | 127 MAIN ST; WELLSVILLE | In Service | 16 | 3 |  |  |  |  | 300OP836690 | JMH - N MAIN ST OB / PEDS
URMC | SCAULT | SCANNER; ULTRASONIC; IMAGING |  | VSCANEXTEND | SCANNER; ULTRASONIC; IMAGING | GEMEDS | GE MEDICAL SYSTEMS | JMH01939 | VH200964R6 | JONES MEMORIAL HOSPITAL | JONES |  | MAIN STREET PRACTICE | JMMAINST |  | 127 MAIN ST; WELLSVILLE | In Service | 16 | 3 |  |  |  |  | 300OP836690 | JMH - N MAIN ST OB / PEDS
URMC | SCAULT | SCANNER; ULTRASONIC; IMAGING |  | SII | SCANNER; ULTRASONIC; IMAGING | SONULS | SONOSITE ULTRASOUND SYSTEMS | 39394 | Q5RH8Q | HIGHLAND HOSPITAL OF ROCHESTER | HIGHLAND |  | ANESTHESIA | ANESTH | 1 | Located in the OR for Anes use | In Service | 16 | 3 |  |  |  |  | OP857520 | ANESTHESIA
URMC | SCAULT | SCANNER; ULTRASONIC; IMAGING |  | SII | SCANNER; ULTRASONIC; IMAGING | SONULS | SONOSITE ULTRASOUND SYSTEMS | 39395 | Q5RH7P | HIGHLAND HOSPITAL OF ROCHESTER | HIGHLAND |  | ANESTHESIA | ANESTH | 1 | Located in the OR for Anes use | In Service | 16 | 3 |  |  |  |  | OP857520 | ANESTHESIA
URMC | SCAULT | SCANNER; ULTRASONIC; IMAGING |  | PX | SCANNER; ULTRASONIC; IMAGING | SONULS | SONOSITE ULTRASOUND SYSTEMS | 96094 | 05406C | STRONG MEMORIAL HOSPITAL | STRONG |  | STRONG WEST IMAGING/RADIOLOGY-IMAGING | SWIMRA-I | G | Surgical Center | In Service | 16 | 3 |  |  |  |  | 050OP139684 | STRONG WEST IMAGING/RADIOLOGY
URMC | SCAULT | SCANNER; ULTRASONIC; IMAGING |  | VIVID E95 | SCANNER; ULTRASONIC; IMAGING | GEMEDS | GE MEDICAL SYSTEMS | NMH02068 | AU22000 | NOYES MEMORIAL HOSPITAL | NOYES |  | RESP/CARDIO SERVICES - IMAGING | NMRECA-I |  | Cardiac Ultrasound in X-Ray Department | In Service | 16 | 3 |  |  |  |  | 250OP827420 | NMH - EQUIPMENT MNGNT RESPIRATORY / CARDIOLOGY SER
URMC | SCAULT | SCANNER; ULTRASONIC; IMAGING |  | BBS REVOLUTION | BLADDER SCANNER; ULTRASONIC | BARACS | BARD ACCESS SYSTEMS (ULTRASOUND) | 96822 | B2106503 | STRONG MEMORIAL HOSPITAL | STRONG |  | URMC UROLOGY BATAVIA; IMAGING | URMURB-I | 1 | 7995 Call Parkway; Suite 100; Batavia; NY | In Service | 16 | 3 |  |  |  |  | 050OP137594 | URMC UROLOGY BATAVIA
URMC | SCAULT | SCANNER; ULTRASONIC; IMAGING |  | VIVID S70N | SCANNER; ULTRASONIC; IMAGING | GEMEDS | GE MEDICAL SYSTEMS | 97558 | 112488S70N | STRONG MEMORIAL HOSPITAL | STRONG |  | UR VASCULAR SURGERY- IMAGING | URVASU-I | 1 | Echo | In Service | 16 | 3 |  |  |  |  | 050OP137529 | UR VASCULAR SURGERY
URMC | SCAULT | SCANNER; ULTRASONIC; IMAGING |  | VIVID S70N | SCANNER; ULTRASONIC; IMAGING | GEMEDS | GE MEDICAL SYSTEMS | 97560 | 112455S70N | STRONG MEMORIAL HOSPITAL | STRONG |  | UR VASCULAR SURGERY- IMAGING | URVASU-I | 1 | Echo | In Service | 16 | 3 |  |  |  |  | 050OP137529 | UR VASCULAR SURGERY
URMC | SCAULT | SCANNER; ULTRASONIC; IMAGING |  | BK3000 | SCANNER; ULTRASONIC; IMAGING | BKMED | B&K MEDICAL SYSTEMS | 39445 | 2001273 | HIGHLAND HOSPITAL OF ROCHESTER | HIGHLAND |  | RADIATION ONCOLOGY; HIGHLAND | RADON | 1 |  | In Service | 16 | 3 |  |  |  |  | OP857480 | RADIATION ONCOLOGY - HH
URMC | SCAULT | SCANNER; ULTRASONIC; IMAGING |  | VIVID S70N | SCANNER; ULTRASONIC; IMAGING | GEMEDS | GE MEDICAL SYSTEMS | 97554 | 112454S70N | STRONG MEMORIAL HOSPITAL | STRONG |  | CARDIOLOGY; CARDIAC CATH LAB ;IMAGING | CARCA2-I |  | 601 Elmwood | In Service | 16 | 3 |  |  |  |  | 050OP135525 | CARDIOLOGY; CARDIAC CATH LAB
URMC | SCAULT | SCANNER; ULTRASONIC; IMAGING |  | LOGIQ E10 | SCANNER; ULTRASONIC; IMAGING | GEMEDS | GE MEDICAL SYSTEMS | 97584 | 510184US9 | STRONG MEMORIAL HOSPITAL | STRONG |  | PEDIATRIC IMAGING | PEDIMA-I | G | GCH Peds Imaging | In Service | 16 | 3 |  |  |  |  | 050OP136555 | IMAGING SCIENCES - SMH
URMC | SCAULT | SCANNER; ULTRASONIC; IMAGING |  | VSCANEXTEND | SCANNER; ULTRASONIC; IMAGING | GEMEDS | GE MEDICAL SYSTEMS | 97647 | VH267508RH | STRONG MEMORIAL HOSPITAL | STRONG |  | ANESTHESIOLOGY; GROUP 1; IMAGING | ANEST1-I |  |  | In Service | 16 | 3 |  |  |  |  | 050OP136553 | ANESTHESIOLOGY - SMH
URMC | SCAULT | SCANNER; ULTRASONIC; IMAGING |  | VIVID IQ | SCANNER; ULTRASONIC; IMAGING | GEMEDS | GE MEDICAL SYSTEMS | 98821 | 4410125 | STRONG MEMORIAL HOSPITAL | STRONG |  | CARDIOLOGY; CARDIAC CATH LAB ;IMAGING | CARCA2-I |  |  | In Service | 16 | 3 |  |  |  |  | 050OP135525 | CARDIOLOGY; CARDIAC CATH LAB
URMC | SCAULT | SCANNER; ULTRASONIC; IMAGING |  | VIVID S70N | SCANNER; ULTRASONIC; IMAGING | GEMEDS | GE MEDICAL SYSTEMS | 97562 | 112463S70N | STRONG MEMORIAL HOSPITAL | STRONG |  | UR VASCULAR SURGERY- IMAGING | URVASU-I | 1 | Echo | In Service | 16 | 3 |  |  |  |  | 050OP137529 | UR VASCULAR SURGERY
URMC | SCAULT | SCANNER; ULTRASONIC; IMAGING |  | EPIQ 7G | SCANNER; ULTRASONIC; IMAGING | PHIMES | PHILIPS MEDICAL SYSTEMS NORTH AMERICA CO | 94437 | USN16B0581 | STRONG MEMORIAL HOSPITAL | STRONG |  | West Ridge Obstetrics & Gynecology Webster Imaging | WROBGW-I | 1 | 1682 Empire Blvd; Suite 200 | In Service | 16 | 3 |  |  |  |  | 091OP347613 | West Ridge Obstetrics & Gynecology
URMC | SCAULT | SCANNER; ULTRASONIC; IMAGING |  | VIVID S70N | SCANNER; ULTRASONIC; IMAGING | GEMEDS | GE MEDICAL SYSTEMS | 98959 | 123231S70N | STRONG MEMORIAL HOSPITAL | STRONG |  | RCPG; PENFIELD; IMAGING | RCPGPE-I |  |  | In Service | 16 | 3 |  |  |  |  | 050OP137528 | ROCHESTER CARDIOPULMONARY GROUP; ARTICLE 28
URMC | SCAULT | SCANNER; ULTRASONIC; IMAGING |  | BBS REVOLUTION | BLADDER SCANNER; ULTRASONIC | BARACS | BARD ACCESS SYSTEMS (ULTRASOUND) | 39298 | B2120304 | HIGHLAND HOSPITAL OF ROCHESTER | HIGHLAND |  | WEST 6 | WEST6 |  |  | In Service | 16 | 3 |  |  |  |  | OP856340 | WEST 6
URMC | SCAULT | SCANNER; ULTRASONIC; IMAGING |  | BBS REVOLUTION | BLADDER SCANNER; ULTRASONIC | BARACS | BARD ACCESS SYSTEMS (ULTRASOUND) | 39299 | B2120202 | HIGHLAND HOSPITAL OF ROCHESTER | HIGHLAND |  | RECOVERY ROOM | RECROOM |  | RECROOM | In Service | 16 | 3 |  |  |  |  | OP857420 | RECOVERY ROOM
URMC | SCAULT | SCANNER; ULTRASONIC; IMAGING |  | BBS REVOLUTION | BLADDER SCANNER; ULTRASONIC | BARACS | BARD ACCESS SYSTEMS (ULTRASOUND) | 39626 | B2121301 | HIGHLAND HOSPITAL OF ROCHESTER | HIGHLAND |  | EAST 6; PALLIATIVE CARE | EAST6 | 6 | West 6 | In Service | 16 | 3 |  |  |  |  | OP856060 | EAST 6; EVARTS JOINT CENTER
URMC | SCAULT | SCANNER; ULTRASONIC; IMAGING |  | VUMAX-HD | SCANNER; ULTRASONIC; IMAGING | SONOMED | SONOMED | 99025 | 357502220559 | STRONG MEMORIAL HOSPITAL | STRONG |  | FLAUM EYE INSTITUTE WEBSTER | FEIWEB | 1 | 875 Hard Road; Suite 100 | In Service | 16 | 3 |  |  |  |  | 050OP137627 | WEBSTER FLAUM EYE INSTITUTE
URMC | SCAULT | SCANNER; ULTRASONIC; IMAGING |  | TE7MAX | SCANNER; ULTRASONIC; IMAGING | MINNOA | MINDRAY NORTH AMERICA | NMH02095 | LE4-25000433 | NOYES MEMORIAL HOSPITAL | NOYES |  | INTERVENTIONAL RADIOLOGY | NMHINTRA |  |  | In Service | 16 | 3 |  |  |  |  | 250OP827360 | NMH - EQUIPMENT MNGNT INTERVENTIONAL RAD
URMC | SCAULT | SCANNER; ULTRASONIC; IMAGING |  | BBS REVOLUTION | BLADDER SCANNER; ULTRASONIC | BARACS | BARD ACCESS SYSTEMS (ULTRASOUND) | 94461 | B2120204 | STRONG MEMORIAL HOSPITAL | STRONG |  | CARDIOLOGY; ELECTROPHYSIOLOGY; IMAGING | CARELE-I | G | CARDIOLOGY; EP | In Service | 16 | 3 |  |  |  |  | 050OP135570 | CARDIOLOGY;ELECTROPHYSIOLOGY G-1200
URMC | SCAULT | SCANNER; ULTRASONIC; IMAGING |  | MD6000 | BLADDER SCANNER; ULTRASONIC | LABMET | LABORIE MEDICAL TECH. CORP. | SJH11242 | MD6000.M0010 | ST JAMES HOSPITAL | STJAMES |  | AMBULATORY SURGERY | SJAMBSUR |  |  | In Service | 16 | 3 |  |  |  |  | SJH7050 | SJH - AMBULATORY SURGERY
URMC | SCAULT | SCANNER; ULTRASONIC; IMAGING |  | ARITTA850 | SCANNER; ULTRASONIC; IMAGING | FUJIFI | FUJIFILM MEDICAL | 96243 | G3173948 | STRONG MEMORIAL HOSPITAL | STRONG |  | STRONG WEST AMBULATORY SURGICAL CENTER | SWAMSC | AC4 | AC 4 Equipment room | In Service | 16 | 3 |  |  |  |  | 050OP139685 | STRONG WEST AMBULATORY SURGERY CENTER
URMC | SCAULT | SCANNER; ULTRASONIC; IMAGING |  | EPIQ 5G | SCANNER; ULTRASONIC; IMAGING | PHIMES | PHILIPS MEDICAL SYSTEMS NORTH AMERICA CO | 82776 | USN17C0664 | THOMPSON HEALTH | THOHEA |  | FFT - ULTRASOUND | FFTUS | G | Radiology Department Ultrasound Room 2 | In Service | 16 | 3 |  |  |  |  | FFTH77220 | FFTH - ULTRASOUND
URMC | SCAULT | SCANNER; ULTRASONIC; IMAGING |  | EPIQ 5G | SCANNER; ULTRASONIC; IMAGING | PHIMES | PHILIPS MEDICAL SYSTEMS NORTH AMERICA CO | 82775 | USN17C0663 | THOMPSON HEALTH | THOHEA |  | FFT - ULTRASOUND | FFTUS | G | RADIOLOGY DEPARTMENT US ROOM 3 | In Service | 16 | 3 |  |  |  |  | FFTH77220 | FFTH - ULTRASOUND
URMC | SCAULT | SCANNER; ULTRASONIC; IMAGING |  | EPIQ 5G | SCANNER; ULTRASONIC; IMAGING | PHIMES | PHILIPS MEDICAL SYSTEMS NORTH AMERICA CO | 99886 | US614C0290 | THOMPSON HEALTH | THOHEA |  | FFT - ULTRASOUND | FFTUS | G | Radiology Department Ultrasound Room 1 | In Service | 16 | 3 |  |  |  |  | FFTH77220 | FFTH - ULTRASOUND
URMC | SCAULT | SCANNER; ULTRASONIC; IMAGING |  | PX | SCANNER; ULTRASONIC; IMAGING | SONULS | SONOSITE ULTRASOUND SYSTEMS | 96834 | 0564ZT | STRONG MEMORIAL HOSPITAL | STRONG |  | MARKETPLACE PACU IMAGING | MARPCU-I |  | Marketplace PACU | In Service | 16 | 3 |  |  |  |  | 050OP135701 | Marketplace- SURGERY/PACU/SPD
URMC | SCAULT | SCANNER; ULTRASONIC; IMAGING |  | AVVIGO | INTERVASCULAR ULTRASOUND | BOSSCI | BOSTON SCIENTIFIC | 96241 | B13D200091 | STRONG MEMORIAL HOSPITAL | STRONG |  | CARDIOLOGY; CARDIAC CATH LAB ;IMAGING | CARCA2-I |  |  | In Service | 16 | 3 |  |  |  |  | 050OP135525 | CARDIOLOGY; CARDIAC CATH LAB
URMC | SCAULT | SCANNER; ULTRASONIC; IMAGING |  | AVVIGO | INTERVASCULAR ULTRASOUND | BOSSCI | BOSTON SCIENTIFIC | 96242 | B13D200134 | STRONG MEMORIAL HOSPITAL | STRONG |  | CARDIOLOGY; CARDIAC CATH LAB ;IMAGING | CARCA2-I |  |  | In Service | 16 | 3 |  |  |  |  | 050OP135525 | CARDIOLOGY; CARDIAC CATH LAB
URMC | SCAULT | SCANNER; ULTRASONIC; IMAGING |  | BBS REVOLUTION | BLADDER SCANNER; ULTRASONIC | BARACS | BARD ACCESS SYSTEMS (ULTRASOUND) | 40240 | 00869209000200B2226202 | HIGHLAND HOSPITAL OF ROCHESTER | HIGHLAND |  | EMERGENCY DEPARTMENT - HH | ED-HH | 2 | Hallway | Storage; Operational | 16 | 3 |  |  |  |  | OP856160 | EMERGENCY DEPARTMENT - HH
URMC | SCAULT | SCANNER; ULTRASONIC; IMAGING |  | VENUEFITR4 | SCANNER; ULTRASONIC; IMAGING | GEMEDS | GE MEDICAL SYSTEMS | 102201 | VFD000470 | STRONG MEMORIAL HOSPITAL | STRONG |  | 4-2800 CICU- IMAGING | 4-2800-I |  |  | In Service | 16 | 3 |  |  |  |  | 050OP134512 | 4-2800 CICU
URMC | SCAULT | SCANNER; ULTRASONIC; IMAGING |  | VOLUSON P8 | SCANNER; ULTRASONIC; IMAGING | GEMEDS | GE MEDICAL SYSTEMS | 102274 | VP8203338 | STRONG MEMORIAL HOSPITAL | STRONG |  | OB/GYN; LATTIMORE ROAD IMAGING | OBGLAT-I | 1 | Family planning | In Service | 16 | 3 |  |  |  |  | 050OP136577 | OB/GYN LATTIMORE ROAD
URMC | SCAULT | SCANNER; ULTRASONIC; IMAGING |  | VIVID S70N | SCANNER; ULTRASONIC; IMAGING | GEMEDS | GE MEDICAL SYSTEMS | 102261 | 120246S70N | STRONG MEMORIAL HOSPITAL | STRONG |  | NUCLEAR CARDIOLOGY; IMAGING | NUCCAR-I |  |  | In Service | 16 | 3 |  |  |  |  | 050OP135560 | NUCLEAR CARDIOLOGY
URMC | SCAULT | SCANNER; ULTRASONIC; IMAGING |  | VIVID S70N | SCANNER; ULTRASONIC; IMAGING | GEMEDS | GE MEDICAL SYSTEMS | 102263 | 120243S70N | STRONG MEMORIAL HOSPITAL | STRONG |  | NUCLEAR CARDIOLOGY; IMAGING | NUCCAR-I |  | ac ground | In Service | 16 | 3 |  |  |  |  | 050OP135560 | NUCLEAR CARDIOLOGY
URMC | SCAULT | SCANNER; ULTRASONIC; IMAGING |  | VIVID S70N | SCANNER; ULTRASONIC; IMAGING | GEMEDS | GE MEDICAL SYSTEMS | 102265 | 120240S70N | STRONG MEMORIAL HOSPITAL | STRONG |  | NUCLEAR CARDIOLOGY; IMAGING | NUCCAR-I |  |  | In Service | 16 | 3 |  |  |  |  | 050OP135560 | NUCLEAR CARDIOLOGY
URMC | SCAULT | SCANNER; ULTRASONIC; IMAGING |  | VIVID S70 | SCANNER; ULTRASONIC; IMAGING | GEMEDS | GE MEDICAL SYSTEMS | 101614 | 124455S70N | UR MEDICAL FACULTY GROUP | URMFG |  | FINGER LAKES CARDIOLOGY-CLIFTON SPRINGS | FINLACCS | G | Next to Classy Chassis Car Wash | In Service | 16 | 3 |  |  |  |  | 091OP347057 | FINGER LAKES CARDIOLOGY ASSOCIATES
URMC | SCAULT | SCANNER; ULTRASONIC; IMAGING |  | TE7MAX | SCANNER; ULTRASONIC; IMAGING | MINNOA | MINDRAY NORTH AMERICA | 101713 | LE4-26000473 | STRONG MEMORIAL HOSPITAL | STRONG |  | 6NORTH PEDIATRIC ICU IMAGING | 6NORTH-I | 6 | 6 North - ECMO | In Service | 16 | 3 |  |  |  |  | 050OP134510 | 6NORTH; PEDIATRIC ICU
URMC | SCAULT | SCANNER; ULTRASONIC; IMAGING |  | TE5 | SCANNER; ULTRASONIC; IMAGING | MINNOA | MINDRAY NORTH AMERICA | 101645 | CD8-32001238 | STRONG MEMORIAL HOSPITAL | STRONG |  | RADIOLOGY; GENERAL; IMAGING | RADGEN-I |  | PICC TEAM | In Service | 16 | 3 |  |  |  |  | 050OP136555 | IMAGING SCIENCES - SMH
URMC | SCAULT | SCANNER; ULTRASONIC; IMAGING |  | TE5 | SCANNER; ULTRASONIC; IMAGING | MINNOA | MINDRAY NORTH AMERICA | 101643 | CD8-32001234 | STRONG MEMORIAL HOSPITAL | STRONG |  | RADIOLOGY; GENERAL; IMAGING | RADGEN-I |  | PICC TEAM | In Service | 16 | 3 |  |  |  |  | 050OP136555 | IMAGING SCIENCES - SMH
URMC | SCAULT | SCANNER; ULTRASONIC; IMAGING |  | TE5 | SCANNER; ULTRASONIC; IMAGING | MINNOA | MINDRAY NORTH AMERICA | 101641 | CD8-32001235 | STRONG MEMORIAL HOSPITAL | STRONG |  | RADIOLOGY; GENERAL; IMAGING | RADGEN-I |  | PICC TEAM | In Service | 16 | 3 |  |  |  |  | 050OP136555 | IMAGING SCIENCES - SMH
URMC | SCAULT | SCANNER; ULTRASONIC; IMAGING |  | SII | SCANNER; ULTRASONIC; IMAGING | SONULS | SONOSITE ULTRASOUND SYSTEMS | 101648 | Q6138D | STRONG MEMORIAL HOSPITAL | STRONG |  | RADIOLOGY; DIAGNOSTIC; IMAGING | RADDIA-I |  |  | In Service | 16 | 3 |  |  |  |  | 050OP136555 | IMAGING SCIENCES - SMH
URMC | SCAULT | SCANNER; ULTRASONIC; IMAGING |  | VOLUSON S8 | SCANNER; ULTRASONIC; IMAGING | GEMEDS | GE MEDICAL SYSTEMS | 101704 | VS82020551 | UR MEDICAL FACULTY GROUP | URMFG |  | UR MEDICINE MENOPAUSE AND WOMEN'S HEALTH- IMAGING | URMMHW-I | 1 | sw corner of westfall and clinton | In Service | 16 | 3 |  |  |  |  | 091OP347259 | UR MEDICINE MENOPAUSE AND WOMEN'S HEALTH
URMC | SCAULT | SCANNER; ULTRASONIC; IMAGING |  | VOLUSON EXPERT 22 | SCANNER; ULTRASONIC; IMAGING | GEMEDS | GE MEDICAL SYSTEMS | 101369 | F160689 | STRONG MEMORIAL HOSPITAL | STRONG |  | OB/GYN ULTRASOUND GROUP; IMAGING | OBGULG-I |  | 125 Latimore Rd | In Service | 16 | 3 |  |  |  |  | 050OP136577 | OB/GYN LATTIMORE ROAD
URMC | SCAULT | SCANNER; ULTRASONIC; IMAGING |  | VOLUSON EXPERT 22 | SCANNER; ULTRASONIC; IMAGING | GEMEDS | GE MEDICAL SYSTEMS | 101368 | F160695 | STRONG MEMORIAL HOSPITAL | STRONG |  | OB/GYN ULTRASOUND GROUP; IMAGING | OBGULG-I |  | 125 Latimore RD | In Service | 16 | 3 |  |  |  |  | 050OP136577 | OB/GYN LATTIMORE ROAD
URMC | SCAULT | SCANNER; ULTRASONIC; IMAGING |  | VOLUSON EXPERT 22 | SCANNER; ULTRASONIC; IMAGING | GEMEDS | GE MEDICAL SYSTEMS | 102541 | F160997 | THOMPSON HEALTH | THOHEA |  | FFT - ULTRASOUND | FFTUS | GND | 335 Parish St Suite 1400 Canandaigua | In Service | 16 | 3 |  |  |  |  | FFTH77220 | FFTH - ULTRASOUND
URMC | SCAULT | SCANNER; ULTRASONIC; IMAGING |  | PX | SCANNER; ULTRASONIC; IMAGING | SONULS | SONOSITE ULTRASOUND SYSTEMS | 102577 | 05DQ7T | STRONG MEMORIAL HOSPITAL | STRONG |  | University Orthopedics Imaging | UNIORT-I | 2 | AOC 2C rm 2.771.03 | In Service | 16 | 3 |  |  |  |  | 050OP137515 | ORTHOPAEDIC CLINIC
URMC | SCAULT | SCANNER; ULTRASONIC; IMAGING |  | MD6000 | BLADDER SCANNER; ULTRASONIC | LABMET | LABORIE MEDICAL TECH. CORP. | 103211 | MD6000.L07158 | STRONG MEMORIAL HOSPITAL | STRONG |  | EMERGENCY DEPT-SMH; IMAGING | ED-SMH-I |  |  | In Service | 16 | 3 |  |  |  |  | 050OP138501 | EMERGENCY DEPARTMENT -SMH
URMC | SCAULT | SCANNER; ULTRASONIC; IMAGING |  | LOGIQ E10 | SCANNER; ULTRASONIC; IMAGING | GEMEDS | GE MEDICAL SYSTEMS | 102301 | 511111US7 | STRONG MEMORIAL HOSPITAL | STRONG |  | University Imaging Batavia | UNIMBA-I | Gnd |  | In Service | 16 | 3 |  |  |  |  | 050OP137630 | University Imaging Batavia
URMC | SCAULT | SCANNER; ULTRASONIC; IMAGING |  | LOGIQ E10 | SCANNER; ULTRASONIC; IMAGING | GEMEDS | GE MEDICAL SYSTEMS | 102299 | 511112US5 | STRONG MEMORIAL HOSPITAL | STRONG |  | University Imaging Batavia | UNIMBA-I |  |  | In Service | 16 | 3 |  |  |  |  | 050OP137630 | University Imaging Batavia
URMC | SCAULT | SCANNER; ULTRASONIC; IMAGING |  | VOLUSON E10 | SCANNER; ULTRASONIC; IMAGING | GEMEDS | GE MEDICAL SYSTEMS | 94450 | E78849 | THOMPSON HEALTH | THOHEA |  | FFT - ULTRASOUND | FFTUS | 1 | 1614 NY-332 South; Farmington Medical Group | In Service | 16 | 3 |  |  |  |  | FFTH77220 | FFTH - ULTRASOUND
URMC | SCAULT | SCANNER; ULTRASONIC; IMAGING |  | VOLUSON S10 | SCANNER; ULTRASONIC; IMAGING | GEMEDS | GE MEDICAL SYSTEMS | 41306 | VSX201421 | HIGHLAND HOSPITAL OF ROCHESTER | HIGHLAND |  | PERINATAL CENTER | PERCEN | 3 | Labor Triage | In Service | 16 | 3 |  |  |  |  | OP858180 | PERINATAL CLINIC
URMC | SCAULT | SCANNER; ULTRASONIC; IMAGING |  | VOLUSON P8 | SCANNER; ULTRASONIC; IMAGING | GEMEDS | GE MEDICAL SYSTEMS | 102277 | VP8203342 | STRONG MEMORIAL HOSPITAL | STRONG |  | OB/GYN; LATTIMORE ROAD IMAGING | OBGLAT-I |  | 125 latimore Rd. FamiyPlanning | In Service | 16 | 3 |  |  |  |  | 050OP136577 | OB/GYN LATTIMORE ROAD
URMC | SCAULT | SCANNER; ULTRASONIC; IMAGING |  | BBS REVOLUTION | BLADDER SCANNER; ULTRASONIC | BARACS | BARD ACCESS SYSTEMS (ULTRASOUND) | 40613 | B2127201 | HIGHLAND HOSPITAL OF ROCHESTER | HIGHLAND |  | SOUTH EAST 7 | SE7 |  | SE5175 Equipment Room | In Service | 16 | 3 |  |  |  |  | OP856400 | SOUTH EAST 7
URMC | SCAULT | SCANNER; ULTRASONIC; IMAGING |  | BBS REVOLUTION | BLADDER SCANNER; ULTRASONIC | BARACS | BARD ACCESS SYSTEMS (ULTRASOUND) | 40614 | B2125505 | HIGHLAND HOSPITAL OF ROCHESTER | HIGHLAND |  | SOUTH EAST 7 | SE7 |  | SE5175 Equipment Room | In Service | 16 | 3 |  |  |  |  | OP856400 | SOUTH EAST 7
URMC | SCAULT | SCANNER; ULTRASONIC; IMAGING |  | BBS REVOLUTION | BLADDER SCANNER; ULTRASONIC | BARACS | BARD ACCESS SYSTEMS (ULTRASOUND) | 40615 | B2123301 | HIGHLAND HOSPITAL OF ROCHESTER | HIGHLAND |  | SOUTH EAST 6 | SE6 |  | SE5175 Equipment Room | In Service | 16 | 3 |  |  |  |  | OP856390 | SOUTH EAST 6
URMC | SCAULT | SCANNER; ULTRASONIC; IMAGING |  | BBS REVOLUTION | BLADDER SCANNER; ULTRASONIC | BARACS | BARD ACCESS SYSTEMS (ULTRASOUND) | 40616 | B2126404 | HIGHLAND HOSPITAL OF ROCHESTER | HIGHLAND |  | SOUTH EAST 6 | SE6 |  | SE5175 Equipment Room | In Service | 16 | 3 |  |  |  |  | OP856390 | SOUTH EAST 6
URMC | SCAULT | SCANNER; ULTRASONIC; IMAGING |  | BBS REVOLUTION | BLADDER SCANNER; ULTRASONIC | BARACS | BARD ACCESS SYSTEMS (ULTRASOUND) | 40617 | B2126201 | HIGHLAND HOSPITAL OF ROCHESTER | HIGHLAND |  | SOUTH EAST 5 | SE5 |  | SE5175 Equipment Room | In Service | 16 | 3 |  |  |  |  | OP856380 | SOUTH EAST 5
URMC | SCAULT | SCANNER; ULTRASONIC; IMAGING |  | TE7 | SCANNER; ULTRASONIC; IMAGING | MINNOA | MINDRAY NORTH AMERICA | JMH02193 | 7P-5A000323 | JONES MEMORIAL HOSPITAL | JONES |  | EMERGENCY ROOM | JMEMERG |  |  | In Service | 16 | 3 |  |  |  |  | 300OP836710 | JMH - EMERGENCY ROOM
URMC | SCAULT | SCANNER; ULTRASONIC; IMAGING |  | BBS REVOLUTION | BLADDER SCANNER; ULTRASONIC | BARACS | BARD ACCESS SYSTEMS (ULTRASOUND) | 40618 | B2125401 | HIGHLAND HOSPITAL OF ROCHESTER | HIGHLAND |  | SOUTH EAST 5 | SE5 |  | SE5175 Equipment Room | In Service | 16 | 3 |  |  |  |  | OP856380 | SOUTH EAST 5
URMC | SCAULT | SCANNER; ULTRASONIC; IMAGING |  | MD6000 | BLADDER SCANNER; ULTRASONIC | LABMET | LABORIE MEDICAL TECH. CORP. | 40450 | M1029 | HIGHLAND HOSPITAL OF ROCHESTER | HIGHLAND |  | EAST 6; PALLIATIVE CARE | EAST6 |  |  | Storage; Operational | 16 | 3 |  |  |  |  | OP856060 | EAST 6; EVARTS JOINT CENTER
URMC | SCAULT | SCANNER; ULTRASONIC; IMAGING |  | PX | SCANNER; ULTRASONIC; IMAGING | SONULS | SONOSITE ULTRASOUND SYSTEMS | 102573 | 055DQ7T | STRONG MEMORIAL HOSPITAL | STRONG |  | University Orthopedics Imaging | UNIORT-I |  | Marketplace Tower 2nd floor; Rm 2.741.03 AOC 2B | In Service | 16 | 3 |  |  |  |  | 050OP137515 | ORTHOPAEDIC CLINIC
URMC | SCAULT | SCANNER; ULTRASONIC; IMAGING |  | V8 | SCANNER; ULTRASONIC; IMAGING | SAMELD | SAMSUNG ELECTRONICS | 102694 | S2UDM3HW400017J | STRONG MEMORIAL HOSPITAL | STRONG |  | GI/Endoscopy Center @ SawGrass | GIENCE-I |  | Suite 230 | In Service | 16 | 3 |  |  |  |  | 050OP137523 | GI/ENDOSCOPY CENTER @ SAWGRASS
URMC | SCAULT | SCANNER; ULTRASONIC; IMAGING |  | VSCANEXTEND | SCANNER; ULTRASONIC; IMAGING | GEMEDS | GE MEDICAL SYSTEMS | 41643 | VH266740RR | HIGHLAND HOSPITAL OF ROCHESTER | HIGHLAND |  | DEPT OF MEDICINE | MEDICINE | 5 | department of medicine Chief Resident Office S508 | Unit Not Located | 16 | 3 |  |  |  |  | OP858160 | DEPT OF MEDICINE
URMC | SCAULT | SCANNER; ULTRASONIC; IMAGING |  | MD6000 | BLADDER SCANNER; ULTRASONIC | LABMET | LABORIE MEDICAL TECH. CORP. | 103583 | MD6000L06161 | UR MEDICAL FACULTY GROUP | URMFG |  | PELVIC HEALTH & CONTINENCE SPECIALTIES | PELHECS |  | 500 Red Creek | In Service | 16 | 3 |  |  |  |  | 091OP349806 | PELVIC HEALTH & CONTINENCE SPECIALTIES
URMC | SCAULT | SCANNER; ULTRASONIC; IMAGING |  | VOLUSON EXPERT 22 | SCANNER; ULTRASONIC; IMAGING | GEMEDS | GE MEDICAL SYSTEMS | 104272 | F161470 | STRONG MEMORIAL HOSPITAL | STRONG |  | OB/GYN ULTRASOUND GROUP; IMAGING | OBGULG-I | 1 |  | In Service | 16 | 3 |  |  |  |  | 050OP136577 | OB/GYN LATTIMORE ROAD
URMC | SCAULT | SCANNER; ULTRASONIC; IMAGING |  | PX | SCANNER; ULTRASONIC; IMAGING | SONULS | SONOSITE ULTRASOUND SYSTEMS | 103766 | 05CRTF | STRONG MEMORIAL HOSPITAL | STRONG |  | MARKETPLACE TOWER ORTHO X-RAY IMAGING | MARTOX-I |  |  | Unit Not Located | 16 | 3 |  |  |  |  | 091OP347643 | Marketplace Tower Ortho Imageing X-Ray
URMC | SCAULT | SCANNER; ULTRASONIC; IMAGING |  | PX | SCANNER; ULTRASONIC; IMAGING | SONULS | SONOSITE ULTRASOUND SYSTEMS | 103768 | 05CRXQ | STRONG MEMORIAL HOSPITAL | STRONG |  | MARKETPLACE TOWER ORTHO X-RAY IMAGING | MARTOX-I |  |  | Unit Not Located | 16 | 3 |  |  |  |  | 091OP347643 | Marketplace Tower Ortho Imageing X-Ray
URMC | SCAULT | SCANNER; ULTRASONIC; IMAGING |  | VIVID S70N | SCANNER; ULTRASONIC; IMAGING | GEMEDS | GE MEDICAL SYSTEMS | 104234 | 120578S70N | HIGHLAND HOSPITAL OF ROCHESTER | HIGHLAND |  | UR MEDICINE HEART AND VASCULAR- IMAGING | URMEHV-I |  | 600 Red Creek Drive | In Service | 16 | 3 |  |  |  |  | OP857090 | UR MEDICINE HEART AND VASCULAR
URMC | SCAULT | SCANNER; ULTRASONIC; IMAGING |  | SIERRANMUS1 | SCANNER; ULTRASONIC; IMAGING | CADLAB | CADWELL LABORATORIES | 102819 | 19031500AA1023033 | STRONG MEMORIAL HOSPITAL | STRONG |  | Clinton Crossings Bldg D Neurology | NEUCCD |  |  | In Service | 16 | 3 |  |  |  |  | 050OP231591 | UNIV NEUROLOGY ASSOC of ROCH
URMC | SCAULT | SCANNER; ULTRASONIC; IMAGING |  | LOGIQ E10 | SCANNER; ULTRASONIC; IMAGING | GEMEDS | GE MEDICAL SYSTEMS | 41707 | 59350000000000000 | HIGHLAND HOSPITAL OF ROCHESTER | HIGHLAND |  | SPECIAL PROCEDURES | SPEPRO |  | IR room | In Service | 16 | 3 |  |  |  |  | OP857180 | SPECIAL PROCEDURES
URMC | SCAULT | SCANNER; ULTRASONIC; IMAGING |  | TE7MAX | SCANNER; ULTRASONIC; IMAGING | MINNOA | MINDRAY NORTH AMERICA | 104460 | LE4-38000832 | STRONG MEMORIAL HOSPITAL | STRONG |  | CHILDRENS HOSPITAL 3RD FLOOR | GCHNICU | 3 | NICU at GCH | In Service | 16 | 3 |  |  |  |  | 050OP134514 | 3-3400; NEONATAL ICU
URMC | SCAULT | SCANNER; ULTRASONIC; IMAGING |  | VOLUSON EXPERT 22 | SCANNER; ULTRASONIC; IMAGING | GEMEDS | GE MEDICAL SYSTEMS | 104530 | F161608 | STRONG MEMORIAL HOSPITAL | STRONG |  | West Ridge Obstetrics & Gynecology Greece Imaging | WROBGG-I |  |  | In Service | 16 | 3 |  |  |  |  | 091OP347613 | West Ridge Obstetrics & Gynecology
URMC | SCAULT | SCANNER; ULTRASONIC; IMAGING |  | SITERITE 9 | SCANNER; ULTRASONIC; IMAGING | BARACS | BARD ACCESS SYSTEMS (ULTRASOUND) | 41682 | ASHWCA032 | HIGHLAND HOSPITAL OF ROCHESTER | HIGHLAND |  | VASCULAR STUDIES | VASCUL | 2 | vascular PIC team PHONE 585-341-8431 Cardilogy @ HH | In Service | 16 | 3 |  |  |  |  | OP857250 | VASCULAR STUDIES
URMC | SCAULT | SCANNER; ULTRASONIC; IMAGING |  | LOGIQ E10 | SCANNER; ULTRASONIC; IMAGING | GEMEDS | GE MEDICAL SYSTEMS | 104537 | LEX440001 | STRONG MEMORIAL HOSPITAL | STRONG |  | OPERATING ROOM; IMAGING | OPEROO-I |  |  | In Service | 16 | 3 |  |  |  |  | 050OP131575 | OPERATING ROOM; SMH
URMC | SCAULT | SCANNER; ULTRASONIC; IMAGING |  | TE7 | SCANNER; ULTRASONIC; IMAGING | MINNOA | MINDRAY NORTH AMERICA | NMH02059 | 7P-7A001548 | NOYES MEMORIAL HOSPITAL | NOYES |  | EMERGENCY SERVICES | NMHEMERG |  |  | In Service | 16 | 3 |  |  |  |  | 250OP826710 | NMH - EMERGENCY SERVICES
URMC | SCAULT | SCANNER; ULTRASONIC; IMAGING |  | VOLUSON EXPERT 22 | SCANNER; ULTRASONIC; IMAGING | GEMEDS | GE MEDICAL SYSTEMS | 98864 | F161378 | STRONG MEMORIAL HOSPITAL | STRONG |  | OB/GYN ULTRASOUND GROUP; IMAGING | OBGULG-I | 2 | 500 Red Creek | In Service | 16 | 3 |  |  |  |  | 050OP136577 | OB/GYN LATTIMORE ROAD
URMC | SCAULT | SCANNER; ULTRASONIC; IMAGING |  | TE5 | SCANNER; ULTRASONIC; IMAGING | MINNOA | MINDRAY NORTH AMERICA | 103690 | CD8-37001419 | STRONG MEMORIAL HOSPITAL | STRONG |  | NEURO ICU IMAGING | 8-1200-I | 8 | 8-1200 | In Service | 16 | 3 |  |  |  |  | 050OP134557 | 8-1200; MEDICINE
URMC | SCAULT | SCANNER; ULTRASONIC; IMAGING |  | TE5 | SCANNER; ULTRASONIC; IMAGING | MINNOA | MINDRAY NORTH AMERICA | 103687 | CD837001409 | STRONG MEMORIAL HOSPITAL | STRONG |  | 8-1400; SURGICAL PROGRESSIVE CARE/SICU | 8-1400 | 8 | 8-1400; SURGICAL PROGRESSIVE CARE/SICU | In Service | 16 | 3 |  |  |  |  | 050OP134572 | 8-1400; SURGICAL PROG CARE/SICU
URMC | SCAULT | SCANNER; ULTRASONIC; IMAGING |  | TE5 | SCANNER; ULTRASONIC; IMAGING | MINNOA | MINDRAY NORTH AMERICA | 103689 | CD8-37001411 | STRONG MEMORIAL HOSPITAL | STRONG |  | 8-3600; SICU; IMAGING | 8-3600-I |  | 621127 | In Service | 16 | 3 |  |  |  |  | 050OP134575 | 8-3600; SICU
URMC | SCAULT | SCANNER; ULTRASONIC; IMAGING |  | TE5 | SCANNER; ULTRASONIC; IMAGING | MINNOA | MINDRAY NORTH AMERICA | 103692 | CD8-37001410 | STRONG MEMORIAL HOSPITAL | STRONG |  | 3-1800 BURN/TRAUMA | 3-1800 | 3 | Equipment Room | In Service | 16 | 3 |  |  |  |  | 050OP134570 | 3-2800; PROG CARE BURN/TRAUMA/STEPD
URMC | SCAULT | SCANNER; ULTRASONIC; IMAGING |  | TE7MAX | SCANNER; ULTRASONIC; IMAGING | MINNOA | MINDRAY NORTH AMERICA | 104248 | LE4-37000814 | STRONG MEMORIAL HOSPITAL | STRONG | 104248 | NEURO ICU IMAGING | 8-1200-I | 8 | 8-1200 | In Service | 16 | 3 |  |  |  |  | 050OP134557 | 8-1200; MEDICINE
URMC | SCAULT | SCANNER; ULTRASONIC; IMAGING |  | PX | SCANNER; ULTRASONIC; IMAGING | SONULS | SONOSITE ULTRASOUND SYSTEMS | 103769 | 057GGA | STRONG MEMORIAL HOSPITAL | STRONG |  | MARKETPLACE TOWER ORTHO X-RAY IMAGING | MARTOX-I | 2 | Med Room 2B | In Service | 16 | 3 |  |  |  |  | 091OP347643 | Marketplace Tower Ortho Imageing X-Ray
URMC | SCAULT | SCANNER; ULTRASONIC; IMAGING |  | PX | SCANNER; ULTRASONIC; IMAGING | SONULS | SONOSITE ULTRASOUND SYSTEMS | 103745 | 05BX12 | STRONG MEMORIAL HOSPITAL | STRONG |  | MARKETPLACE TOWER ORTHO X-RAY IMAGING | MARTOX-I |  | Med Room | In Service | 16 | 3 |  |  |  |  | 091OP347643 | Marketplace Tower Ortho Imageing X-Ray
URMC | SCAULT | SCANNER; ULTRASONIC; IMAGING |  | PX | SCANNER; ULTRASONIC; IMAGING | SONULS | SONOSITE ULTRASOUND SYSTEMS | 103749 | 0573J2 | STRONG MEMORIAL HOSPITAL | STRONG |  | STRONG WEST IMAGING/RADIOLOGY-IMAGING | SWIMRA-I | 1 | ORTHO Building .This system system is stored in the clean utility room 1.519 BPo | In Service | 16 | 3 |  |  |  |  | 050OP139684 | STRONG WEST IMAGING/RADIOLOGY
URMC | SCAULT | SCANNER; ULTRASONIC; IMAGING |  | PX | SCANNER; ULTRASONIC; IMAGING | SONULS | SONOSITE ULTRASOUND SYSTEMS | 103755 | 05BX0V | STRONG MEMORIAL HOSPITAL | STRONG |  | MARKETPLACE TOWER ORTHO X-RAY IMAGING | MARTOX-I | 2 | 2nd floor 2A | In Service | 16 | 3 |  |  |  |  | 091OP347643 | Marketplace Tower Ortho Imageing X-Ray
URMC | SCAULT | SCANNER; ULTRASONIC; IMAGING |  | PX | SCANNER; ULTRASONIC; IMAGING | SONULS | SONOSITE ULTRASOUND SYSTEMS | 103757 | 05BXFQ | STRONG MEMORIAL HOSPITAL | STRONG |  | MARKETPLACE TOWER ORTHO X-RAY IMAGING | MARTOX-I |  | Med Room | In Service | 16 | 3 |  |  |  |  | 091OP347643 | Marketplace Tower Ortho Imageing X-Ray
URMC | SCAULT | SCANNER; ULTRASONIC; IMAGING |  | PX | SCANNER; ULTRASONIC; IMAGING | SONULS | SONOSITE ULTRASOUND SYSTEMS | 103761 | 05BN14 | STRONG MEMORIAL HOSPITAL | STRONG |  | MARKETPLACE TOWER ORTHO X-RAY IMAGING | MARTOX-I | 2 | AOC 2C | In Service | 16 | 3 |  |  |  |  | 091OP347643 | Marketplace Tower Ortho Imageing X-Ray
URMC | SCAULT | SCANNER; ULTRASONIC; IMAGING |  | TE7MAX | SCANNER; ULTRASONIC; IMAGING | MINNOA | MINDRAY NORTH AMERICA | 103714 | LE4-38000826 | STRONG MEMORIAL HOSPITAL | STRONG |  | 6NORTH PEDIATRIC ICU IMAGING | 6NORTH-I |  |  | In Service | 16 | 3 |  |  |  |  | 050OP134510 | 6NORTH; PEDIATRIC ICU
URMC | SCAULT | SCANNER; ULTRASONIC; IMAGING |  | PX | SCANNER; ULTRASONIC; IMAGING | SONULS | SONOSITE ULTRASOUND SYSTEMS | 103765 | 05BXLJ | STRONG MEMORIAL HOSPITAL | STRONG |  | MARKETPLACE TOWER ORTHO X-RAY IMAGING | MARTOX-I | 4 | AOC 4C | In Service | 16 | 3 |  |  |  |  | 091OP347643 | Marketplace Tower Ortho Imageing X-Ray
URMC | STEPLA | STERILIZER; PLASMA (HYDROGEN PEROXIDE) |  | STERRADNX | STERILIZER; PLASMA 10033 | ADVSTP | ADVANCED STERILIZATION PRODUCTS | NMH02166 | 195652 | NOYES MEMORIAL HOSPITAL | NOYES | 123761 | CENTRAL SUPPLY SERVICES | NMHCENSU |  |  | In Service | 8 | 5 |  |  |  |  | 250OP828400 | NMH - FACILITIES MAINTENANCE
URMC | STEPLA | STERILIZER; PLASMA (HYDROGEN PEROXIDE) |  | STERRADNX | STERILIZER; PLASMA 10033 | ADVSTP | ADVANCED STERILIZATION PRODUCTS | 37896 | 195647 | HIGHLAND HOSPITAL OF ROCHESTER | HIGHLAND |  | STERILE PROCESSING | STEPRO | 1 | #4 | In Service | 8 | 5 |  |  |  |  | OP857430 | STERILE PROCESSING DEPT.
URMC | STEPLA | STERILIZER; PLASMA (HYDROGEN PEROXIDE) |  | STERRADNX | STERILIZER; PLASMA 10033 | ADVSTP | ADVANCED STERILIZATION PRODUCTS | 37898 | 195650 | HIGHLAND HOSPITAL OF ROCHESTER | HIGHLAND |  | STERILE PROCESSING | STEPRO | 1 | #3 | In Service | 8 | 5 |  |  |  |  | OP857430 | STERILE PROCESSING DEPT.
URMC | STEPLA | STERILIZER; PLASMA (HYDROGEN PEROXIDE) |  | STERRAD100NX | STERILIZER; PLASMA (HYDROGEN PEROXIDE) | ADVSTP | ADVANCED STERILIZATION PRODUCTS | 37899 | 191521 | HIGHLAND HOSPITAL OF ROCHESTER | HIGHLAND |  | STERILE PROCESSING | STEPRO | 1 | #1 | In Service | 8 | 5 |  |  |  |  | OP857430 | STERILE PROCESSING DEPT.
URMC | STEPLA | STERILIZER; PLASMA (HYDROGEN PEROXIDE) |  | STERRAD100NX | STERILIZER; PLASMA (HYDROGEN PEROXIDE) | ADVSTP | ADVANCED STERILIZATION PRODUCTS | 37897 | 191516 | HIGHLAND HOSPITAL OF ROCHESTER | HIGHLAND |  | STERILE PROCESSING | STEPRO | 1 | #2 | In Service | 8 | 5 |  |  |  |  | OP857430 | STERILE PROCESSING DEPT.
URMC | STEPLA | STERILIZER; PLASMA (HYDROGEN PEROXIDE) |  | STERRADNX | STERILIZER; PLASMA 10033 | ADVSTP | ADVANCED STERILIZATION PRODUCTS | NMH01553 | 4033/185200 | NOYES MEMORIAL HOSPITAL | NOYES | 123562 | NHS OR | NMHNHSOR |  |  | In Service | 8 | 5 |  |  |  |  | 250OP827045 | NMH - EQUIPMENT MNGNT LHS OR
URMC | STEPRI | STERILIZATION PROCESS INDICATOR |  | 490 | STERILIZATION PROCESS INDICATOR | 3MHEAC | 3M HEALTH CARE | 92555 | 110610 | STRONG MEMORIAL HOSPITAL | STRONG |  | STRONG WEST AMBULATORY SURGICAL CENTER | SWAMSC | 1 | Strong West ASC | In Service | 0 | 4 |  |  |  |  | 050OP139685 | STRONG WEST AMBULATORY SURGERY CENTER
URMC | STEPRI | STERILIZATION PROCESS INDICATOR |  | 43220 | STERRAD VELOCITY READER | ETHENS | ETHICON ENDO-SURGERY div J&J | 92554 | 4320094657 | STRONG MEMORIAL HOSPITAL | STRONG |  | STRONG WEST AMBULATORY SURGICAL CENTER | SWAMSC |  | SPD | In Service | 9 | 4 |  |  |  |  | 050OP139685 | STRONG WEST AMBULATORY SURGERY CENTER
URMC | STEPRI | STERILIZATION PROCESS INDICATOR |  | 490 | STERILIZATION PROCESS INDICATOR | 3MHEAC | 3M HEALTH CARE | 90085 | 1318212 | UR MEDICAL FACULTY GROUP | URMFG |  | E.N.T. CLINIC | ENTCLI | 2 | 2365 S. Clinton Ave; Suite 200 | In Service | 9 | 4 |  |  |  |  | 091OP349331 | E.N.T. CLINIC
URMC | STEPRI | STERILIZATION PROCESS INDICATOR |  | 490 | STERILIZATION PROCESS INDICATOR | 3MHEAC | 3M HEALTH CARE | 100048 | 511037 | UR MEDICAL FACULTY GROUP | URMFG |  | STRONG FERTILITY CENTER | STRFEC |  | 500 Red Creek | In Service | 9 | 4 |  |  |  |  | 091OP349803 | STRONG FERTILITY CENTER
URMC | STEPRI | STERILIZATION PROCESS INDICATOR |  | 490 | STERILIZATION PROCESS INDICATOR | 3MHEAC | 3M HEALTH CARE | JMH02157 | 124164 | JONES MEMORIAL HOSPITAL | JONES | 6170770 | CENTRAL SUPPLY | JMCENSUP |  |  | In Service | 9 | 4 |  |  |  |  | 300OP838460 | JMH - CENTRAL SUPPLY
URMC | STEPRI | STERILIZATION PROCESS INDICATOR |  | 490 | STERILIZATION PROCESS INDICATOR | 3MHEAC | 3M HEALTH CARE | JMH02158 | 123474 | JONES MEMORIAL HOSPITAL | JONES |  | CENTRAL SUPPLY | JMCENSUP |  |  | In Service | 9 | 4 |  |  |  |  | 300OP838460 | JMH - CENTRAL SUPPLY
URMC | STEPRI | STERILIZATION PROCESS INDICATOR |  | 490 | STERILIZATION PROCESS INDICATOR | 3MHEAC | 3M HEALTH CARE | NMH02469 | 513211 | NOYES MEMORIAL HOSPITAL | NOYES |  | OPERATING / RECOVERY SERVICES | NMHOPREC |  |  | In Service | 9 | 4 |  |  |  |  | 250OP827040 | NMH - SURGICAL SERVICES
URMC | STEPRI | STERILIZATION PROCESS INDICATOR |  | 490 | STERILIZATION PROCESS INDICATOR | 3MHEAC | 3M HEALTH CARE | NMH02470 | 513023 | NOYES MEMORIAL HOSPITAL | NOYES |  | OPERATING / RECOVERY SERVICES | NMHOPREC |  |  | In Service | 9 | 4 |  |  |  |  | 250OP827040 | NMH - SURGICAL SERVICES
URMC | STEPRI | STERILIZATION PROCESS INDICATOR |  | 490M | INDICATOR; ATTEST AUTO-READER | 3MHEAC | 3M HEALTH CARE | 103888 | 513830 | STRONG MEMORIAL HOSPITAL | STRONG |  | Canandaigua Orthopedics | ORTCAN |  |  | In Service | 9 | 4 |  |  |  |  | 091OP347575 | ORTHOPAEDICS & REHABILITATION CANANDAIGUA
URMC | STEPRI | STERILIZATION PROCESS INDICATOR |  | 490M | INDICATOR; ATTEST AUTO-READER | 3MHEAC | 3M HEALTH CARE | 103879 | 513668 | STRONG MEMORIAL HOSPITAL | STRONG |  | Canandaigua Orthopedics | ORTCAN |  | 699 main st Canandaigua | In Service | 9 | 4 |  |  |  |  | 091OP347575 | ORTHOPAEDICS & REHABILITATION CANANDAIGUA
URMC | STEPRI | STERILIZATION PROCESS INDICATOR |  | 490 | STERILIZATION PROCESS INDICATOR | 3MHEAC | 3M HEALTH CARE | NMH02425 | 513361 | NOYES MEMORIAL HOSPITAL | NOYES |  | NHS OR | NMHNHSOR |  |  | In Service | 9 | 4 |  |  |  |  | 250OP827045 | NMH - EQUIPMENT MNGNT LHS OR
URMC | STEPRI | STERILIZATION PROCESS INDICATOR |  | 490 | STERILIZATION PROCESS INDICATOR | 3MHEAC | 3M HEALTH CARE | NMH02465 | 113020 | NOYES MEMORIAL HOSPITAL | NOYES |  | OPERATING / RECOVERY SERVICES | NMHOPREC |  |  | In Service | 9 | 4 |  |  |  |  | 250OP827040 | NMH - SURGICAL SERVICES
URMC | STEPRI | STERILIZATION PROCESS INDICATOR |  | 490 | STERILIZATION PROCESS INDICATOR | 3MHEAC | 3M HEALTH CARE | REL23328 | 500897 | NOYES MEMORIAL HOSPITAL | NOYES |  | NHS OR | NMHNHSOR |  |  | In Service | 9 | 4 |  |  |  |  | 250OP827045 | NMH - EQUIPMENT MNGNT LHS OR
URMC | STEPRI | STERILIZATION PROCESS INDICATOR |  | 390/ATTEST | STERILIZATION PROCESS INDICATOR | 3MHEAC | 3M HEALTH CARE | 85262 | 303906 | STRONG MEMORIAL HOSPITAL | STRONG |  | COLLEGE TOWN DERMATOLOGY | COLDER |  | College Town | In Service | 9 | 4 |  |  |  |  | 050OP137554 | COLLEGE TOWN DERMATOLOGY
URMC | STEPRI | STERILIZATION PROCESS INDICATOR |  | 490 | STERILIZATION PROCESS INDICATOR | 3MHEAC | 3M HEALTH CARE | 37535 | 121837 | HIGHLAND HOSPITAL OF ROCHESTER | HIGHLAND |  | STERILE PROCESSING | STEPRO | W1 | Sterile Processing | In Service | 9 | 4 |  |  |  |  | OP857430 | STERILE PROCESSING DEPT.
URMC | STEPRI | STERILIZATION PROCESS INDICATOR |  | 390/ATTEST | STERILIZATION PROCESS INDICATOR | 3MHEAC | 3M HEALTH CARE | 86374 | 320375 | STRONG MEMORIAL HOSPITAL | STRONG |  | ORTHOPAEDICS & REHABILITATION VICTOR | ORTVIC |  | 7670 OMNITECH PLACE | In Service | 9 | 4 |  |  |  |  | 091OP347557 | ORTHOPAEDICS & REHABILITATION VICTOR
URMC | STEPRI | STERILIZATION PROCESS INDICATOR |  | 490 | STERILIZATION PROCESS INDICATOR | 3MHEAC | 3M HEALTH CARE | 78674 | 113020 | STRONG MEMORIAL HOSPITAL | STRONG |  | GCH OPERATING ROOM | GCHOPR |  |  | In Service | 9 | 4 |  |  |  |  | 050OP131575 | OPERATING ROOM; SMH
URMC | STEPRI | STERILIZATION PROCESS INDICATOR |  | 390/ATTEST | STERILIZATION PROCESS INDICATOR | 3MHEAC | 3M HEALTH CARE | 77016 | 314906 | UR MEDICAL FACULTY GROUP | URMFG |  | ORTHO PODIATRY WEBSTER | ORTPOW | 2 | 2000 Empire Blvd; Webster (Metro Footcare Associates) | In Service | 9 | 4 |  |  |  |  | 091OP347463 | ORTHO PODIATRY WEBSTER
URMC | STEPRI | STERILIZATION PROCESS INDICATOR |  | 390/ATTEST | STERILIZATION PROCESS INDICATOR | 3MHEAC | 3M HEALTH CARE | 77017 | 314907 | UR MEDICAL FACULTY GROUP | URMFG |  | ORTHO PODIATRY GREECE | ORTPOG | 3 | 2300 W. Ridge Road | In Service | 9 | 4 |  |  |  |  | 091OP347462 | ORTHO PODIATRY GREECE
URMC | STEPRI | STERILIZATION PROCESS INDICATOR |  | 390/ATTEST | STERILIZATION PROCESS INDICATOR | 3MHEAC | 3M HEALTH CARE | 77018 | 315067 | UR MEDICAL FACULTY GROUP | URMFG |  | ORTHO PODIATRY BRIGHTON | ORTPOB | 1 | 2225 S. Clinton Ave; Bldg 5 | In Service | 9 | 4 |  |  |  |  | 091OP347461 | ORTHO PODIATRY BRIGHTON
URMC | STEPRI | STERILIZATION PROCESS INDICATOR |  | 490 | STERILIZATION PROCESS INDICATOR | 3MHEAC | 3M HEALTH CARE | 32457 | 101323 | HIGHLAND HOSPITAL OF ROCHESTER | HIGHLAND |  | STERILE PROCESSING | STEPRO |  | SPD | In Service | 9 | 4 |  |  |  |  | OP857430 | STERILE PROCESSING DEPT.
URMC | STEPRI | STERILIZATION PROCESS INDICATOR |  | 490 | STERILIZATION PROCESS INDICATOR | 3MHEAC | 3M HEALTH CARE | 67267 | 103949 | STRONG MEMORIAL HOSPITAL | STRONG |  | MATERIALS PROCESSING DEPARTMENT - SMH | MPDSMH |  |  | In Service | 0 | [5 empty] | 050OP236503 | MATERIALS PROCESSING DEPARTMENT
URMC | STEPRI | STERILIZATION PROCESS INDICATOR |  | 490 | STERILIZATION PROCESS INDICATOR | 3MHEAC | 3M HEALTH CARE | 67268 | 103952 | STRONG MEMORIAL HOSPITAL | STRONG |  | MATERIALS PROCESSING DEPARTMENT - SMH | MPDSMH |  |  | In Service | 0 | [5 empty] | 050OP236503 | MATERIALS PROCESSING DEPARTMENT
URMC | STEPRI | STERILIZATION PROCESS INDICATOR |  | 490 | STERILIZATION PROCESS INDICATOR | 3MHEAC | 3M HEALTH CARE | 67275 | 103926 | STRONG MEMORIAL HOSPITAL | STRONG |  | MATERIALS PROCESSING DEPARTMENT - SMH | MPDSMH |  |  | In Service | 0 | [5 empty] | 050OP236503 | MATERIALS PROCESSING DEPARTMENT
URMC | STEPRI | STERILIZATION PROCESS INDICATOR |  | 490 | STERILIZATION PROCESS INDICATOR | 3MHEAC | 3M HEALTH CARE | 67274 | 103943 | STRONG MEMORIAL HOSPITAL | STRONG |  | MATERIALS PROCESSING DEPARTMENT - SMH | MPDSMH |  |  | In Service | 0 | [5 empty] | 050OP236503 | MATERIALS PROCESSING DEPARTMENT
URMC | STEPRI | STERILIZATION PROCESS INDICATOR |  | 490 | STERILIZATION PROCESS INDICATOR | 3MHEAC | 3M HEALTH CARE | 67273 | 103963 | STRONG MEMORIAL HOSPITAL | STRONG |  | MATERIALS PROCESSING DEPARTMENT - SMH | MPDSMH |  |  | In Service | 0 | [5 empty] | 050OP236503 | MATERIALS PROCESSING DEPARTMENT
URMC | STEPRI | STERILIZATION PROCESS INDICATOR |  | 490 | STERILIZATION PROCESS INDICATOR | 3MHEAC | 3M HEALTH CARE | 67272 | 103921 | STRONG MEMORIAL HOSPITAL | STRONG |  | MATERIALS PROCESSING DEPARTMENT - SMH | MPDSMH |  |  | In Service | 0 | [5 empty] | 050OP236503 | MATERIALS PROCESSING DEPARTMENT
URMC | STEPRI | STERILIZATION PROCESS INDICATOR |  | 490 | STERILIZATION PROCESS INDICATOR | 3MHEAC | 3M HEALTH CARE | 67271 | 103960 | STRONG MEMORIAL HOSPITAL | STRONG |  | MATERIALS PROCESSING DEPARTMENT - SMH | MPDSMH |  |  | In Service | 0 | [5 empty] | 050OP236503 | MATERIALS PROCESSING DEPARTMENT
URMC | STEPRI | STERILIZATION PROCESS INDICATOR |  | 490 | STERILIZATION PROCESS INDICATOR | 3MHEAC | 3M HEALTH CARE | 67270 | 103946 | STRONG MEMORIAL HOSPITAL | STRONG |  | MATERIALS PROCESSING DEPARTMENT - SMH | MPDSMH |  |  | In Service | 0 | [5 empty] | 050OP236503 | MATERIALS PROCESSING DEPARTMENT
URMC | STEPRI | STERILIZATION PROCESS INDICATOR |  | 490 | STERILIZATION PROCESS INDICATOR | 3MHEAC | 3M HEALTH CARE | 67269 | 103953 | STRONG MEMORIAL HOSPITAL | STRONG |  | MATERIALS PROCESSING DEPARTMENT - SMH | MPDSMH |  |  | In Service | 0 | [5 empty] | 050OP236503 | MATERIALS PROCESSING DEPARTMENT
URMC | STEPRI | STERILIZATION PROCESS INDICATOR |  | 290 | STERILIZATION PROCESS INDICATOR | 3MHEAC | 3M HEALTH CARE | 33185 | 300870 | HIGHLAND HOSPITAL OF ROCHESTER | HIGHLAND |  | STERILE PROCESSING | STEPRO |  |  | In Service | 0 | 4 |  |  |  |  | OP857430 | STERILE PROCESSING DEPT.
URMC | STEPRI | STERILIZATION PROCESS INDICATOR |  | 290 | STERILIZATION PROCESS INDICATOR | 3MHEAC | 3M HEALTH CARE | 72984 | 213360 | STRONG MEMORIAL HOSPITAL | STRONG |  | UNIVERSITY DERMATOLOGY ASSOCIATES | UNIDEA |  |  | In Service | 9 | 4 |  |  |  |  | 050OP136662 | Dermatology - Red Creek - General
URMC | STEPRI | STERILIZATION PROCESS INDICATOR |  | 290 | STERILIZATION PROCESS INDICATOR | 3MHEAC | 3M HEALTH CARE | 30184 | 229332 | HIGHLAND HOSPITAL OF ROCHESTER | HIGHLAND |  | STERILE PROCESSING | STEPRO |  |  | In Service | 9 | 4 |  |  |  |  | OP857430 | STERILE PROCESSING DEPT.
URMC | STEPRI | STERILIZATION PROCESS INDICATOR |  | 290 | STERILIZATION PROCESS INDICATOR | 3MHEAC | 3M HEALTH CARE | 30185 | 229326 | HIGHLAND HOSPITAL OF ROCHESTER | HIGHLAND |  | STERILE PROCESSING | STEPRO |  |  | In Service | 9 | 4 |  |  |  |  | OP857430 | STERILE PROCESSING DEPT.
URMC | STEPRI | STERILIZATION PROCESS INDICATOR |  | 490 | STERILIZATION PROCESS INDICATOR | 3MHEAC | 3M HEALTH CARE | 113466 | 519886 | STRONG MEMORIAL HOSPITAL | STRONG |  | Geneseo Orthopedics - URMC | GENORT |  | Suite 120 Podiatry Decon Rm | In Service | 9 | 4 |  |  |  |  | 091OP347661 | Geneseo Orthopedics - URMC
URMC | STEPRI | STERILIZATION PROCESS INDICATOR |  | 490M | INDICATOR; ATTEST AUTO-READER | 3MHEAC | 3M HEALTH CARE | 113478 | 519864 | UR MEDICAL FACULTY GROUP | URMFG |  | ORTHOPAEDICS - DANSVILLE | ORTDAN |  |  | In Service | 9 | 4 |  |  |  |  | 091OP347670 | ORTHOPAEDICS - DANSVILLE
URMC | STEPRI | STERILIZATION PROCESS INDICATOR |  | 490 | STERILIZATION PROCESS INDICATOR | 3MHEAC | 3M HEALTH CARE | 42125 | 138231 | HIGHLAND HOSPITAL OF ROCHESTER | HIGHLAND |  | STERILE PROCESSING | STEPRO |  |  | In Service | 9 | 4 |  |  |  |  | OP857430 | STERILE PROCESSING DEPT.
URMC | STERIL | STERILIZER |  | RDIUV88888 | STERILIZER;UV | READOC | READYDOCK | 107090 | 07122104-0026 | STRONG MEMORIAL HOSPITAL | STRONG |  | 3-3400-1; NEONATAL ICU GROUP 1 | 3-3400-1 |  |  | In Service | 9 | 4 |  |  |  |  | 050OP134514 | 3-3400; NEONATAL ICU
URMC | STERIL | STERILIZER |  | KR615 | LIGHT; ULTRAVIOLET | ADULSY | ADVANCED ULTRAVIOLETSYSTEMS LLC | 107041 | 3649 | STRONG MEMORIAL HOSPITAL | STRONG |  | 8-3400; RESPIRATORY SPECIAL CARE (RSCU) | 548078 |  |  | In Service | 9 | 5 |  |  |  |  | 050OP134592 | 8-3400; RESPIRATORY SPECIAL CARE
URMC | STERIL | STERILIZER |  | MICROCINERATOR | STERILIZER; HEATER | NOVBIO | NOVA BIOMEDICAL CORP | 59522 | 4775 | STRONG MEMORIAL HOSPITAL | STRONG |  | MICROBIOLOGY | MICROB |  | 1252084 | In Service | 9 | 4 |  |  |  |  | 050OP135505 | MICROBIOLOGY / IMMUNOLOGY LAB
URMC | STERIL | STERILIZER |  | MICROCINERATOR | STERILIZER; HEATER | NOVBIO | NOVA BIOMEDICAL CORP | 59521 | 4932 | STRONG MEMORIAL HOSPITAL | STRONG |  | MICROBIOLOGY | MICROB |  | 1252084 | In Service | 9 | 4 |  |  |  |  | 050OP135505 | MICROBIOLOGY / IMMUNOLOGY LAB
URMC | STERIL | STERILIZER |  | MICROCINERATOR | STERILIZER; HEATER | NOVBIO | NOVA BIOMEDICAL CORP | 59520 | 4776 | STRONG MEMORIAL HOSPITAL | STRONG |  | MICROBIOLOGY | MICROB |  | 1252084 | In Service | 9 | 4 |  |  |  |  | 050OP135505 | MICROBIOLOGY / IMMUNOLOGY LAB
URMC | STERIL | STERILIZER |  | RDIUV88888 | STERILIZER;UV | READOC | READYDOCK | 75948 | 07311503-080 | STRONG MEMORIAL HOSPITAL | STRONG |  | 8 SOUTH; GCHS; ADOLESCENT | 8SOUTH |  |  | In Service | 9 | 4 |  |  |  |  | 050OP134515 | 4-1400; ADOLESCENT
URMC | STERIL | STERILIZER |  | RDIUV88888 | STERILIZER;UV | READOC | READYDOCK | 75951 | 07311503-083 | STRONG MEMORIAL HOSPITAL | STRONG |  | 7 NORTH; GCHS; PEDIATRIC GENERAL CARE | 7NORTH |  |  | In Service | 9 | 4 |  |  |  |  | 050OP134518 | 4-3600; CARDIAC STEP-DOWN
URMC | STERIL | STERILIZER |  | RDIUV88888 | STERILIZER;UV | READOC | READYDOCK | 75952 | 07311503-090 | STRONG MEMORIAL HOSPITAL | STRONG |  | 3-3400-1; NEONATAL ICU GROUP 1 | 3-3400-1 |  |  | In Service | 9 | 4 |  |  |  |  | 050OP134514 | 3-3400; NEONATAL ICU
URMC | STERIL | STERILIZER |  | STERIZONEVP4 | STERILIZER | TSOCOR | TSO CORPORATION | 35686 | VP41316038 | HIGHLAND HOSPITAL OF ROCHESTER | HIGHLAND |  | STERILE PROCESSING | STEPRO |  |  | In Service | 9 | 5 |  |  |  |  | OP857430 | STERILE PROCESSING DEPT.
URMC | STERIL | STERILIZER |  | HGPTW | STERILIZER;UV FLASH CUSTOM PASS-THROUGH WINDOW | HEASAS | HEALTH SAFETY SOLUTIONS | 35159 | 42 | HIGHLAND HOSPITAL OF ROCHESTER | HIGHLAND |  | STERILE PROCESSING | STEPRO |  | STERILE PROCESSING | In Service | 8 | 5 |  |  |  |  | OP857430 | STERILE PROCESSING DEPT.
URMC | STERIL | STERILIZER |  | RDDUO | STERILIZER; UV | READOC | READYDOCK | 79555 | 02071702-016-R2 | STRONG MEMORIAL HOSPITAL | STRONG |  | GCH POST ANESTHESIA CARE UNIT | GCHPAC |  |  | In Service | 9 | 4 |  |  |  |  | 050OP134545 | POST ANESTHESIA CARE UNIT
URMC | STERIL | STERILIZER |  | RDDUO | STERILIZER; UV | READOC | READYDOCK | 79550 | 02071702-036-R2 | STRONG MEMORIAL HOSPITAL | STRONG |  | 6SOUTH; PEDIATRIC CCC | 6SOUTH |  |  | In Service | 9 | 4 |  |  |  |  | 050OP134512 | 4-2800 CICU
URMC | STERIL | STERILIZER |  | RDDUO | STERILIZER; UV | READOC | READYDOCK | 79551 | 02071702-024-R2 | STRONG MEMORIAL HOSPITAL | STRONG |  | 6NORTH; PEDIATRIC ICU | 6NORTH |  |  | In Service | 9 | 4 |  |  |  |  | 050OP134510 | 6NORTH; PEDIATRIC ICU
URMC | STERIL | STERILIZER |  | KR615 | LIGHT; ULTRAVIOLET | ADULSY | ADVANCED ULTRAVIOLETSYSTEMS LLC | 83281 | 333 | STRONG MEMORIAL HOSPITAL | STRONG |  | 1-9200; PSYCHIATRY; STRS/GEROPSYCH | 2666272 |  |  | In Service | 11 | 5 |  |  |  |  | 050OP134556 | NS 4-9000
URMC | STERIL | STERILIZER |  | KR615 | LIGHT; ULTRAVIOLET | ADULSY | ADVANCED ULTRAVIOLETSYSTEMS LLC | 83282 | 337 | STRONG MEMORIAL HOSPITAL | STRONG |  | STRONG SURGICAL CENTER | STRSUC |  | B-3440 | In Service | 11 | 5 |  |  |  |  | 050OP134543 | STRONG SURGICAL CENTER
URMC | STERIL | STERILIZER |  | KR615 | LIGHT; ULTRAVIOLET | ADULSY | ADVANCED ULTRAVIOLETSYSTEMS LLC | 83283 | 336 | STRONG MEMORIAL HOSPITAL | STRONG |  | WILMOT CANCER CENTER BLOOD/MARROW TRANSPLANT | WCC6 |  |  | In Service | 11 | 5 |  |  |  |  | 050OP134562 | CANCER CENTER; SIXTH FLOOR
URMC | STERIL | STERILIZER |  | KR615 | LIGHT; ULTRAVIOLET | ADULSY | ADVANCED ULTRAVIOLETSYSTEMS LLC | 83284 | 338 | STRONG MEMORIAL HOSPITAL | STRONG |  | EMERGENCY DEPARTMENT - SMH | ED-SMH |  | G.2703 | In Service | 11 | 5 |  |  |  |  | 050OP138501 | EMERGENCY DEPARTMENT -SMH
URMC | STERIL | STERILIZER |  | KR615 | LIGHT; ULTRAVIOLET | ADULSY | ADVANCED ULTRAVIOLETSYSTEMS LLC | 83285 | 341 | STRONG MEMORIAL HOSPITAL | STRONG |  | 4-3400; CARDIAC TRANSPLANT STEP DOWN | 547956 |  |  | In Service | 11 | 5 |  |  |  |  | 050OP134532 | 4-3400; CARDIAC TRANSPLANT STEP DOWN
URMC | STERIL | STERILIZER |  | KR615 | LIGHT; ULTRAVIOLET | ADULSY | ADVANCED ULTRAVIOLETSYSTEMS LLC | 83418 | 334 | STRONG MEMORIAL HOSPITAL | STRONG |  | CRITICAL CARE RAPID RESPONSE TEAM | CRCRRT |  |  | In Service | 11 | 5 |  |  |  |  | 050OP234526 | CRITICAL CARE RAPID RESPONSE TEAM
URMC | STERIL | STERILIZER |  | KR615 | LIGHT; ULTRAVIOLET | ADULSY | ADVANCED ULTRAVIOLETSYSTEMS LLC | 83419 | 335 | STRONG MEMORIAL HOSPITAL | STRONG |  | 7-3600; GENERAL MEDICINE | 621096 |  |  | In Service | 11 | 5 |  |  |  |  | 050OP134591 | 7-3600; GENERAL MEDICINE
URMC | STERIL | STERILIZER |  | KR615 | LIGHT; ULTRAVIOLET | ADULSY | ADVANCED ULTRAVIOLETSYSTEMS LLC | 83420 | 339 | STRONG MEMORIAL HOSPITAL | STRONG |  | CRITICAL CARE RAPID RESPONSE TEAM | CRCRRT |  |  | In Service | 11 | 5 |  |  |  |  | 050OP234526 | CRITICAL CARE RAPID RESPONSE TEAM
URMC | STERIL | STERILIZER |  | RDDUO | STERILIZER; UV | READOC | READYDOCK | 35761 | 02071702-009-R2 | HIGHLAND HOSPITAL OF ROCHESTER | HIGHLAND |  | SUPPORT SERVICES - HH | SUPSERHH |  | M Jackson's office. | In Service | 9 | 4 |  |  |  |  | OP858300 | SUPPORT SERVICES 1 -HH
URMC | STERIL | STERILIZER |  | KR615 | LIGHT; ULTRAVIOLET | ADULSY | ADVANCED ULTRAVIOLETSYSTEMS LLC | 83538 | 361 | STRONG MEMORIAL HOSPITAL | STRONG |  | 6-3400; ACUTE CARE MEDICINE | 548017 |  |  | In Service | 11 | 5 |  |  |  |  | 050OP134583 | 6-3400; ACUTE CARE MEDICINE
URMC | STERIL | STERILIZER |  | KR615 | LIGHT; ULTRAVIOLET | ADULSY | ADVANCED ULTRAVIOLETSYSTEMS LLC | 83421 | 340 | STRONG MEMORIAL HOSPITAL | STRONG |  | 3-1400; LABOR & DELIVERY | 3-1400 |  |  | In Service | 11 | 5 |  |  |  |  | 050OP134544 | 3-1400; LABOR & DELIVERY
URMC | STERIL | STERILIZER |  | KR615 | LIGHT; ULTRAVIOLET | ADULSY | ADVANCED ULTRAVIOLETSYSTEMS LLC | 83422 | 342 | STRONG MEMORIAL HOSPITAL | STRONG |  | INFECTION CONTROL - SMH | INFCOS |  |  | In Service | 11 | 5 |  |  |  |  | 050OP236506 | INFECTION CONTROL - SMH
URMC | STERIL | STERILIZER |  | KR615 | LIGHT; ULTRAVIOLET | ADULSY | ADVANCED ULTRAVIOLETSYSTEMS LLC | 102089 | 3555 | STRONG MEMORIAL HOSPITAL | STRONG |  | 7-1200; THORACIC/PLASTICS/ENT | 7-1200 |  |  | In Service | 9 | 5 |  |  |  |  | 050OP134587 | 7-1200; THORACIC/PLASTICS/ENT
URMC | STERIL | STERILIZER |  | KR615 | LIGHT; ULTRAVIOLET | ADULSY | ADVANCED ULTRAVIOLETSYSTEMS LLC | 104278 | 3636 | STRONG MEMORIAL HOSPITAL | STRONG |  | SUD & Medical Management | G-9200 |  |  | In Service | 9 | 5 |  |  |  |  | 050OP134566 | G-9200 SUD & MEDICAL MANAGEMENT
URMC | STERIL | STERILIZER |  | KR615 | LIGHT; ULTRAVIOLET | ADULSY | ADVANCED ULTRAVIOLETSYSTEMS LLC | 104282 | 3638 | STRONG MEMORIAL HOSPITAL | STRONG |  | 2-9200; PSYCH INTENSIVE CARE UNIT | 2666303 |  |  | In Service | 9 | 5 |  |  |  |  | 050OP134550 | 2-9200; PSYCH INTENSIVE CARE UNIT
URMC | STERIL | STERILIZER |  | KR615 | LIGHT; ULTRAVIOLET | ADULSY | ADVANCED ULTRAVIOLETSYSTEMS LLC | 104283 | 3639 | STRONG MEMORIAL HOSPITAL | STRONG |  | 3-9000; MICA; PSYCHIATRY | 2593283 |  |  | In Service | 9 | 5 |  |  |  |  | 050OP134552 | 3-9000; MICA; PSYCHIATRY
URMC | STERIL | STERILIZER |  | KR615 | LIGHT; ULTRAVIOLET | ADULSY | ADVANCED ULTRAVIOLETSYSTEMS LLC | 104284 | 3637 | STRONG MEMORIAL HOSPITAL | STRONG |  | 3-9200;GERO PSYCHIATRY | 2666332 |  |  | In Service | 9 | 5 |  |  |  |  | 050OP134618 | 3-9200; GEROPSYCHIATRY & ECT
URMC | STERIL | STERILIZER |  | KR615 | LIGHT; ULTRAVIOLET | ADULSY | ADVANCED ULTRAVIOLETSYSTEMS LLC | 104285 | 3635 | STRONG MEMORIAL HOSPITAL | STRONG |  | 4-9000; PSYCHIATRY; CHILD | 2593314 |  |  | In Service | 9 | 5 |  |  |  |  | 050OP134556 | NS 4-9000
URMC | STERIL | STERILIZER |  | 1100 | CANNULATED CLEANING SYSTEM | STERIL | STERILINK | NMH02153 | 18031105163 | NOYES MEMORIAL HOSPITAL | NOYES | 123622 | OPERATING / RECOVERY SERVICES | NMHOPREC |  | Medical Waste | In Service | 9 | 5 |  |  |  |  | 250OP827040 | NMH - SURGICAL SERVICES
URMC | STERIL | STERILIZER |  | RDIUV88888 | STERILIZER;UV | READOC | READYDOCK | 101013 | 07122104-0031 | STRONG MEMORIAL HOSPITAL | STRONG |  | 7 SOUTH; GCHS; PEDIATRIC GENERAL CARE | 7SOUTH |  |  | In Service | 9 | 4 |  |  |  |  | 050OP134518 | 4-3600; CARDIAC STEP-DOWN
URMC | STERIL | STERILIZER |  | RDIUV88888 | STERILIZER;UV | READOC | READYDOCK | 97083 | 05282011-002 | STRONG MEMORIAL HOSPITAL | STRONG |  | 8 NORTH; GCHS; PEDIATRIC GENERAL CARE | 8NORTH |  |  | In Service | 9 | 4 |  |  |  |  | 050OP134516 | 4-1600; UR MED HEART
URMC | STERIL | STERILIZER |  | KR615 | LIGHT; ULTRAVIOLET | ADULSY | ADVANCED ULTRAVIOLETSYSTEMS LLC | 93036 | 3167 | STRONG MEMORIAL HOSPITAL | STRONG |  | 8-1400; SURGICAL PROGRESSIVE CARE/SICU | 8-1400 |  |  | In Service | 9 | 5 |  |  |  |  | 050OP134572 | 8-1400; SURGICAL PROG CARE/SICU
URMC | STERIL | STERILIZER |  | KR615 | LIGHT; ULTRAVIOLET | ADULSY | ADVANCED ULTRAVIOLETSYSTEMS LLC | 38548 | 3042 | HIGHLAND HOSPITAL OF ROCHESTER | HIGHLAND |  | INTENSIVE CARE UNIT - HH | ICU | W2 | ICU by coffee machine. | In Service | 9 | 5 |  |  |  |  | OP856120 ICU | INTENSIVE CARE UNIT
URMC | STERIL | STERILIZER |  | 1100 | CANNULATED CLEANING SYSTEM | STERIL | STERILINK | SJH10425 | 1907-1100-729-3 | ST JAMES HOSPITAL | STJAMES |  | CENTRAL STERILE | SJCENSTE |  | SPD | In Service | 9 | 5 |  |  |  |  | SJH7110 | SJH - CENTRAL STERILE
URMC | STERIL | STERILIZER |  | CUBBYPLUS | STERILIZER | VIOGUARD | VIOGUARD iNC. | 96011 | 03-1492 | STRONG MEMORIAL HOSPITAL | STRONG |  | 6-3600; GENERAL SURG/EENT/PLASTIC | 621066 |  | Room 6-2326 | In Service | 9 | 5 |  |  |  |  | 050OP134584 | 6-3600; TRAUMA/GENERAL SURG
URMC | STERIL | STERILIZER |  | UVB-15-A | STERILIZER UV DECONTAMINATION BOX | AIRSCI | AIR SCIENCE USA | 94860 | UVB96046 | STRONG MEMORIAL HOSPITAL | STRONG |  | PEDIATRIC IMAGING | PEDIMA |  |  | In Service | 9 | 5 |  |  |  |  | 050OP136555 | IMAGING SCIENCES - SMH
URMC | STERIL | STERILIZER |  | CUBBYPLUS | STERILIZER | VIOGUARD | VIOGUARD iNC. | 96935 | 31559 | STRONG MEMORIAL HOSPITAL | STRONG |  | 8-1200; NEURO ICU | 8-1200 |  |  | In Service | 9 | 5 |  |  |  |  | 050OP134557 | 8-1200; MEDICINE
URMC | STERIL | STERILIZER |  | KR615 | LIGHT; ULTRAVIOLET | ADULSY | ADVANCED ULTRAVIOLETSYSTEMS LLC | 89094 | 719 | STRONG MEMORIAL HOSPITAL | STRONG |  | WILMOT CANCER CENTER 5TH FLOOR | WCC5 |  |  | In Service | 9 | 5 |  |  |  |  | 050OP134563 | WCC5
URMC | STERIL | STERILIZER |  | KR615 | LIGHT; ULTRAVIOLET | ADULSY | ADVANCED ULTRAVIOLETSYSTEMS LLC | 88919 | 627 | STRONG MEMORIAL HOSPITAL | STRONG |  | 7-1400; CARDIO/VASCULAR STEPDOWN | 7-1400 |  |  | In Service | 9 | 5 |  |  |  |  | 050OP134588 | 7-1400; CARDIO/VASCULAR STEPDOWN
URMC | STERIL | STERILIZER |  | KR615 | LIGHT; ULTRAVIOLET | ADULSY | ADVANCED ULTRAVIOLETSYSTEMS LLC | 87954 | 2166 | STRONG MEMORIAL HOSPITAL | STRONG |  | WILMOT CANCER CENTER ADULT HEMATOLOGY ONCOLOGY | WCC7 |  |  | In Service | 11 | 5 |  |  |  |  | 050OP134561 | WILMOT CANCER CENTER; SEVENTH FLOOR
URMC | STERIL | STERILIZER |  | KR615 | LIGHT; ULTRAVIOLET | ADULSY | ADVANCED ULTRAVIOLETSYSTEMS LLC | 91485 | 2091 | STRONG MEMORIAL HOSPITAL | STRONG |  | AC-3; PULMONARY LAB | AC3PUL |  |  | In Service | 9 | 5 |  |  |  |  | 050OP135516 | AC-3; PULMONARY LAB
URMC | STERIL | STERILIZER |  | KR615 | LIGHT; ULTRAVIOLET | ADULSY | ADVANCED ULTRAVIOLETSYSTEMS LLC | 87952 | 2305 | STRONG MEMORIAL HOSPITAL | STRONG |  | CANCER CENTER; FIRST FLOOR | CANCE1 |  |  | In Service | 11 | 5 |  |  |  |  | 050OP136576 | CANCER CENTER; FIRST FLOOR
URMC | STERIL | STERILIZER |  | KR615 | LIGHT; ULTRAVIOLET | ADULSY | ADVANCED ULTRAVIOLETSYSTEMS LLC | 92166 | 2773 | STRONG MEMORIAL HOSPITAL | STRONG |  | 3-1800 BURN/TRAUMA | 3-1800 |  |  | In Service | 9 | 5 |  |  |  |  | 050OP134570 | 3-2800; PROG CARE BURN/TRAUMA/STEPD
URMC | STERIL | STERILIZER |  | KR615 | LIGHT; ULTRAVIOLET | ADULSY | ADVANCED ULTRAVIOLETSYSTEMS LLC | 92167 | 2772 | STRONG MEMORIAL HOSPITAL | STRONG |  | 8-1400; SURGICAL PROGRESSIVE CARE/SICU | 8-1400 |  |  | In Service | 9 | 5 |  |  |  |  | 050OP134572 | 8-1400; SURGICAL PROG CARE/SICU
URMC | STERIL | STERILIZER |  | KR615 | LIGHT; ULTRAVIOLET | ADULSY | ADVANCED ULTRAVIOLETSYSTEMS LLC | 92421 | 2863 | STRONG MEMORIAL HOSPITAL | STRONG |  | STRONG WOUND HEALING CENTER | STRWHC | 1 | 160 Sawgrass; Suite 130 | In Service | 9 | 5 |  |  |  |  | 050OP137536 | STRONG WOUND HEALING CENTER
URMC | STESTE | STERILIZER; STEAM |  | 433HCE | STERILIZER; STEAM | GETUSI | GETINGE USA INC (Castle/Castle MDT) | 35611 | BAA076723 | HIGHLAND HOSPITAL OF ROCHESTER | HIGHLAND |  | HH OPERATING ROOM | OPER |  | BETWEEN 10/11 | In Service | 8 | 5 |  |  |  |  | OP857410 | OPERATING ROOM HH
URMC | STESTE | STERILIZER; STEAM |  | M9 | STERILIZER; STEAM | RITMID | RITTER-MIDWEST DIV SYBRON CORP | 85261 | V294600 | STRONG MEMORIAL HOSPITAL | STRONG |  | COLLEGE TOWN DERMATOLOGY | COLDER |  |  | In Service | 0 | 5 |  |  |  |  | 050OP137554 | COLLEGE TOWN DERMATOLOGY
URMC | STESTE | STERILIZER; STEAM |  | M9 | STERILIZER; STEAM | RITMID | RITTER-MIDWEST DIV SYBRON CORP | 67588 | V1525744 | STRONG MEMORIAL HOSPITAL | STRONG |  | COLLEGE TOWN DERMATOLOGY | COLDER |  | College Town | In Service | 0 | 5 |  |  |  |  | 050OP137554 | COLLEGE TOWN DERMATOLOGY
URMC | STESTE | STERILIZER; STEAM |  | 533HC | STERILIZER; STEAM | GETUSI | GETINGE USA INC (Castle/Castle MDT) | 32088 | URA010316 | HIGHLAND HOSPITAL OF ROCHESTER | HIGHLAND |  | HH OPERATING ROOM | OPER | 1 | between 11/10 | In Service | 8 | 5 |  |  |  |  | OP857410 | OPERATING ROOM HH
URMC | STESTE | STERILIZER; STEAM |  | 533HC | STERILIZER; STEAM | GETUSI | GETINGE USA INC (Castle/Castle MDT) | 31027 | URA010639 | HIGHLAND HOSPITAL OF ROCHESTER | HIGHLAND |  | HH OPERATING ROOM | OPER | 1 | O.R.10 Sub-Sterile Room | In Service | 8 | 5 |  |  |  |  | OP857410 | OPERATING ROOM HH
URMC | STESTE | STERILIZER; STEAM |  | 533HC | STERILIZER; STEAM | GETUSI | GETINGE USA INC (Castle/Castle MDT) | 31218 | URA011013 | HIGHLAND HOSPITAL OF ROCHESTER | HIGHLAND |  | STERILE PROCESSING | STEPRO |  | SPD | In Service | 8 | 5 |  |  |  |  | OP857430 | STERILE PROCESSING DEPT.
URMC | STESTE | STERILIZER; STEAM |  | 733HC | STERILIZER; STEAM;GRAVITY | GETUSI | GETINGE USA INC (Castle/Castle MDT) | 30572 | 11A10221 | HIGHLAND HOSPITAL OF ROCHESTER | HIGHLAND |  | STERILE PROCESSING | STEPRO | 1 | SPD | In Service | 8 | 5 |  |  |  |  | OP857430 | STERILE PROCESSING DEPT.
URMC | STESTE | STERILIZER; STEAM |  | 5530 | STERILIZER; STEAM | AMSCO | AMSCO | 30258 | 84252 | HIGHLAND HOSPITAL OF ROCHESTER | HIGHLAND |  | HH OPERATING ROOM | OPER |  | RMS 1/2 Substerile RM2 | In Service | 8 | 5 |  |  |  |  | OP857410 | OPERATING ROOM HH
URMC | STESTE | STERILIZER; STEAM |  | 533HC | STERILIZER; STEAM | GETUSI | GETINGE USA INC (Castle/Castle MDT) | 30257 | 05A05663 | HIGHLAND HOSPITAL OF ROCHESTER | HIGHLAND |  | HH OPERATING ROOM | OPER | 1 | RM 8/7 | In Service | 8 | 5 |  |  |  |  | OP857410 | OPERATING ROOM HH
URMC | STESTE | STERILIZER; STEAM |  | 133HC | STERILIZER; STEAM;VACUUM | GETUSI | GETINGE USA INC (Castle/Castle MDT) | 30211 | 00D60786 | HIGHLAND HOSPITAL OF ROCHESTER | HIGHLAND |  | HH OPERATING ROOM | OPER | 1 | RM 99 | In Service | 8 | 5 |  |  |  |  | OP857410 | OPERATING ROOM HH
URMC | STESTE | STERILIZER; STEAM |  | 133 | STERILIZER; STEAM;VACUUM | GETUSI | GETINGE USA INC (Castle/Castle MDT) | 30221 | 98G59383 | HIGHLAND HOSPITAL OF ROCHESTER | HIGHLAND |  | HH OPERATING ROOM | OPER |  | RM 3/4 | In Service | 8 | 5 |  |  |  |  | OP857410 | OPERATING ROOM HH
URMC | STESTE | STERILIZER; STEAM |  | 3013 | STERILIZER; STEAM | AMESTE | AMERICAN STERILIZER | 30212 | 131128907 | HIGHLAND HOSPITAL OF ROCHESTER | HIGHLAND |  | HH OPERATING ROOM | OPER | 1 | RM 97 | In Service | 8 | 5 |  |  |  |  | OP857410 | OPERATING ROOM HH
URMC | STESTE | STERILIZER; STEAM |  | 133HC | STERILIZER; STEAM;VACUUM | GETUSI | GETINGE USA INC (Castle/Castle MDT) | 30220 | 00M61316 | HIGHLAND HOSPITAL OF ROCHESTER | HIGHLAND |  | HH OPERATING ROOM | OPER | 1 | RM 13 | In Service | 8 | 5 |  |  |  |  | OP857410 | OPERATING ROOM HH
URMC | STESTE | STERILIZER; STEAM |  | 733HC | STERILIZER; STEAM;GRAVITY | GETUSI | GETINGE USA INC (Castle/Castle MDT) | 30219 | 10C09980 | HIGHLAND HOSPITAL OF ROCHESTER | HIGHLAND |  | STERILE PROCESSING | STEPRO | 1 | SPD UNIT# 3 | In Service | 8 | 5 |  |  |  |  | OP857430 | STERILE PROCESSING DEPT.
URMC | STESTE | STERILIZER; STEAM |  | 733HC | STERILIZER; STEAM;GRAVITY | GETUSI | GETINGE USA INC (Castle/Castle MDT) | 30214 | 10C09979 | HIGHLAND HOSPITAL OF ROCHESTER | HIGHLAND |  | STERILE PROCESSING | STEPRO |  | SPD UNIT# 3 | In Service | 8 | 5 |  |  |  |  | OP857430 | STERILE PROCESSING DEPT.
URMC | TRAULT | TRANSDUCER; ULTRASONIC |  | L17-5 | TRANSDUCER; ULTRASONIC | PHIMES | PHILIPS MEDICAL SYSTEMS NORTH AMERICA CO | 53714 | 035B11 | HIGHLAND HOSPITAL OF ROCHESTER | HIGHLAND |  | BREAST CARE CENTER | BRECAC |  | RED CREEK | In Service | 10 | 3 |  |  |  |  | OP857170 | RED CREEK BCC
URMC | TRAULT | TRANSDUCER; ULTRASONIC |  | X7-2T | TRANSDUCER; ULTRASONIC | PHIMES | PHILIPS MEDICAL SYSTEMS NORTH AMERICA CO | 31358 | B099RZ | HIGHLAND HOSPITAL OF ROCHESTER | HIGHLAND |  | PERINATAL CENTER | PERCEN | 3 | N.E. 3rd floor / Dr. Queenan | In Service | 10 | 3 |  |  |  |  | OP858180 | PERINATAL CLINIC
URMC | TRAULT | TRANSDUCER; ULTRASONIC |  | P21X/5-1 | TRANSDUCER; ULTRASONIC | SONULS | SONOSITE ULTRASOUND SYSTEMS | 55813 | 03MBB6 | STRONG MEMORIAL HOSPITAL | STRONG |  | 8-1600; MICU; IMAGING | 8-1600-I |  | 8-1600 | In Service | 10 | 3 |  |  |  |  | 050OP134574 | 8-1600; MICU
URMC | TRAULT | TRANSDUCER; ULTRASONIC |  | L8-3 | TRANSDUCER; ULTRASONIC | ZONARE | ZONARE | 58555 | 02520L5X111B | STRONG MEMORIAL HOSPITAL | STRONG |  | UR VASCULAR SURGERY- IMAGING | URVASU-I |  |  | In Service | 10 | 3 |  |  |  |  | 050OP137529 | UR VASCULAR SURGERY
URMC | TRAULT | TRANSDUCER; ULTRASONIC |  | L8-3 | TRANSDUCER; ULTRASONIC | ZONARE | ZONARE | 58558 | 03098L5X111K | STRONG MEMORIAL HOSPITAL | STRONG |  | UR VASCULAR SURGERY- IMAGING | URVASU-I |  |  | In Service | 10 | 3 |  |  |  |  | 050OP137529 | UR VASCULAR SURGERY
URMC | TRAULT | TRANSDUCER; ULTRASONIC |  | L8-3 | TRANSDUCER; ULTRASONIC | ZONARE | ZONARE | 58561 | 02492L5X111B | STRONG MEMORIAL HOSPITAL | STRONG |  | UR VASCULAR SURGERY- IMAGING | URVASU-I |  |  | In Service | 10 | 3 |  |  |  |  | 050OP137529 | UR VASCULAR SURGERY
URMC | TRAULT | TRANSDUCER; ULTRASONIC |  | L8-3 | TRANSDUCER; ULTRASONIC | ZONARE | ZONARE | 58564 | 02488L5X111B | STRONG MEMORIAL HOSPITAL | STRONG |  | UR VASCULAR SURGERY- IMAGING | URVASU-I |  |  | In Service | 10 | 3 |  |  |  |  | 050OP137529 | UR VASCULAR SURGERY
URMC | TRAULT | TRANSDUCER; ULTRASONIC |  | L8-3 | TRANSDUCER; ULTRASONIC | ZONARE | ZONARE | 58567 | 02485L5X111A | STRONG MEMORIAL HOSPITAL | STRONG |  | UR VASCULAR SURGERY- IMAGING | URVASU-I |  |  | In Service | 10 | 3 |  |  |  |  | 050OP137529 | UR VASCULAR SURGERY
URMC | TRAULT | TRANSDUCER; ULTRASONIC |  | L8-3 | TRANSDUCER; ULTRASONIC | ZONARE | ZONARE | 58573 | 02473L5X111A | STRONG MEMORIAL HOSPITAL | STRONG |  | UR VASCULAR SURGERY- IMAGING | URVASU-I |  |  | In Service | 10 | 3 |  |  |  |  | 050OP137529 | UR VASCULAR SURGERY
URMC | TRAULT | TRANSDUCER; ULTRASONIC |  | C6-2 | TRANSDUCER; ULTRASONIC | ZONARE | ZONARE | 58556 | 02856C6X110L | STRONG MEMORIAL HOSPITAL | STRONG |  | CLINICAL ENGINEERING; SMH; IMAGING | CESMH-I | B | 601 Elmwood Ave. | In Service | 10 | 3 |  |  |  |  | 050OP236502 | CLINICAL ENGINEERING - SMH
URMC | TRAULT | TRANSDUCER; ULTRASONIC |  | C6-2 | TRANSDUCER; ULTRASONIC | ZONARE | ZONARE | 58565 | 02858C6X110L | STRONG MEMORIAL HOSPITAL | STRONG |  | UR VASCULAR SURGERY- IMAGING | URVASU-I |  |  | In Service | 10 | 3 |  |  |  |  | 050OP137529 | UR VASCULAR SURGERY
URMC | TRAULT | TRANSDUCER; ULTRASONIC |  | C6-2 | TRANSDUCER; ULTRASONIC | ZONARE | ZONARE | 58568 | 01018C6X107L | STRONG MEMORIAL HOSPITAL | STRONG |  | UR VASCULAR SURGERY- IMAGING | URVASU-I |  |  | In Service | 10 | 3 |  |  |  |  | 050OP137529 | UR VASCULAR SURGERY
URMC | TRAULT | TRANSDUCER; ULTRASONIC |  | C4-1 | TRANSDUCER; ULTRASONIC | ZONARE | ZONARE | 58557 | 02093C4X112B | STRONG MEMORIAL HOSPITAL | STRONG |  | CLINICAL ENGINEERING; SMH; IMAGING | CESMH-I | B | 601 Elmwood Ave. | In Service | 10 | 3 |  |  |  |  | 050OP236502 | CLINICAL ENGINEERING - SMH
URMC | TRAULT | TRANSDUCER; ULTRASONIC |  | C4-1 | TRANSDUCER; ULTRASONIC | ZONARE | ZONARE | 58569 | 01619C4X111A | STRONG MEMORIAL HOSPITAL | STRONG |  | UR VASCULAR SURGERY- IMAGING | URVASU-I |  |  | In Service | 10 | 3 |  |  |  |  | 050OP137529 | UR VASCULAR SURGERY
URMC | TRAULT | TRANSDUCER; ULTRASONIC |  | NFL38 | TRANSDUCER; ULTRASONIC | SONULS | SONOSITE ULTRASOUND SYSTEMS | 60320 | 03MR46 | STRONG MEMORIAL HOSPITAL | STRONG |  | ORTHOPEDIC CLINIC; IMAGING EQUIPMENT | ORTCL2-I |  | CLINTON CROSSING | In Service | 10 | 3 |  |  |  |  | 050OP137515 | ORTHOPAEDIC CLINIC
URMC | TRAULT | TRANSDUCER; ULTRASONIC |  | SLAX | TRANSDUCER; ULTRASONIC | SONULS | SONOSITE ULTRASOUND SYSTEMS | 60324 | 03891C | STRONG MEMORIAL HOSPITAL | STRONG |  | ORTHOPEDIC CLINIC; IMAGING EQUIPMENT | ORTCL2-I |  | CLINTON CROSSINGS | In Service | 10 | 3 |  |  |  |  | 050OP137515 | ORTHOPAEDIC CLINIC
URMC | TRAULT | TRANSDUCER; ULTRASONIC |  | C9-3 | TRANSDUCER; ULTRASONIC | ZONARE | ZONARE | 62912 | 08811EX108H | STRONG MEMORIAL HOSPITAL | STRONG |  | EMERGENCY DEPT-SMH; IMAGING | ED-SMH-I |  | ED CN:00046408 | In Service | 10 | 3 |  |  |  |  | 050OP138501 | EMERGENCY DEPARTMENT -SMH
URMC | TRAULT | TRANSDUCER; ULTRASONIC |  | PVT-661VT | TRANSDUCER; ULTRASONIC | TOSAMM | TOSHIBA AMERICA MEDICAL | 62901 | 99B0725762 | STRONG MEMORIAL HOSPITAL | STRONG |  | RADIOLOGY; DIAGNOSTIC; IMAGING | RADDIA-I |  | Strong West | In Service | 10 | 3 |  |  |  |  | 050OP136555 | IMAGING SCIENCES - SMH
URMC | TRAULT | TRANSDUCER; ULTRASONIC |  | PLT-1005BT | TRANSDUCER; ULTRASONIC | TOSAMM | TOSHIBA AMERICA MEDICAL | 62902 | FSA1372714 | STRONG MEMORIAL HOSPITAL | STRONG |  | RADIOLOGY; DIAGNOSTIC; IMAGING | RADDIA-I |  | Strong West | In Service | 10 | 3 |  |  |  |  | 050OP136555 | IMAGING SCIENCES - SMH
URMC | TRAULT | TRANSDUCER; ULTRASONIC |  | PLT-704SBT | TRANSDUCER; ULTRASONIC | TOSAMM | TOSHIBA AMERICA MEDICAL | 62903 | 99A0812243 | STRONG MEMORIAL HOSPITAL | STRONG |  | RADIOLOGY; DIAGNOSTIC; IMAGING | RADDIA-I |  | Strong West | In Service | 10 | 3 |  |  |  |  | 050OP136555 | IMAGING SCIENCES - SMH
URMC | TRAULT | TRANSDUCER; ULTRASONIC |  | PVT-375BT | TRANSDUCER; ULTRASONIC | TOSAMM | TOSHIBA AMERICA MEDICAL | 62904 | 99A1032263 | STRONG MEMORIAL HOSPITAL | STRONG |  | RADIOLOGY; DIAGNOSTIC; IMAGING | RADDIA-I |  | Strong West | In Service | 10 | 3 |  |  |  |  | 050OP136555 | IMAGING SCIENCES - SMH
URMC | TRAULT | TRANSDUCER; ULTRASONIC |  | PVT-382BT | TRANSDUCER; ULTRASONIC | TOSAMM | TOSHIBA AMERICA MEDICAL | 62905 | A4622262 | STRONG MEMORIAL HOSPITAL | STRONG |  | RADIOLOGY; DIAGNOSTIC; IMAGING | RADDIA-I |  | Strong West | In Service | 10 | 3 |  |  |  |  | 050OP136555 | IMAGING SCIENCES - SMH
URMC | TRAULT | TRANSDUCER; ULTRASONIC |  | IPX1 | TRANSDUCER; ULTRASONIC | BARACS | BARD ACCESS SYSTEMS (ULTRASOUND) | 62890 | ASSJL001 | STRONG MEMORIAL HOSPITAL | STRONG |  | RADIOLOGY; DIAGNOSTIC; IMAGING | RADDIA-I |  |  | In Service | 10 | 3 |  |  |  |  | 050OP136555 | IMAGING SCIENCES - SMH
URMC | TRAULT | TRANSDUCER; ULTRASONIC |  | L8-3 | TRANSDUCER; ULTRASONIC | ZONARE | ZONARE | 67652 | 0285AC6X110L | STRONG MEMORIAL HOSPITAL | STRONG |  | UR VASCULAR SURGERY- IMAGING | URVASU-I |  |  | In Service | 0 | 3 |  |  |  |  | 050OP137529 | UR VASCULAR SURGERY
URMC | TRAULT | TRANSDUCER; ULTRASONIC |  | K3DV4-8 | TRANSDUCER; ULTRASONIC | SAMELD | SAMSUNG ELECTRONICS | 64951 | P0N3M3HDB00002V | STRONG MEMORIAL HOSPITAL | STRONG |  | OB/GYN ULTRASOUND GROUP; IMAGING | OBGULG-I |  |  | In Service | 10 | 3 |  |  |  |  | 050OP136577 | OB/GYN LATTIMORE ROAD
URMC | TRAULT | TRANSDUCER; ULTRASONIC |  | AKC2-6IC | TRANSDUCER; ULTRASONIC | SAMELD | SAMSUNG ELECTRONICS | 64952 | P03QM3HDB000029L | STRONG MEMORIAL HOSPITAL | STRONG |  | OB/GYN ULTRASOUND GROUP; IMAGING | OBGULG-I |  | lattimore | In Service | 10 | 3 |  |  |  |  | 050OP136577 | OB/GYN LATTIMORE ROAD
URMC | TRAULT | TRANSDUCER; ULTRASONIC |  | L3-12-D | TRANSDUCER; ULTRASONIC | GEMEDS | GE MEDICAL SYSTEMS | 75282 | 511785WX8 | STRONG MEMORIAL HOSPITAL | STRONG |  | RADIOLOGY; ANGIOGRAPHY; IMAGING | RADANG-I |  | IR | In Service | 10 | 3 |  |  |  |  | 050OP136600 | IMAGING SCIENCES; ANGIOGRAPHY
URMC | TRAULT | TRANSDUCER; ULTRASONIC |  | C9-3 | TRANSDUCER; ULTRASONIC | ZONARE | ZONARE | 75102 | 01269C9X110F | STRONG MEMORIAL HOSPITAL | STRONG |  | EMERGENCY DEPT-SMH; IMAGING | ED-SMH-I |  |  | In Service | 10 | 3 |  |  |  |  | 050OP138501 | EMERGENCY DEPARTMENT -SMH
URMC | TRAULT | TRANSDUCER; ULTRASONIC |  | L8-3 | TRANSDUCER; ULTRASONIC | ZONARE | ZONARE | 74735 | 10583L5X116D | STRONG MEMORIAL HOSPITAL | STRONG |  | EMERGENCY DEPT-SMH; IMAGING | ED-SMH-I |  |  | In Service | 10 | 3 |  |  |  |  | 050OP138501 | EMERGENCY DEPARTMENT -SMH
URMC | TRAULT | TRANSDUCER; ULTRASONIC |  | P21X/5-1 | TRANSDUCER; ULTRASONIC | SONULS | SONOSITE ULTRASOUND SYSTEMS | 71644 | 03ZNR6 | STRONG MEMORIAL HOSPITAL | STRONG |  | WILMOT CANCER CENTER BLOOD/MARROW TRANSPLANT | WCC6 |  |  | In Service | 10 | 3 |  |  |  |  | 050OP134562 | CANCER CENTER; SIXTH FLOOR
URMC | TRAULT | TRANSDUCER; ULTRASONIC |  | RP19X/5-1 MHZ | TRANSDUCER; ULTRASONIC | SONULS | SONOSITE ULTRASOUND SYSTEMS | 85965 | 045KJL | STRONG MEMORIAL HOSPITAL | STRONG |  | GCH PEDIATRIC CATH LAB- IMAGING | PEDCAT-I |  | GCH OR7 | In Service | 10 | 3 |  |  |  |  | 050OP135525 | CARDIOLOGY; CARDIAC CATH LAB
URMC | TRAULT | TRANSDUCER; ULTRASONIC |  | P21X/5-1 | TRANSDUCER; ULTRASONIC | SONULS | SONOSITE ULTRASOUND SYSTEMS | 85689 | 042WB7 | STRONG MEMORIAL HOSPITAL | STRONG |  | 3-2800; BURN/TRAUMA; IMAGING | 3-2800-I |  |  | In Service | 10 | 3 |  |  |  |  | 050OP134570 | 3-2800; PROG CARE BURN/TRAUMA/STEPD
URMC | TRAULT | TRANSDUCER; ULTRASONIC |  | HSL25X/13-6MHZ | TRANSDUCER; ULTRASONIC | SONULS | SONOSITE ULTRASOUND SYSTEMS | 83636 | 04GDMQ | STRONG MEMORIAL HOSPITAL | STRONG |  | ORTHOPEDIC CLINIC (CLOSED) | ZZORTCL1 |  | CC Bldg D; 4901 Lac du Ville | In Service | 10 | 3 |  |  |  |  | 050OP137515 | ORTHOPAEDIC CLINIC
URMC | TRAULT | TRANSDUCER; ULTRASONIC |  | HSL25X/13-6MHZ | TRANSDUCER; ULTRASONIC | SONULS | SONOSITE ULTRASOUND SYSTEMS | 83640 | 04GDYR | STRONG MEMORIAL HOSPITAL | STRONG |  | ORTHOPEDIC CLINIC (CLOSED) | ZZORTCL1 |  | CC Bldg D; 4901 Lac du Ville | In Service | 10 | 3 |  |  |  |  | 050OP137515 | ORTHOPAEDIC CLINIC
URMC | TRAULT | TRANSDUCER; ULTRASONIC |  | L3-12-D | TRANSDUCER; ULTRASONIC | GEMEDS | GE MEDICAL SYSTEMS | 84164 | 704625WX3 | STRONG MEMORIAL HOSPITAL | STRONG |  | RADIOLOGY; ANGIOGRAPHY; IMAGING | RADANG-I |  | INTERVENTIONAL RAD. | In Service | 10 | 3 |  |  |  |  | 050OP136600 | IMAGING SCIENCES; ANGIOGRAPHY
URMC | TRAULT | TRANSDUCER; ULTRASONIC |  | L10-5 | TRANSDUCER; ULTRASONIC | ZONARE | ZONARE | 77130 | 06200LX113K | STRONG MEMORIAL HOSPITAL | STRONG | 77130 | EMERGENCY DEPARTMENT - SMH | ED-SMH | G | Emergency Dept; Trauma | In Service | 10 | 3 |  |  |  |  | 050OP138501 | EMERGENCY DEPARTMENT -SMH
URMC | TRAULT | TRANSDUCER; ULTRASONIC |  | RP19X/5-1 MHZ | TRANSDUCER; ULTRASONIC | SONULS | SONOSITE ULTRASOUND SYSTEMS | 77143 | 049XLT | STRONG MEMORIAL HOSPITAL | STRONG |  | 6SOUTH; PEDIATRIC CCC | 6SOUTH | 4 | GCH 6th floor ICU | In Service | 10 | 3 |  |  |  |  | 050OP134512 | 4-2800 CICU
URMC | TRAULT | TRANSDUCER; ULTRASONIC |  | HSL25X/13-6MHZ | TRANSDUCER; ULTRASONIC | SONULS | SONOSITE ULTRASOUND SYSTEMS | 77144 | 0498YL | STRONG MEMORIAL HOSPITAL | STRONG |  | 6SOUTH; PEDIATRIC CCC | 6SOUTH |  | GCH 6th floor Peds ICU | In Service | 10 | 3 |  |  |  |  | 050OP134512 | 4-2800 CICU
URMC | TRAULT | TRANSDUCER; ULTRASONIC |  | EUP-C516 | TRANSDUCER; ULTRASONIC | HITINS | HITACHI INSTRUMENTS | 77236 | SE16311201A | STRONG MEMORIAL HOSPITAL | STRONG |  | UROLOGY; IMAGING | UROLOG-I |  | BATAVIA | In Service | 10 | 3 |  |  |  |  | 050OP137518 | AC-2; UROLOGY
URMC | TRAULT | TRANSDUCER; ULTRASONIC |  | C6-2 | TRANSDUCER; ULTRASONIC | ZONARE | ZONARE | 76442 | 11245C6X117E | STRONG MEMORIAL HOSPITAL | STRONG |  | EMERGENCY DEPT-SMH; IMAGING | ED-SMH-I |  |  | In Service | 10 | 3 |  |  |  |  | 050OP138501 | EMERGENCY DEPARTMENT -SMH
URMC | TRAULT | TRANSDUCER; ULTRASONIC |  | L3-12-D | TRANSDUCER; ULTRASONIC | GEMEDS | GE MEDICAL SYSTEMS | 36979 | 615546WX9 | HIGHLAND HOSPITAL OF ROCHESTER | HIGHLAND |  | MEDICAL IMAGING | DIAGRAD | 2 | Interventional Radiolgy | In Service | 10 | 3 |  |  |  |  | OP857470 | MEDICAL IMAGING
URMC | TRAULT | TRANSDUCER; ULTRASONIC |  | L3-12-D | TRANSDUCER; ULTRASONIC | GEMEDS | GE MEDICAL SYSTEMS | 77172 | 610689WX2 | STRONG MEMORIAL HOSPITAL | STRONG |  | UNIVERSITY IMAGING AT EAST RIVER ROAD-IMAGING | UNIMER-I | 1 | East River Road; Interventional Imaging | In Service | 10 | 3 |  |  |  |  | 050OP136547 | UNIVERSITY IMAGING AT EAST RIVER ROAD
URMC | TRAULT | TRANSDUCER; ULTRASONIC |  | C6-2 | TRANSDUCER; ULTRASONIC | ZONARE | ZONARE | 91863 | 02842C6X110L | STRONG MEMORIAL HOSPITAL | STRONG |  | CLINICAL ENGINEERING; SMH; IMAGING | CESMH-I | B | 601 Elmwood Ave. | In Service | 10 | 3 |  |  |  |  | 050OP236502 | CLINICAL ENGINEERING - SMH
URMC | TRAULT | TRANSDUCER; ULTRASONIC |  | L8-3 | TRANSDUCER; ULTRASONIC | ZONARE | ZONARE | 91864 | 04565L5X114C | STRONG MEMORIAL HOSPITAL | STRONG |  | CLINICAL ENGINEERING; SMH; IMAGING | CESMH-I | B | 601 Elmwood Ave. | In Service | 10 | 3 |  |  |  |  | 050OP236502 | CLINICAL ENGINEERING - SMH
URMC | TRAULT | TRANSDUCER; ULTRASONIC |  | L8-3 | TRANSDUCER; ULTRASONIC | ZONARE | ZONARE | 91865 | 02226L5X110C | STRONG MEMORIAL HOSPITAL | STRONG |  | CLINICAL ENGINEERING; SMH; IMAGING | CESMH-I | B | 601 Elmwood Ave. | In Service | 10 | 3 |  |  |  |  | 050OP236502 | CLINICAL ENGINEERING - SMH
URMC | TRAULT | TRANSDUCER; ULTRASONIC |  | L8-3 | TRANSDUCER; ULTRASONIC | ZONARE | ZONARE | 89772 | 12152L5X119K | STRONG MEMORIAL HOSPITAL | STRONG |  | CLINICAL ENGINEERING; SMH; IMAGING | CESMH-I | B | 601 Elmwood Ave | In Service | 10 | 3 |  |  |  |  | 050OP236502 | CLINICAL ENGINEERING - SMH
URMC | TRAULT | TRANSDUCER; ULTRASONIC |  | P21X/5-1 | TRANSDUCER; ULTRASONIC | SONULS | SONOSITE ULTRASOUND SYSTEMS | 91866 | 03L97G | STRONG MEMORIAL HOSPITAL | STRONG |  | 8-1600; MICU; IMAGING | 8-1600-I | 8 | 8-1600 | In Service | 10 | 3 |  |  |  |  | 050OP134574 | 8-1600; MICU
URMC | TRAULT | TRANSDUCER; ULTRASONIC |  | C6-2 | TRANSDUCER; ULTRASONIC | ZONARE | ZONARE | 94436 | B1MTPV | STRONG MEMORIAL HOSPITAL | STRONG |  | West Ridge Obstetrics & Gynecology Webster | WROBGW | 1 | 1682 Empire Blvd; Suite 200 | In Service | 10 | 3 |  |  |  |  | 091OP347613 | West Ridge Obstetrics & Gynecology
URMC | TRAULT | TRANSDUCER; ULTRASONIC |  | C9-4V | TRANSDUCER; ULTRASONIC | PHIMES | PHILIPS MEDICAL SYSTEMS NORTH AMERICA CO | 94435 | B1JTLC | STRONG MEMORIAL HOSPITAL | STRONG |  | West Ridge Obstetrics & Gynecology Webster | WROBGW | 1 | 1682 Empire Blvd; Suite 200 | In Service | 10 | 3 |  |  |  |  | 091OP347613 | West Ridge Obstetrics & Gynecology
URMC | TRAULT | TRANSDUCER; ULTRASONIC |  | C6-2 | TRANSDUCER; ULTRASONIC | ZONARE | ZONARE | 97821 | 13287C6X121G | HIGHLAND HOSPITAL OF ROCHESTER | HIGHLAND |  | EMERGENCY DEPARTMENT - HH | ED-HH |  | ED-HH | In Service | 10 | 3 |  |  |  |  | OP856160 | EMERGENCY DEPARTMENT - HH
URMC | TRAULT | TRANSDUCER; ULTRASONIC |  | C6-2 | TRANSDUCER; ULTRASONIC | ZONARE | ZONARE | 37302 | 10124C6X114K | HIGHLAND HOSPITAL OF ROCHESTER | HIGHLAND |  | EMERGENCY DEPARTMENT - HH | ED-HH |  | ED-HH | In Service | 10 | 3 |  |  |  |  | OP856160 | EMERGENCY DEPARTMENT - HH
URMC | TRAULT | TRANSDUCER; ULTRASONIC |  | L3-12-D | TRANSDUCER; ULTRASONIC | GEMEDS | GE MEDICAL SYSTEMS | NMH02187 | 696366WX4 | NOYES MEMORIAL HOSPITAL | NOYES |  | RADIOLOGY SERVICES | NMHRADSE |  |  | In Service | 10 | 3 |  |  |  |  | 250OP827320 | NMH - EQUIPMENT MNGNT RADIOLOGY SERVICES
URMC | TRAULT | TRANSDUCER; ULTRASONIC |  | HSL25X/13-6MHZ | TRANSDUCER; ULTRASONIC | SONULS | SONOSITE ULTRASOUND SYSTEMS | 40241 | 05D70W | HIGHLAND HOSPITAL OF ROCHESTER | HIGHLAND |  | HH OPERATING ROOM | OPER | 1 | OR CORE | In Service | 10 | 3 |  |  |  |  | OP857410 | OPERATING ROOM HH
URMC | TRAULT | TRANSDUCER; ULTRASONIC |  | P7-3S | TRANSDUCER; ULTRASONIC | MINNOA | MINDRAY NORTH AMERICA | 101714 | NYE19104037 | STRONG MEMORIAL HOSPITAL | STRONG |  | 6NORTH PEDIATRIC ICU IMAGING | 6NORTH-I |  |  | In Service | 10 | 3 |  |  |  |  | 050OP134510 | 6NORTH; PEDIATRIC ICU
URMC | TRAULT | TRANSDUCER; ULTRASONIC |  | RAB6-RS | TRANSDUCER; ULTRASONIC | GEMEDS | GE MEDICAL SYSTEMS | 39513 | 1250426WX2 | HIGHLAND HOSPITAL OF ROCHESTER | HIGHLAND |  | PERINATAL CENTER | PERCEN | 3 | floor 3 room 2 | In Service | 10 | 3 |  |  |  |  | OP858180 | PERINATAL CLINIC
URMC | TRAULT | TRANSDUCER; ULTRASONIC |  | CA3-10A | TRANSDUCER; ULTRASONIC | SAMELD | SAMSUNG ELECTRONICS | 102695 | K0STM3GW600009K | STRONG MEMORIAL HOSPITAL | STRONG |  | GI/Endoscopy Center @ SawGrass | GIENCE-I |  | Suite 230 | In Service | 10 | 3 |  |  |  |  | 050OP137523 | GI/ENDOSCOPY CENTER @ SAWGRASS
URMC | TRAULT | TRANSDUCER; ULTRASONIC |  | LA2-14A | TRANSDUCER; ULTRASONIC | SAMELD | SAMSUNG ELECTRONICS | 102696 | K0S9M3GW600085P | STRONG MEMORIAL HOSPITAL | STRONG |  | GI/Endoscopy Center @ SawGrass | GIENCE-I |  | Suite 230 | In Service | 10 | 3 |  |  |  |  | 050OP137523 | GI/ENDOSCOPY CENTER @ SAWGRASS
URMC | TRAULT | TRANSDUCER; ULTRASONIC |  | L14-5W | TRANSDUCER; ULTRASONIC | ZONARE | ZONARE | 43704 | 13974HX123L | HIGHLAND HOSPITAL OF ROCHESTER | HIGHLAND |  | HH OPERATING ROOM | OPER | 1 | OR11 | In Service | 10 | 3 |  |  |  |  | OP857410 | OPERATING ROOM HH
URMC | TRAULT | TRANSDUCER; ULTRASONIC |  | IPX1 | TRANSDUCER; ULTRASONIC | BARACS | BARD ACCESS SYSTEMS (ULTRASOUND) | 42105 | ASJPCD071 | HIGHLAND HOSPITAL OF ROCHESTER | HIGHLAND |  | VASCULAR STUDIES | VASCUL |  | PIC Team | In Service | 10 | 3 |  |  |  |  | OP857250 | VASCULAR STUDIES
URMC | TRAULT | TRANSDUCER; ULTRASONIC |  | P7-3S | TRANSDUCER; ULTRASONIC | MINNOA | MINDRAY NORTH AMERICA | 105200 | NYE35104800 | STRONG MEMORIAL HOSPITAL | STRONG |  | CHILDRENS HOSPITAL 3RD FLOOR | GCHNICU |  |  | In Service | 10 | 3 |  |  |  |  | 050OP134514 | 3-3400; NEONATAL ICU
URMC | TRAULT | TRANSDUCER; ULTRASONIC |  | P21X/5-1 | TRANSDUCER; ULTRASONIC | SONULS | SONOSITE ULTRASOUND SYSTEMS | 105951 | 03JWRC | STRONG MEMORIAL HOSPITAL | STRONG |  | AC-3; PULMONARY LAB; IMAGING | AC3PUL-I | 3 | Recovery | In Service | 10 | 3 |  |  |  |  | 050OP135516 | AC-3; PULMONARY LAB
URMC | TRAULT | TRANSDUCER; ULTRASONIC |  | P21X/5-1 | TRANSDUCER; ULTRASONIC | SONULS | SONOSITE ULTRASOUND SYSTEMS | 113554 | 03DRCX | STRONG MEMORIAL HOSPITAL | STRONG |  | 8-1600; MICU; IMAGING | 8-1600-I | 8 | 8-1600 | In Service | 10 | 3 |  |  |  |  | 050OP134574 | 8-1600; MICU
URMC | TRAULT | TRANSDUCER; ULTRASONIC |  | X7-2T | TRANSDUCER; ULTRASONIC | PHIMES | PHILIPS MEDICAL SYSTEMS NORTH AMERICA CO | 107429 | F0JKQ8 | STRONG MEMORIAL HOSPITAL | STRONG |  | AC-1; PEDIATRIC CARDIOLOGY; IMAGING | AC1PEC-I |  |  | In Service | 10 | 3 |  |  |  |  | 050OP349801 | PEDIATRIC CARDIOLOGY
URMC | TRAUSI | TRANSDUCER; ULTRASOUND; IMAGING |  | S9-2 | TRANSDUCER; ULTRASOUND; IMAGING | PHIMES | PHILIPS MEDICAL SYSTEMS NORTH AMERICA CO | 107431 | F0K3M1 | STRONG MEMORIAL HOSPITAL | STRONG |  | AC-1; PEDIATRIC CARDIOLOGY; IMAGING | AC1PEC-I |  |  | In Service | 10 | 3 |  |  |  |  | 050OP349801 | PEDIATRIC CARDIOLOGY
URMC | TRAUSI | TRANSDUCER; ULTRASOUND; IMAGING |  | L15-7IO | TRANSDUCER; ULTRASOUND; IMAGING | PHIMES | PHILIPS MEDICAL SYSTEMS NORTH AMERICA CO | 107433 | F0JXFZ | STRONG MEMORIAL HOSPITAL | STRONG |  | AC-1; PEDIATRIC CARDIOLOGY; IMAGING | AC1PEC-I |  |  | In Service | 10 | 3 |  |  |  |  | 050OP349801 | PEDIATRIC CARDIOLOGY
URMC | TRAUSI | TRANSDUCER; ULTRASOUND; IMAGING |  | X5-1 | TRANSDUCER; ULTRASOUND; IMAGING | PHIMES | PHILIPS MEDICAL SYSTEMS NORTH AMERICA CO | 107432 | F02358 | STRONG MEMORIAL HOSPITAL | STRONG |  | AC-1; PEDIATRIC CARDIOLOGY; IMAGING | AC1PEC-I |  |  | In Service | 10 | 3 |  |  |  |  | 050OP349801 | PEDIATRIC CARDIOLOGY
URMC | TRAUSI | TRANSDUCER; ULTRASOUND; IMAGING |  | S12-4 | TRANSDUCER; ULTRASOUND; IMAGING | PHIMES | PHILIPS MEDICAL SYSTEMS NORTH AMERICA CO | 107435 | F0JQMF | STRONG MEMORIAL HOSPITAL | STRONG |  | AC-1; PEDIATRIC CARDIOLOGY; IMAGING | AC1PEC-I |  |  | In Service | 10 | 3 |  |  |  |  | 050OP349801 | PEDIATRIC CARDIOLOGY
URMC | TRAUSI | TRANSDUCER; ULTRASOUND; IMAGING |  | P2D | PROBE; DOPPLER | GEMEDS | GE MEDICAL SYSTEMS | 39643 | 11AE2352 | HIGHLAND HOSPITAL OF ROCHESTER | HIGHLAND |  | CARDIOLOGY | CARDIO | 1 | 1000 South Ave | In Service | 10 | 3 |  |  |  |  | OP857450 | CARDIOLOGY
URMC | TRAUSI | TRANSDUCER; ULTRASOUND; IMAGING |  | S5-1 | TRANSDUCER; ULTRASOUND; IMAGING | PHIMES | PHILIPS MEDICAL SYSTEMS NORTH AMERICA CO | 107428 | F0JYYJ | STRONG MEMORIAL HOSPITAL | STRONG |  | AC-1; PEDIATRIC CARDIOLOGY; IMAGING | AC1PEC-I |  |  | In Service | 10 | 3 |  |  |  |  | 050OP349801 | PEDIATRIC CARDIOLOGY
URMC | TRAUSI | TRANSDUCER; ULTRASOUND; IMAGING |  | L12-3 | TRANSDUCER; ULTRASOUND; IMAGING | SONULS | SONOSITE ULTRASOUND SYSTEMS | 113557 | 05Q1RK | STRONG MEMORIAL HOSPITAL | STRONG |  | 8-1600; MICU; IMAGING | 8-1600-I | 8th |  | In Service | 10 | 3 |  |  |  |  | 050OP134574 | 8-1600; MICU
URMC | TRAUSI | TRANSDUCER; ULTRASOUND; IMAGING |  | C5-1 | TRANSDUCER; ULTRASOUND; IMAGING | SONULS | SONOSITE ULTRASOUND SYSTEMS | 113559 | 05P7PM | STRONG MEMORIAL HOSPITAL | STRONG |  | 8-1600; MICU; IMAGING | 8-1600-I | 8TH |  | In Service | 10 | 3 |  |  |  |  | 050OP134574 | 8-1600; MICU
URMC | TRAUSI | TRANSDUCER; ULTRASOUND; IMAGING |  | P5-1 | TRANSDUCER; ULTRASOUND; IMAGING | SONULS | SONOSITE ULTRASOUND SYSTEMS | 113558 | 05Q2NF | STRONG MEMORIAL HOSPITAL | STRONG |  | 8-1600; MICU; IMAGING | 8-1600-I | 8TH |  | In Service | 10 | 3 |  |  |  |  | 050OP134574 | 8-1600; MICU
URMC | TRAUSI | TRANSDUCER; ULTRASOUND; IMAGING |  | 6VT-D | TRANSDUCER; ULTRASOUND; IMAGING | GEMEDS | GE MEDICAL SYSTEMS | 115731 | NO228108 | STRONG MEMORIAL HOSPITAL | STRONG |  | AC-G; ECHOCARDIOGRAPHY; IMAGING | ACGECH-I |  | 601 Elmwood Ave | In Service | 10 | 3 |  |  |  |  | 050OP135565 | AC-G; ECHOCARDIOGRAPHY
URMC | TRAUSI | TRANSDUCER; ULTRASOUND; IMAGING |  | C1-6-D | TRANSDUCER; ULTRASOUND; IMAGING | GEMEDS | GE MEDICAL SYSTEMS | 115669 | 531315YP0 | STRONG MEMORIAL HOSPITAL | STRONG |  | University Imaging Batavia | UNIMBA-I | GND |  | In Service | 10 | 3 |  |  |  |  | 050OP137630 | University Imaging Batavia
URMC | TRAUSI | TRANSDUCER; ULTRASOUND; IMAGING |  | 10043556 | TRANSDUCER; ULTRASOUND; IMAGING | SIEMES | SIEMENS MED SYSTEMS | 115725 | 84181490 | STRONG MEMORIAL HOSPITAL | STRONG |  | CARDIOLOGY; CARDIAC CATH LAB ;IMAGING | CARCA2-I |  | cath lab 4 | In Service | 10 | 3 |  |  |  |  | 050OP135525 | CARDIOLOGY; CARDIAC CATH LAB
URMC | TRAUSI | TRANSDUCER; ULTRASOUND; IMAGING |  | C1-6-D | TRANSDUCER; ULTRASOUND; IMAGING | GEMEDS | GE MEDICAL SYSTEMS | 115715 | 531267YP3 | STRONG MEMORIAL HOSPITAL | STRONG |  | West Ridge Obstetrics & Gynecology Greece | WROBGG |  | 3101 west ridge road building D | In Service | 10 | 3 |  |  |  |  | 091OP347613 | West Ridge Obstetrics & Gynecology
URMC | TRAUSI | TRANSDUCER; ULTRASOUND; IMAGING |  | C1-6-D | TRANSDUCER; ULTRASOUND; IMAGING | GEMEDS | GE MEDICAL SYSTEMS | 106093 | 531711YP0 | STRONG MEMORIAL HOSPITAL | STRONG |  | RADIOLOGY; ANGIOGRAPHY; IMAGING | RADANG-I |  | IR core | In Service | 10 | 3 |  |  |  |  | 050OP136600 | IMAGING SCIENCES; ANGIOGRAPHY
URMC | TRAUSI | TRANSDUCER; ULTRASOUND; IMAGING |  | RIC5-9A-RS | TRANSDUCER; ULTRASOUND; IMAGING | GEMEDS | GE MEDICAL SYSTEMS | 106107 | 297001KR0 | UR MEDICAL FACULTY GROUP | URMFG |  | STRONG FERTILITY CENTER; IMAGING | STRFEC-I |  | 500 red creek suite 200 | In Service | 10 | 3 |  |  |  |  | 091OP349803 | STRONG FERTILITY CENTER
URMC | TRAUSI | TRANSDUCER; ULTRASOUND; IMAGING |  | C1-6-D | TRANSDUCER; ULTRASOUND; IMAGING | GEMEDS | GE MEDICAL SYSTEMS | 115660 | 393430YP4 | STRONG MEMORIAL HOSPITAL | STRONG |  | OB/GYN ULTRASOUND GROUP; IMAGING | OBGULG-I |  | 125 latimore rd | In Service | 10 | 3 |  |  |  |  | 050OP136577 | OB/GYN LATTIMORE ROAD
URMC | TRAUSI | TRANSDUCER; ULTRASOUND; IMAGING |  | C1-6-D | TRANSDUCER; ULTRASOUND; IMAGING | GEMEDS | GE MEDICAL SYSTEMS | 115686 | 530933YP1 | STRONG MEMORIAL HOSPITAL | STRONG |  | West Ridge Obstetrics & Gynecology Webster Imaging | WROBGW-I | 1 | 1682 EMPIRE BLVD.; SUITE 200 | In Service | 10 | 3 |  |  |  |  | 091OP347613 | West Ridge Obstetrics & Gynecology
URMC | TRAUSI | TRANSDUCER; ULTRASOUND; IMAGING |  | M+ | TRANSDUCER; ULTRASOUND; IMAGING | ECHSEN | ECHOSENS | REL25117 | S77275 | STRONG MEMORIAL HOSPITAL | STRONG |  | GI/ENDOSCOPY CENTER @ SAWGRASS | GIENCE |  |  | In Service | 10 | 3 |  |  |  |  | 050OP137523 | GI/ENDOSCOPY CENTER @ SAWGRASS
URMC | TRAUSI | TRANSDUCER; ULTRASOUND; IMAGING |  | XL+ | TRANSDUCER; ULTRASOUND; IMAGING | ECHSEN | ECHOSENS | REL25118 | S93993 | STRONG MEMORIAL HOSPITAL | STRONG |  | GI/ENDOSCOPY CENTER @ SAWGRASS | GIENCE |  |  | In Service | 10 | 3 |  |  |  |  | 050OP137523 | GI/ENDOSCOPY CENTER @ SAWGRASS
URMC | TRAUSI | TRANSDUCER; ULTRASOUND; IMAGING |  | 4C-RS | TRANSDUCER; ULTRASOUND; IMAGING | GEMEDS | GE MEDICAL SYSTEMS | 41678 | 1441810WX7 | HIGHLAND HOSPITAL OF ROCHESTER | HIGHLAND |  | OB/GYN DEPARTMENT | OBGDEP | 3 | srd floor | In Service | 10 | 3 |  |  |  |  | OP858140 | OB/GYN DEPARTMENT
URMC | TRAUSI | TRANSDUCER; ULTRASOUND; IMAGING |  | EM6C | TRANSDUCER; ULTRASOUND; IMAGING | GEMEDS | GE MEDICAL SYSTEMS | 115726 | 270839KR4 | THOMPSON HEALTH | THOHEA |  | FFT - ULTRASOUND | FFTUS | 1 | 1614 NY-332 SOUTH; FARMINGTON MEDICAL GROUP | In Service | 10 | 3 |  |  |  |  | FFTH77220 | FFTH - ULTRASOUND
URMC | TRAUSI | TRANSDUCER; ULTRASOUND; IMAGING |  | X8-2T | TRANSDUCER; ULTRASOUND; IMAGING | PHIMES | PHILIPS MEDICAL SYSTEMS NORTH AMERICA CO | 115716 | F0KFH3 | STRONG MEMORIAL HOSPITAL | STRONG |  | AC-1; PEDIATRIC CARDIOLOGY; IMAGING | AC1PEC-I |  | AC1 | In Service | 10 | 3 |  |  |  |  | 050OP349801 | PEDIATRIC CARDIOLOGY
URMC | TRAUSI | TRANSDUCER; ULTRASOUND; IMAGING |  | RIC5-9-D | TRANSDUCER; ULTRASOUND; IMAGING | GEMEDS | GE MEDICAL SYSTEMS | 113555 | 271856KR7 | STRONG MEMORIAL HOSPITAL | STRONG |  | West Ridge Obstetrics & Gynecology Greece | WROBGG |  |  | In Service | 10 | 3 |  |  |  |  | 091OP347613 | West Ridge Obstetrics & Gynecology
URMC | TRAUSI | TRANSDUCER; ULTRASOUND; IMAGING |  | C1-6-D | TRANSDUCER; ULTRASOUND; IMAGING | GEMEDS | GE MEDICAL SYSTEMS | 115851 | 532947YP9 | STRONG MEMORIAL HOSPITAL | STRONG |  | Marketplace Advanced Imaging; Imaging | MARADI-I | Gnd | 10 Miracle Mile | In Service | 10 | 3 |  |  |  |  | 050OP137626 | Marketplace Advanced Imaging
URMC | TRAUSI | TRANSDUCER; ULTRASOUND; IMAGING |  | RIC5-9A-RS | TRANSDUCER; ULTRASOUND; IMAGING | GEMEDS | GE MEDICAL SYSTEMS | 115852 | 312122KR5 | UR MEDICAL FACULTY GROUP | URMFG |  | STRONG FERTILITY CENTER; IMAGING | STRFEC-I |  |  | In Service | 10 | 3 |  |  |  |  | 091OP349803 | STRONG FERTILITY CENTER
URMC | TRAUSI | TRANSDUCER; ULTRASOUND; IMAGING |  | L2-9-D | TRANSDUCER; ULTRASOUND; IMAGING | GEMEDS | GE MEDICAL SYSTEMS | 115853 | 247001PD1 | HIGHLAND HOSPITAL OF ROCHESTER | HIGHLAND |  | ULTRASOUND | ULTRAS |  |  | In Service | 10 | 3 |  |  |  |  | OP857500 | ULTRASOUND
URMC | TRAUSI | TRANSDUCER; ULTRASOUND; IMAGING |  | C3-10-D | TRANSDUCER; ULTRASOUND; IMAGING | GEMEDS | GE MEDICAL SYSTEMS | 115775 | 540071YP8 | STRONG MEMORIAL HOSPITAL | STRONG |  | PEDIATRIC IMAGING | PEDIMA-I |  |  | In Service | 10 | 3 |  |  |  |  | 050OP136555 | IMAGING SCIENCES - SMH
URMC | TRAUSI | TRANSDUCER; ULTRASOUND; IMAGING |  | C1-6-D | TRANSDUCER; ULTRASOUND; IMAGING | GEMEDS | GE MEDICAL SYSTEMS | 115854 | 531407YP5 | STRONG MEMORIAL HOSPITAL | STRONG |  | OB/GYN ULTRASOUND GROUP; IMAGING | OBGULG-I | 1 | Latimore Rd. | In Service | 10 | 3 |  |  |  |  | 050OP136577 | OB/GYN LATTIMORE ROAD
URMC | TRAUSI | TRANSDUCER; ULTRASOUND; IMAGING |  | E14CL4B | TRANSDUCER; ULTRASOUND; IMAGING | BKMED | B&K MEDICAL SYSTEMS | 115664 | 3201108 | STRONG MEMORIAL HOSPITAL | STRONG |  | UROLOGY AT SAWGRASS; IMAGING | UROSAW-I |  | 158 | In Service | 10 | 3 |  |  |  |  | 050OP137518 | AC-2; UROLOGY
URMC | TRAUSI | TRANSDUCER; ULTRASOUND; IMAGING |  | E14CL4B | TRANSDUCER; ULTRASOUND; IMAGING | BKMED | B&K MEDICAL SYSTEMS | 115663 | 3201167 | STRONG MEMORIAL HOSPITAL | STRONG |  | UROLOGY AT SAWGRASS; IMAGING | UROSAW-I |  | 158 sawgrass | In Service | 10 | 3 |  |  |  |  | 050OP137518 | AC-2; UROLOGY
URMC | TRAUSI | TRANSDUCER; ULTRASOUND; IMAGING |  | E14CL4B | TRANSDUCER; ULTRASOUND; IMAGING | BKMED | B&K MEDICAL SYSTEMS | 44227 | 3201308 | HIGHLAND HOSPITAL OF ROCHESTER | HIGHLAND |  | RADIATION ONCOLOGY; HIGHLAND | RADON1 |  |  | In Service | 10 | 3 |  |  |  |  | OP857480 | RADIATION ONCOLOGY - HH
URMC | TRAUSI | TRANSDUCER; ULTRASOUND; IMAGING |  | E11C313 | TRANSDUCER; ULTRASOUND; IMAGING | BKMED | B&K MEDICAL SYSTEMS | 115131 | 3201295 | STRONG MEMORIAL HOSPITAL | STRONG |  | UROLOGY AT SAWGRASS; IMAGING | UROSAW-I |  |  | In Service | 10 | 3 |  |  |  |  | 050OP137518 | AC-2; UROLOGY
URMC | TRAUSI | TRANSDUCER; ULTRASOUND; IMAGING |  | 6VT-D | TRANSDUCER; ULTRASOUND; IMAGING | GEMEDS | GE MEDICAL SYSTEMS | 115864 | NO228292 | STRONG MEMORIAL HOSPITAL | STRONG |  | AC-G; ECHOCARDIOGRAPHY; IMAGING | ACGECH-I | Gnd | ACG | In Service | 10 | 3 |  |  |  |  | 050OP135565 | AC-G; ECHOCARDIOGRAPHY
URMC | TRAUSI | TRANSDUCER; ULTRASOUND; IMAGING |  | V11-3WS | TRANSDUCER; ULTRASOUND; IMAGING | MINNOA | MINDRAY NORTH AMERICA | 115667 | LDL4C018961 | STRONG MEMORIAL HOSPITAL | STRONG |  | STRONG WEST EMERGENCY DEPT | SWEMED |  |  | In Service | 10 | 3 |  |  |  |  | 050OP139680 | STRONG WEST BROCKPORT
URMC | TRAUSI | TRANSDUCER; ULTRASOUND; IMAGING |  | S7-3T | TRANSDUCER; ULTRASOUND; IMAGING | PHIMES | PHILIPS MEDICAL SYSTEMS NORTH AMERICA CO | 115668 | F06VNK | STRONG MEMORIAL HOSPITAL | STRONG |  | AC-1; PEDIATRIC CARDIOLOGY; IMAGING | AC1PEC-I |  |  | In Service | 10 | 3 |  |  |  |  | 050OP349801 | PEDIATRIC CARDIOLOGY
URMC | TRAUSI | TRANSDUCER; ULTRASOUND; IMAGING |  | L12-4S | TRANSDUCER; ULTRASOUND; IMAGING | MINNOA | MINDRAY NORTH AMERICA | 115773 | CAYE49190624 | STRONG MEMORIAL HOSPITAL | STRONG |  | AC-3; ENDOCRINOLOGY; IMAGING | AC3END-I |  |  | In Service | 10 | 3 |  |  |  |  | 050OP137552 | AC-5; MEDICINE
URMC | TRAUSI | TRANSDUCER; ULTRASOUND; IMAGING |  | L19-5 | TRANSDUCER; ULTRASOUND; IMAGING | SONULS | SONOSITE ULTRASOUND SYSTEMS | 15770 | 05P7KD | STRONG MEMORIAL HOSPITAL | STRONG |  | ANESTHESIOLOGY; GROUP 1; IMAGING | ANEST1-I |  |  | In Service | 10 | 3 |  |  |  |  | 050OP136553 | ANESTHESIOLOGY - SMH
URMC | TRAUSI | TRANSDUCER; ULTRASOUND; IMAGING |  | C1-6-D | TRANSDUCER; ULTRASOUND; IMAGING | GEMEDS | GE MEDICAL SYSTEMS | NMH03156 | 514556YP0 | NOYES MEMORIAL HOSPITAL | NOYES |  | NOYES RADIOLOGY IMAGING | NMHRAD-I |  |  | In Service | 10 | 3 |  |  |  |  | 250OP827320 | NMH - EQUIPMENT MNGNT RADIOLOGY SERVICES
URMC | TRAUSI | TRANSDUCER; ULTRASOUND; IMAGING |  | ML6-15-D | TRANSDUCER; ULTRASONIC; IMAGING | GEMEDS | GE MEDICAL SYSTEMS | NMH03164 | 343733WP2 | NOYES MEMORIAL HOSPITAL | NOYES |  | NOYES RADIOLOGY IMAGING | NMHRAD-I |  |  | In Service | 10 | 3 |  |  |  |  | 250OP827320 | NMH - EQUIPMENT MNGNT RADIOLOGY SERVICES
URMC | TRAUSI | TRANSDUCER; ULTRASOUND; IMAGING |  | C5-1 | TRANSDUCER; ULTRASOUND; IMAGING | SONULS | SONOSITE ULTRASOUND SYSTEMS | 116112 | 05QZ6K | STRONG MEMORIAL HOSPITAL | STRONG |  | MARKETPLACE TOWER ORTHO X-RAY IMAGING | MARTOX-I |  | 1.741.03; Area B | In Service | 10 | 3 |  |  |  |  | 091OP347643 | Marketplace Tower Ortho Imageing X-Ray
URMC | TRAUSI | TRANSDUCER; ULTRASOUND; IMAGING |  | L19-5 | TRANSDUCER; ULTRASOUND; IMAGING | SONULS | SONOSITE ULTRASOUND SYSTEMS | 116113 | 05QZ87 | STRONG MEMORIAL HOSPITAL | STRONG |  | MARKETPLACE TOWER ORTHO X-RAY IMAGING | MARTOX-I |  | 1.741.03; Area B | In Service | 10 | 3 |  |  |  |  | 091OP347643 | Marketplace Tower Ortho Imageing X-Ray
URMC | TRAUSI | TRANSDUCER; ULTRASOUND; IMAGING |  | L19-5 | TRANSDUCER; ULTRASOUND; IMAGING | SONULS | SONOSITE ULTRASOUND SYSTEMS | 116114 | 05QZCT | STRONG MEMORIAL HOSPITAL | STRONG |  | MARKETPLACE TOWER ORTHO X-RAY IMAGING | MARTOX-I |  | 1.741.03; Area B | In Service | 10 | 3 |  |  |  |  | 091OP347643 | Marketplace Tower Ortho Imageing X-Ray
URMC | TRAUSI | TRANSDUCER; ULTRASOUND; IMAGING |  | ML6-15-D | TRANSDUCER; ULTRASONIC; IMAGING | GEMEDS | GE MEDICAL SYSTEMS | NMH03160 | 356126WP3 | NOYES MEMORIAL HOSPITAL | NOYES |  | RADIOLOGY SERVICES | NMHRADSE | 1 |  | In Service | 10 | 3 |  |  |  |  | 250OP827320 | NMH - EQUIPMENT MNGNT RADIOLOGY SERVICES
URMC | TRAUSI | TRANSDUCER; ULTRASOUND; IMAGING |  | C1-6-D | TRANSDUCER; ULTRASOUND; IMAGING | GEMEDS | GE MEDICAL SYSTEMS | NMH03162 | 531512YP2 | NOYES MEMORIAL HOSPITAL | NOYES |  | RADIOLOGY SERVICES | NMHRADSE |  |  | In Service | 10 | 3 |  |  |  |  | 250OP827320 | NMH - EQUIPMENT MNGNT RADIOLOGY SERVICES
URMC | TRAUSI | TRANSDUCER; ULTRASOUND; IMAGING |  | L2-9-D | TRANSDUCER; ULTRASOUND; IMAGING | GEMEDS | GE MEDICAL SYSTEMS | NMH03163 | 228418PD0 | NOYES MEMORIAL HOSPITAL | NOYES |  | RADIOLOGY SERVICES | NMHRADSE |  |  | In Service | 10 | 3 |  |  |  |  | 250OP827320 | NMH - EQUIPMENT MNGNT RADIOLOGY SERVICES
URMC | TRAUSI | TRANSDUCER; ULTRASOUND; IMAGING |  | RIC5-9-D | TRANSDUCER; ULTRASOUND; IMAGING | GEMEDS | GE MEDICAL SYSTEMS | NMH03161 | 309769KR8 | NOYES MEMORIAL HOSPITAL | NOYES |  | RADIOLOGY SERVICES | NMHRADSE |  |  | In Service | 10 | 3 |  |  |  |  | 250OP827320 | NMH - EQUIPMENT MNGNT RADIOLOGY SERVICES
URMC | TRAUSI | TRANSDUCER; ULTRASOUND; IMAGING |  | C1-6-D | TRANSDUCER; ULTRASOUND; IMAGING | GEMEDS | GE MEDICAL SYSTEMS | 113543 | 536935YP0 | STRONG MEMORIAL HOSPITAL | STRONG |  | RADIOLOGY; ANGIOGRAPHY; IMAGING | RADANG-I |  |  | In Service | 10 | 3 |  |  |  |  | 050OP136600 | IMAGING SCIENCES; ANGIOGRAPHY
URMC | TRAUSI | TRANSDUCER; ULTRASOUND; IMAGING |  | 6VT-D | TRANSDUCER; ULTRASOUND; IMAGING | GEMEDS | GE MEDICAL SYSTEMS | 115900 | NO225215 | STRONG MEMORIAL HOSPITAL | STRONG |  | AC-G; ECHOCARDIOGRAPHY; IMAGING | ACGECH-I | GND | AC-GND | In Service | 10 | 3 |  |  |  |  | 050OP135565 | AC-G; ECHOCARDIOGRAPHY
URMC | TRAUSI | TRANSDUCER; ULTRASOUND; IMAGING |  | 4C-RS | TRANSDUCER; ULTRASOUND; IMAGING | GEMEDS | GE MEDICAL SYSTEMS | 106090 | 1452885WX5 | STRONG MEMORIAL HOSPITAL | STRONG |  | OB/GYN ULTRASOUND GROUP; IMAGING | OBGULG-I | 3 | 3-1406 | In Service | 10 | 3 |  |  |  |  | 050OP136577 | OB/GYN LATTIMORE ROAD
URMC | TRAUSI | TRANSDUCER; ULTRASOUND; IMAGING |  | M5SC-D | TRANSDUCER; ULTRASOUND; IMAGING | GEMEDS | GE MEDICAL SYSTEMS | 116110 | 539217YP0 | STRONG MEMORIAL HOSPITAL | STRONG |  | AC-G; CLINICAL CARDIOLOGY; IMAGING | ACGCLC-I |  |  | In Service | 10 | 3 |  |  |  |  | 050OP137530 | AC-G; CLINICAL CARDIOLOGY
URMC | TRAUSI | TRANSDUCER; ULTRASOUND; IMAGING |  | L2-9-D | TRANSDUCER; ULTRASOUND; IMAGING | GEMEDS | GE MEDICAL SYSTEMS | 116049 | 250025PD4 | STRONG MEMORIAL HOSPITAL | STRONG |  | RADIOLOGY; DIAGNOSTIC; IMAGING | RADDIA-I |  |  | In Service | 10 | 3 |  |  |  |  | 050OP136555 | IMAGING SCIENCES - SMH
URMC | TRAUSI | TRANSDUCER; ULTRASOUND; IMAGING |  | RIC5-9-D | TRANSDUCER; ULTRASOUND; IMAGING | GEMEDS | GE MEDICAL SYSTEMS | 116265 | 195882KR6 | STRONG MEMORIAL HOSPITAL | STRONG |  | OB/GYN ULTRASOUND GROUP; IMAGING | OBGULG-I |  |  | In Service | 10 | 3 |  |  |  |  | 050OP136577 | OB/GYN LATTIMORE ROAD
URMC | TRAUSI | TRANSDUCER; ULTRASOUND; IMAGING |  | 6VT-D | TRANSDUCER; ULTRASOUND; IMAGING | GEMEDS | GE MEDICAL SYSTEMS | 113699 | NO229022 | STRONG MEMORIAL HOSPITAL | STRONG |  | AC-G; ECHOCARDIOGRAPHY; IMAGING | ACGECH-I |  | AC Ground | In Service | 10 | 3 |  |  |  |  | 050OP135565 | AC-G; ECHOCARDIOGRAPHY
URMC | TRAUSI | TRANSDUCER; ULTRASOUND; IMAGING |  | S5-1 | TRANSDUCER; ULTRASOUND; IMAGING | PHIMES | PHILIPS MEDICAL SYSTEMS NORTH AMERICA CO | SJH11579 | F0LLCV | ST JAMES HOSPITAL | STJAMES |  | ULTRASOUND - IMAGING | SJULTR-I |  |  | In Service | 13 | 3 |  |  |  |  | SJH7370 | SJH - ULTRASOUND
URMC | TRAUSI | TRANSDUCER; ULTRASOUND; IMAGING |  | X5-1C | TRANSDUCER; ULTRASOUND; IMAGING | PHIMES | PHILIPS MEDICAL SYSTEMS NORTH AMERICA CO | SJH11580 | F0LX3L | ST JAMES HOSPITAL | STJAMES |  | ULTRASOUND - IMAGING | SJULTR-I |  |  | In Service | 13 | 3 |  |  |  |  | SJH7370 | SJH - ULTRASOUND
URMC | TRAUSI | TRANSDUCER; ULTRASOUND; IMAGING |  | S9-2 | TRANSDUCER; ULTRASOUND; IMAGING | PHIMES | PHILIPS MEDICAL SYSTEMS NORTH AMERICA CO | SJH11581 | F0LP70 | ST JAMES HOSPITAL | STJAMES |  | ULTRASOUND - IMAGING | SJULTR-I |  |  | In Service | 13 | 3 |  |  |  |  | SJH7370 | SJH - ULTRASOUND
URMC | TRAUSI | TRANSDUCER; ULTRASOUND; IMAGING |  | S12-4 | TRANSDUCER; ULTRASOUND; IMAGING | PHIMES | PHILIPS MEDICAL SYSTEMS NORTH AMERICA CO | SJH11582 | F0LG2D | ST JAMES HOSPITAL | STJAMES |  | ULTRASOUND - IMAGING | SJULTR-I |  |  | In Service | 13 | 3 |  |  |  |  | SJH7370 | SJH - ULTRASOUND
URMC | TRAUSI | TRANSDUCER; ULTRASOUND; IMAGING |  | L14-4 | TRANSDUCER; ULTRASOUND; IMAGING | CADLAB | CADWELL LABORATORIES | 115996 | A8J9-01682 | STRONG MEMORIAL HOSPITAL | STRONG |  | 5-1600; NEUROLOGY; IMAGING | 5-1600-I | 5 | located in rm 5.8106 will be moving to AC1 in the future. | In Service | 10 | 3 |  |  |  |  | 050OP134564 | 5-1600; NEUROLOGY
URMC | TRAUSI | TRANSDUCER; ULTRASOUND; IMAGING |  | M5SC-D | TRANSDUCER; ULTRASOUND; IMAGING | GEMEDS | GE MEDICAL SYSTEMS | 44314 | 539776YP5 | HIGHLAND HOSPITAL OF ROCHESTER | HIGHLAND |  | CARDIOLOGY | CARDIO |  |  | In Service | 10 | 3 |  |  |  |  | OP857450 | CARDIOLOGY
URMC | TRAUSI | TRANSDUCER; ULTRASOUND; IMAGING |  | RIC5-9A-RS | TRANSDUCER; ULTRASOUND; IMAGING | GEMEDS | GE MEDICAL SYSTEMS | 44309 | 258711KR1 | HIGHLAND HOSPITAL OF ROCHESTER | HIGHLAND |  | PERINATAL CENTER | PERCEN |  | 3RD FLOOR TRIAGE | In Service | 10 | 3 |  |  |  |  | OP858180 | PERINATAL CLINIC
URMC | TRAUSI | TRANSDUCER; ULTRASOUND; IMAGING |  | L6-24-D | TRANSDUCER; ULTRASOUND; IMAGING | GEMEDS | GE MEDICAL SYSTEMS | 115979 | BT-305970 | STRONG MEMORIAL HOSPITAL | STRONG |  | PEDIATRIC IMAGING | PEDIMA-I |  | Ground floor GCH | In Service | 10 | 3 |  |  |  |  | 050OP136555 | IMAGING SCIENCES - SMH
URMC | TRAUSI | TRANSDUCER; ULTRASOUND; IMAGING |  | L12-3RCS | TRANSDUCER; ULTRASOUND; IMAGING | MINNOA | MINDRAY NORTH AMERICA | 44302 |  | HIGHLAND HOSPITAL OF ROCHESTER | HIGHLAND |  | EMERGENCY DEPARTMENT - HH | ED-HH |  |  | In Service | 10 | 3 |  |  |  |  | OP856160 | EMERGENCY DEPARTMENT - HH
URMC | TRAUSI | TRANSDUCER; ULTRASOUND; IMAGING |  | C1-6-D | TRANSDUCER; ULTRASOUND; IMAGING | GEMEDS | GE MEDICAL SYSTEMS | 116991 | 544185YP2 | STRONG MEMORIAL HOSPITAL | STRONG |  | RADIOLOGY; DIAGNOSTIC; IMAGING | RADDIA-I |  | ED south | In Service | 0 | 3 |  |  |  |  | 050OP136555 | IMAGING SCIENCES - SMH
URMC | TRAUSI | TRANSDUCER; ULTRASOUND; IMAGING |  | L12-3 | TRANSDUCER; ULTRASOUND; IMAGING | PHIMES | PHILIPS MEDICAL SYSTEMS NORTH AMERICA CO | SJH11590 | F0L705 | ST JAMES HOSPITAL | STJAMES |  | WOMENS IMAGING MOB | SJWOMIMA |  | SJH10576 | In Service | 10 | 3 |  |  |  |  | SJH7325 | SJH - WOMENS IMAGING
URMC | TRAUSI | TRANSDUCER; ULTRASOUND; IMAGING |  | L25X/13-6 | TRANSDUCER; ULTRASONIC | SONULS | SONOSITE ULTRASOUND SYSTEMS | 113698 | 04JGZKW | STRONG MEMORIAL HOSPITAL | STRONG |  | ANESTHESIOLOGY; GROUP 1; IMAGING | ANEST1-I |  |  | In Service | 0 | 3 |  |  |  |  | 050OP136553 | ANESTHESIOLOGY - SMH
URMC | TRAUSI | TRANSDUCER; ULTRASOUND; IMAGING |  | M+ | TRANSDUCER; ULTRASOUND; IMAGING | ECHSEN | ECHOSENS | 116957 | S2011692 | STRONG MEMORIAL HOSPITAL | STRONG |  | AC-4; DIGESTIVE & LIVER DISEASES; IMAGIN | AC4DLD-I |  |  | In Service | 0 | 3 |  |  |  |  | 050OP137532 | AC-4; DIGESTIVE & LIVER DISEASES UN
URMC | TRAUSI | TRANSDUCER; ULTRASOUND; IMAGING |  | XL+ | TRANSDUCER; ULTRASOUND; IMAGING | ECHSEN | ECHOSENS | 116958 | S2011675 | STRONG MEMORIAL HOSPITAL | STRONG |  | AC-4; DIGESTIVE & LIVER DISEASES; IMAGIN | AC4DLD-I |  |  | In Service | 0 | 3 |  |  |  |  | 050OP137532 | AC-4; DIGESTIVE & LIVER DISEASES UN
URMC | TRAUSI | TRANSDUCER; ULTRASOUND; IMAGING |  | 6VT-D | TRANSDUCER; ULTRASOUND; IMAGING | GEMEDS | GE MEDICAL SYSTEMS | 116263 | 218829 | STRONG MEMORIAL HOSPITAL | STRONG |  | ANESTHESIOLOGY; GROUP 1; IMAGING | ANEST1-I |  | 601 Elmwood | In Service | 10 | 3 |  |  |  |  | 050OP136553 | ANESTHESIOLOGY - SMH
URMC | TRAUSI | TRANSDUCER; ULTRASOUND; IMAGING |  | C1-6-D | TRANSDUCER; ULTRASOUND; IMAGING | GEMEDS | GE MEDICAL SYSTEMS | 94495 | 548246YP8 | STRONG MEMORIAL HOSPITAL | STRONG |  | RADIOLOGY; DIAGNOSTIC; IMAGING | RADDIA-I | G | Room G.3656 | In Service | 0 | 3 |  |  |  |  | 050OP136555 | IMAGING SCIENCES - SMH
URMC | TRAUSI | TRANSDUCER; ULTRASOUND; IMAGING |  | M+ | TRANSDUCER; ULTRASOUND; IMAGING | ECHSEN | ECHOSENS | 116947 | S2011691 | STRONG MEMORIAL HOSPITAL | STRONG |  | GI/Endoscopy Center @ SawGrass | GIENCE-I |  | Suite 230; Room 10 | In Service | 0 | 3 |  |  |  |  | 050OP137523 | GI/ENDOSCOPY CENTER @ SAWGRASS
URMC | TRAUSI | TRANSDUCER; ULTRASOUND; IMAGING |  | XL+ | TRANSDUCER; ULTRASOUND; IMAGING | ECHSEN | ECHOSENS | 116948 | S2011674 | STRONG MEMORIAL HOSPITAL | STRONG |  | GI/Endoscopy Center @ SawGrass | GIENCE-I |  | Suite 230; Room 10 | In Service | 0 | 3 |  |  |  |  | 050OP137523 | GI/ENDOSCOPY CENTER @ SAWGRASS
URMC | TRAUSI | TRANSDUCER; ULTRASOUND; IMAGING |  | RIC5-9-D | TRANSDUCER; ULTRASOUND; IMAGING | GEMEDS | GE MEDICAL SYSTEMS | 44289 | 235178KR1 | HIGHLAND HOSPITAL OF ROCHESTER | HIGHLAND |  | OB/GYN DEPARTMENT | OBGDEP |  |  | In Service | 10 | 3 |  |  |  |  | OP858140 | OB/GYN DEPARTMENT
URMC | TRAUSI | TRANSDUCER; ULTRASOUND; IMAGING |  | L19-5 | TRANSDUCER; ULTRASOUND; IMAGING | SONULS | SONOSITE ULTRASOUND SYSTEMS | 116039 | 05RYJO | STRONG MEMORIAL HOSPITAL | STRONG |  | RADIOLOGY; ANGIOGRAPHY; IMAGING | RADANG-I |  | PIC TEAM | In Service | 10 | 3 |  |  |  |  | 050OP136600 | IMAGING SCIENCES; ANGIOGRAPHY
URMC | TRAUSI | TRANSDUCER; ULTRASOUND; IMAGING |  | 6VT-D | TRANSDUCER; ULTRASOUND; IMAGING | GEMEDS | GE MEDICAL SYSTEMS | 116040 | NO223935 | STRONG MEMORIAL HOSPITAL | STRONG |  | ANESTHESIOLOGY; GROUP 1; IMAGING | ANEST1-I |  |  | In Service | 10 | 3 |  |  |  |  | 050OP136553 | ANESTHESIOLOGY - SMH
URMC | TRAUSI | TRANSDUCER; ULTRASOUND; IMAGING |  | L12-3 | TRANSDUCER; ULTRASOUND; IMAGING | SONULS | SONOSITE ULTRASOUND SYSTEMS | 115342 | 05RYJJ | STRONG MEMORIAL HOSPITAL | STRONG |  | Marketplace PACU | MARPCU |  |  | In Service | 10 | 3 |  |  |  |  | 050OP135701 | Marketplace- SURGERY/PACU/SPD
URMC | TRAUSI | TRANSDUCER; ULTRASOUND; IMAGING |  | L19-5 | TRANSDUCER; ULTRASOUND; IMAGING | SONULS | SONOSITE ULTRASOUND SYSTEMS | 44331 | 05R9T7 | HIGHLAND HOSPITAL OF ROCHESTER | HIGHLAND |  | DEPT OF SURGERY - HH | SURGHH |  | PACU | In Service | 10 | 3 |  |  |  |  | OP858150 | DEPT OF SURGERY
URMC | TRAUSI | TRANSDUCER; ULTRASOUND; IMAGING |  | 6VT-D | TRANSDUCER; ULTRASOUND; IMAGING | GEMEDS | GE MEDICAL SYSTEMS | 116061 | NO227712 | STRONG MEMORIAL HOSPITAL | STRONG |  | AC-G; CLINICAL CARDIOLOGY; IMAGING | ACGCLC-I |  |  | In Service | 10 | 3 |  |  |  |  | 050OP137530 | AC-G; CLINICAL CARDIOLOGY
URMC | TRAUSI | TRANSDUCER; ULTRASOUND; IMAGING |  | 4VC-D | TRANSDUCER; ULTRASOUND; IMAGING | GEMEDS | GE MEDICAL SYSTEMS | 116067 | 547427YP5 | STRONG MEMORIAL HOSPITAL | STRONG |  | AC-G; ECHOCARDIOGRAPHY; IMAGING | ACGECH-I | gnd | AC GND | In Service | 10 | 3 |  |  |  |  | 050OP135565 | AC-G; ECHOCARDIOGRAPHY
URMC | TRAUSI | TRANSDUCER; ULTRASOUND; IMAGING |  | C1-6-D | TRANSDUCER; ULTRASOUND; IMAGING | GEMEDS | GE MEDICAL SYSTEMS | 114497 | 543620YP9 | STRONG MEMORIAL HOSPITAL | STRONG |  | RADIOLOGY; DIAGNOSTIC; IMAGING | RADDIA-I | G | US ED | In Service | 10 | 3 |  |  |  |  | 050OP136555 | IMAGING SCIENCES - SMH
URMC | TRAUSI | TRANSDUCER; ULTRASOUND; IMAGING |  | C5-1 | TRANSDUCER; ULTRASOUND; IMAGING | SONULS | SONOSITE ULTRASOUND SYSTEMS | 116070 | 05RZ38 | STRONG MEMORIAL HOSPITAL | STRONG |  | ANESTHESIOLOGY; GROUP 1; IMAGING | ANEST1-I |  |  | In Service | 10 | 3 |  |  |  |  | 050OP136553 | ANESTHESIOLOGY - SMH
URMC | TRAUSI | TRANSDUCER; ULTRASOUND; IMAGING |  | ML6-15-D | TRANSDUCER; ULTRASONIC; IMAGING | GEMEDS | GE MEDICAL SYSTEMS | 116068 | 367503WP0 | STRONG MEMORIAL HOSPITAL | STRONG |  | UNIVERSITY IMAGING AT EAST RIVER ROAD-IMAGING | UNIMER-I | 2nd | 200 East River Road | In Service | 10 | 3 |  |  |  |  | 050OP136547 | UNIVERSITY IMAGING AT EAST RIVER ROAD
URMC | TRAUSI | TRANSDUCER; ULTRASOUND; IMAGING |  | L14-6NS | TRANSDUCER; ULTRASOUND; IMAGING | MINNOA | MINDRAY NORTH AMERICA | 116183 | HP8H4C054951 | STRONG MEMORIAL HOSPITAL | STRONG |  | EMERGENCY DEPT-SMH; IMAGING | ED-SMH-I |  |  | In Service | 10 | 3 |  |  |  |  | 050OP138501 | EMERGENCY DEPARTMENT -SMH
URMC | TRAUSI | TRANSDUCER; ULTRASOUND; IMAGING |  | C1-6-D | TRANSDUCER; ULTRASOUND; IMAGING | GEMEDS | GE MEDICAL SYSTEMS | 116203 | 543984YP9 | STRONG MEMORIAL HOSPITAL | STRONG |  | RADIOLOGY; DIAGNOSTIC; IMAGING | RADDIA-I |  | ED | In Service | 10 | 3 |  |  |  |  | 050OP136555 | IMAGING SCIENCES - SMH
URMC | TRAUSI | TRANSDUCER; ULTRASOUND; IMAGING |  | RIC5-9A-RS | TRANSDUCER; ULTRASOUND; IMAGING | GEMEDS | GE MEDICAL SYSTEMS | 113700 | 225071KR0 | UR MEDICAL FACULTY GROUP | URMFG |  | STRONG FERTILITY CENTER; IMAGING | STRFEC-I | 2 | Suite 220 | In Service | 10 | 3 |  |  |  |  | 091OP349803 | STRONG FERTILITY CENTER
URMC | TRAUSI | TRANSDUCER; ULTRASOUND; IMAGING |  | 9L-D | TRANSDUCER; ULTRASOUND; IMAGING | GEMEDS | GE MEDICAL SYSTEMS | 116225 | 367482WP7 | STRONG MEMORIAL HOSPITAL | STRONG |  | RADIOLOGY; ANGIOGRAPHY; IMAGING | RADANG-I | GND |  | In Service | 10 | 3 |  |  |  |  | 050OP136600 | IMAGING SCIENCES; ANGIOGRAPHY
URMC | TRAUSI | TRANSDUCER; ULTRASOUND; IMAGING |  | L12-3RCS | TRANSDUCER; ULTRASOUND; IMAGING | MINNOA | MINDRAY NORTH AMERICA | NMH03048 | HP8R4C039951 | NOYES MEMORIAL HOSPITAL | NOYES |  | INTENSIVE CARE SERVICE | NMHICU |  |  | In Service | 10 | 3 |  |  |  |  | 250OP826310 | NMH - INTENSIVE CARE SERVICE
URMC | TRAUSI | TRANSDUCER; ULTRASOUND; IMAGING |  | SC5-1NS | TRANSDUCER; ULTRASOUND; IMAGING | MINNOA | MINDRAY NORTH AMERICA | NMH03049 | HX5X48032052 | NOYES MEMORIAL HOSPITAL | NOYES |  | INTENSIVE CARE SERVICE | NMHICU |  |  | In Service | 10 | 3 |  |  |  |  | 250OP826310 | NMH - INTENSIVE CARE SERVICE
URMC | TRAUSI | TRANSDUCER; ULTRASOUND; IMAGING |  | SP5-1NS | TRANSDUCER; ULTRASOUND; IMAGING | MINNOA | MINDRAY NORTH AMERICA | NMH03050 | HN4C48024376 | NOYES MEMORIAL HOSPITAL | NOYES |  | INTENSIVE CARE SERVICE | NMHICU |  |  | In Service | 10 | 3 |  |  |  |  | 250OP826310 | NMH - INTENSIVE CARE SERVICE
URMC | TRAUSI | TRANSDUCER; ULTRASOUND; IMAGING |  | C1-6-D | TRANSDUCER; ULTRASOUND; IMAGING | GEMEDS | GE MEDICAL SYSTEMS | 116050 | 543583YP9 | THOMPSON HEALTH | THOHEA |  | CANANDAIGUA MEDICAL GROUP | OBGCAN-I |  | Suite 1400 | In Service | 10 | 3 |  |  |  |  | 200OP817181 | CANANDAIGUA MEDICAL GROUP
URMC | TRAUSI | TRANSDUCER; ULTRASOUND; IMAGING |  | L2-9-D | TRANSDUCER; ULTRASOUND; IMAGING | GEMEDS | GE MEDICAL SYSTEMS | 115776 | 248265PD1 | STRONG MEMORIAL HOSPITAL | STRONG |  | Marketplace Advanced Imaging; Imaging | MARADI-I |  | Ultrasound Room 2 | In Service | 10 | 3 |  |  |  |  | 050OP137626 | Marketplace Advanced Imaging
URMC | TRAUSI | TRANSDUCER; ULTRASOUND; IMAGING |  | L12-4S | TRANSDUCER; ULTRASOUND; IMAGING | MINNOA | MINDRAY NORTH AMERICA | 115970 |  | STRONG MEMORIAL HOSPITAL | STRONG |  | EMERGENCY DEPT-SMH; IMAGING | ED-SMH-I |  | ON Mindray 76934 | In Service | 10 | 3 |  |  |  |  | 050OP138501 | EMERGENCY DEPARTMENT -SMH
URMC | TRAUSI | TRANSDUCER; ULTRASOUND; IMAGING |  | EM6C | TRANSDUCER; ULTRASOUND; IMAGING | GEMEDS | GE MEDICAL SYSTEMS | 115130 | 239751KR1 | HIGHLAND HOSPITAL OF ROCHESTER | HIGHLAND |  | OB/GYN DEPARTMENT | OBGDEP | 1 | 990 pob | In Service | 10 | 3 |  |  |  |  | OP858140 | OB/GYN DEPARTMENT
URMC | TRAUSI | TRANSDUCER; ULTRASOUND; IMAGING |  | 6VT-D | TRANSDUCER; ULTRASOUND; IMAGING | GEMEDS | GE MEDICAL SYSTEMS | NMH03158 | NO225244 | NOYES MEMORIAL HOSPITAL | NOYES |  | RADIATION ONCOLOGY - IMAGING | NMHRAO-I | 1 | Ultrasound room | In Service | 10 | 3 |  |  |  |  | 250OP826040 | NMH - EQUIPMENT MNGNT RADIATION ONCOLOGY
URMC | TRAUSI | TRANSDUCER; ULTRASOUND; IMAGING |  | 6VT-D | TRANSDUCER; ULTRASOUND; IMAGING | GEMEDS | GE MEDICAL SYSTEMS | NMH03157 | NO227047 | NOYES MEMORIAL HOSPITAL | NOYES |  | RADIATION ONCOLOGY - IMAGING | NMHRAO-I | 1 | Ultrasound Room | In Service | 10 | 3 |  |  |  |  | 250OP826040 | NMH - EQUIPMENT MNGNT RADIATION ONCOLOGY
URMC | TRAUSI | TRANSDUCER; ULTRASOUND; IMAGING |  | L10-22-RS | PROBE; ULTRASONIC | GEMEDS | GE MEDICAL SYSTEMS | 116104 | 1469588WX6 | STRONG MEMORIAL HOSPITAL | STRONG |  | PEDIATRIC IMAGING | PEDIMA-I |  | Vascular Access Team G.1193 | In Service | 10 | 3 |  |  |  |  | 050OP136555 | IMAGING SCIENCES - SMH
URMC | TRAUSI | TRANSDUCER; ULTRASOUND; IMAGING |  | 6VT-D | TRANSDUCER; ULTRASOUND; IMAGING | GEMEDS | GE MEDICAL SYSTEMS | 113560 | NO228135 | STRONG MEMORIAL HOSPITAL | STRONG |  | ANESTHESIOLOGY; GROUP 1; IMAGING | ANEST1-I |  |  | In Service | 10 | 3 |  |  |  |  | 050OP136553 | ANESTHESIOLOGY - SMH
URMC | TRAUSI | TRANSDUCER; ULTRASOUND; IMAGING |  | L2-9-D | TRANSDUCER; ULTRASOUND; IMAGING | GEMEDS | GE MEDICAL SYSTEMS | 116120 | 248118PD2 | STRONG MEMORIAL HOSPITAL | STRONG |  | RADIOLOGY; DIAGNOSTIC; IMAGING | RADDIA-I | Gnd | ED Ultrasound | In Service | 10 | 3 |  |  |  |  | 050OP136555 | IMAGING SCIENCES - SMH
URMC | TRAUSI | TRANSDUCER; ULTRASOUND; IMAGING |  | 6VT-D | TRANSDUCER; ULTRASOUND; IMAGING | GEMEDS | GE MEDICAL SYSTEMS | 116130 | NO228434 | STRONG MEMORIAL HOSPITAL | STRONG |  | ANESTHESIOLOGY; GROUP 1; IMAGING | ANEST1-I |  |  | In Service | 10 | 3 |  |  |  |  | 050OP136553 | ANESTHESIOLOGY - SMH
URMC | TRAUSI | TRANSDUCER; ULTRASOUND; IMAGING |  | 6VT-D | TRANSDUCER; ULTRASOUND; IMAGING | GEMEDS | GE MEDICAL SYSTEMS | 116131 | NO228560 | STRONG MEMORIAL HOSPITAL | STRONG |  | ANESTHESIOLOGY; GROUP 1; IMAGING | ANEST1-I |  |  | In Service | 10 | 3 |  |  |  |  | 050OP136553 | ANESTHESIOLOGY - SMH
URMC | TRAUSI | TRANSDUCER; ULTRASOUND; IMAGING |  | ML6-15-D | TRANSDUCER; ULTRASONIC; IMAGING | GEMEDS | GE MEDICAL SYSTEMS | 115899 | 367511WP3 | STRONG MEMORIAL HOSPITAL | STRONG |  | RADIOLOGY; DIAGNOSTIC; IMAGING | RADDIA-I | Gnd | ED ULtrasound Dept | In Service | 10 | 3 |  |  |  |  | 050OP136555 | IMAGING SCIENCES - SMH
URMC | TRAUSI | TRANSDUCER; ULTRASOUND; IMAGING |  | C1-6-D | TRANSDUCER; ULTRASOUND; IMAGING | GEMEDS | GE MEDICAL SYSTEMS | 113805 | 513238YP6 | STRONG MEMORIAL HOSPITAL | STRONG |  | OB/GYN ULTRASOUND GROUP; IMAGING | OBGULG-I |  |  | In Service | 10 | 3 |  |  |  |  | 050OP136577 | OB/GYN LATTIMORE ROAD
URMC | TRAUSI | TRANSDUCER; ULTRASOUND; IMAGING |  | C2-9-D | TRANSDUCER; ULTRASOUND; IMAGING | GEMEDS | GE MEDICAL SYSTEMS | 11308 | 515517YP1 | STRONG MEMORIAL HOSPITAL | STRONG |  | OB/GYN ULTRASOUND GROUP; IMAGING | OBGULG-I |  |  | In Service | 10 | 3 |  |  |  |  | 050OP136577 | OB/GYN LATTIMORE ROAD
URMC | TRAUSI | TRANSDUCER; ULTRASOUND; IMAGING |  | RAB2-5-D | TRANSDUCER; ULTRASOUND; IMAGING | GEMEDS | GE MEDICAL SYSTEMS | 113807 | 1383536WX8 | STRONG MEMORIAL HOSPITAL | STRONG |  | OB/GYN ULTRASOUND GROUP; IMAGING | OBGULG-I |  |  | In Service | 10 | 3 |  |  |  |  | 050OP136577 | OB/GYN LATTIMORE ROAD
URMC | TRAUSI | TRANSDUCER; ULTRASOUND; IMAGING |  | C1-6-D | TRANSDUCER; ULTRASOUND; IMAGING | GEMEDS | GE MEDICAL SYSTEMS | C1-6-D | 513238YP6 | STRONG MEMORIAL HOSPITAL | STRONG |  | OB/GYN ULTRASOUND GROUP; IMAGING | OBGULG-I |  |  | In Service | 10 | 3 |  |  |  |  | 050OP136577 | OB/GYN LATTIMORE ROAD
URMC | TRAUSI | TRANSDUCER; ULTRASOUND; IMAGING |  | 9L-D | TRANSDUCER; ULTRASOUND; IMAGING | GEMEDS | GE MEDICAL SYSTEMS | 107672 | 351504WP6 | STRONG MEMORIAL HOSPITAL | STRONG |  | UR VASCULAR SURGERY- IMAGING | URVASU-I |  | FF Thompson Hospital Canandaigua. POB Suite 007 | In Service | 10 | 3 |  |  |  |  | 050OP137529 | UR VASCULAR SURGERY
URMC | TRAUSI | TRANSDUCER; ULTRASOUND; IMAGING |  | ML6-15-D | TRANSDUCER; ULTRASONIC; IMAGING | GEMEDS | GE MEDICAL SYSTEMS | 113499 | 352416WP2 | STRONG MEMORIAL HOSPITAL | STRONG |  | UNIVERSITY IMAGING AT EAST RIVER ROAD-IMAGING | UNIMER-I |  |  | In Service | 10 | 3 |  |  |  |  | 050OP136547 | UNIVERSITY IMAGING AT EAST RIVER ROAD
URMC | TRAUSI | TRANSDUCER; ULTRASOUND; IMAGING |  | RIC5-9-D | TRANSDUCER; ULTRASOUND; IMAGING | GEMEDS | GE MEDICAL SYSTEMS | 113707 | 192184KRO | THOMPSON HEALTH | THOHEA |  | GENEVA OB/GYN US AND FAMILY PRACTICE | OBGGEN-I |  |  | In Service | 10 | 3 |  |  |  |  | 200OP817321 | OB/GYN GENEVA ULTRASOUND FAMILY PRACTICE
URMC | TRAUSI | TRANSDUCER; ULTRASOUND; IMAGING |  | RIC5-9-D | TRANSDUCER; ULTRASOUND; IMAGING | GEMEDS | GE MEDICAL SYSTEMS | 107436 | 301523KR7 | STRONG MEMORIAL HOSPITAL | STRONG |  | OB/GYN ULTRASOUND GROUP; IMAGING | OBGULG-I | 2 | 500 red creek | In Service | 10 | 3 |  |  |  |  | 050OP136577 | OB/GYN LATTIMORE ROAD
URMC | TRAUSI | TRANSDUCER; ULTRASOUND; IMAGING |  | ML6-15-D | TRANSDUCER; ULTRASONIC; IMAGING | GEMEDS | GE MEDICAL SYSTEMS | 106096 | 352745WP4 | STRONG MEMORIAL HOSPITAL | STRONG |  | RADIOLOGY; DIAGNOSTIC; IMAGING | RADDIA-I |  |  | In Service | 10 | 3 |  |  |  |  | 050OP136555 | IMAGING SCIENCES - SMH
URMC | TRAUSI | TRANSDUCER; ULTRASOUND; IMAGING |  | C1-5-D | TRANSDUCER; ULTRASOUND; IMAGING | GEMEDS | GE MEDICAL SYSTEMS | 113518 | 1395290WX8 | HIGHLAND HOSPITAL OF ROCHESTER | HIGHLAND |  | PROFESSIONAL OFFICE BUIDING | POB | 1 | Suite 105 | In Service | 10 | 3 |  |  |  |  | OP859400 | PROFESSIONAL OFFICE BUIDING
URMC | TRAUSI | TRANSDUCER; ULTRASOUND; IMAGING |  | C1-6-D | TRANSDUCER; ULTRASOUND; IMAGING | GEMEDS | GE MEDICAL SYSTEMS | 113501 | 334312YP6 | THOMPSON HEALTH | THOHEA |  | GENEVA OB/GYN US AND FAMILY PRACTICE | OBGGEN-I |  | FFT Geneva OB Ultrasound & Family Practice 765 Geneva Crossing Way | In Service | 10 | 3 |  |  |  |  | 200OP817321 | OB/GYN GENEVA ULTRASOUND FAMILY PRACTICE
URMC | TRAUSI | TRANSDUCER; ULTRASOUND; IMAGING |  | C2-9-D | TRANSDUCER; ULTRASOUND; IMAGING | GEMEDS | GE MEDICAL SYSTEMS | 113502 | 336942YP8 | THOMPSON HEALTH | THOHEA |  | GENEVA OB/GYN US AND FAMILY PRACTICE | OBGGEN-I |  | FFT Geneva OB Ultrasound & Family Practice 765 Geneva Crossing Way | In Service | 10 | 3 |  |  |  |  | 200OP817321 | OB/GYN GENEVA ULTRASOUND FAMILY PRACTICE
URMC | TRAUSI | TRANSDUCER; ULTRASOUND; IMAGING |  | EM6C | TRANSDUCER; ULTRASOUND; IMAGING | GEMEDS | GE MEDICAL SYSTEMS | 113503 | 250222KR7 | THOMPSON HEALTH | THOHEA |  | GENEVA OB/GYN US AND FAMILY PRACTICE | OBGGEN-I |  | FFT Geneva OB Ultrasound & Family Practice 765 Geneva Crossing Way | In Service | 10 | 3 |  |  |  |  | 200OP817321 | OB/GYN GENEVA ULTRASOUND FAMILY PRACTICE
URMC | TRAUSI | TRANSDUCER; ULTRASOUND; IMAGING |  | C1-5 | TRANSDUCER; ULTRASOUND; IMAGING | GEMEDS | GE MEDICAL SYSTEMS | 39640 | 1391250WX6 | HIGHLAND HOSPITAL OF ROCHESTER | HIGHLAND |  | PROFESSIONAL OFFICE BUIDING | POB | 1 | POB 105 | In Service | 10 | 3 |  |  |  |  | OP859400 | PROFESSIONAL OFFICE BUIDING
URMC | TRAUSI | TRANSDUCER; ULTRASOUND; IMAGING |  | C1-6-D | TRANSDUCER; ULTRASOUND; IMAGING | GEMEDS | GE MEDICAL SYSTEMS | 113332 | 232015YP8 | HIGHLAND HOSPITAL OF ROCHESTER | HIGHLAND |  | UR MEDICINE HEART AND VASCULAR- IMAGING | URMEHV-I |  |  | In Service | 10 | 3 |  |  |  |  | OP857090 | UR MEDICINE HEART AND VASCULAR
URMC | TRAUSI | TRANSDUCER; ULTRASOUND; IMAGING |  | C1-6-D | TRANSDUCER; ULTRASOUND; IMAGING | GEMEDS | GE MEDICAL SYSTEMS | 113333 | 11N1896 | HIGHLAND HOSPITAL OF ROCHESTER | HIGHLAND |  | UR MEDICINE HEART AND VASCULAR- IMAGING | URMEHV-I |  |  | In Service | 10 | 3 |  |  |  |  | OP857090 | UR MEDICINE HEART AND VASCULAR
URMC | TRAUSI | TRANSDUCER; ULTRASOUND; IMAGING |  | P2D | PROBE; DOPPLER | GEMEDS | GE MEDICAL SYSTEMS | 43883 | 11AB1468 | HIGHLAND HOSPITAL OF ROCHESTER | HIGHLAND |  | CARDIOLOGY | CARDIO |  |  | In Service | 10 | 3 |  |  |  |  | OP857450 | CARDIOLOGY
URMC | TRAUSI | TRANSDUCER; ULTRASOUND; IMAGING |  | L6-24-D | TRANSDUCER; ULTRASOUND; IMAGING | GEMEDS | GE MEDICAL SYSTEMS | 107183 | BT-303841 | STRONG MEMORIAL HOSPITAL | STRONG |  | STRONG WEST IMAGING/RADIOLOGY-IMAGING | SWIMRA-I | 1 | room 1 | In Service | 10 | 3 |  |  |  |  | 050OP139684 | STRONG WEST IMAGING/RADIOLOGY
URMC | TRAUSI | TRANSDUCER; ULTRASOUND; IMAGING |  | 4VC-D | TRANSDUCER; ULTRASOUND; IMAGING | GEMEDS | GE MEDICAL SYSTEMS | 107444 | 511157YP0 | STRONG MEMORIAL HOSPITAL | STRONG |  | AC-G; ECHOCARDIOGRAPHY; IMAGING | ACGECH-I |  | cc building G | In Service | 10 | 3 |  |  |  |  | 050OP135565 | AC-G; ECHOCARDIOGRAPHY
URMC | TRAUSI | TRANSDUCER; ULTRASOUND; IMAGING |  | 6VT-D | TRANSDUCER; ULTRASOUND; IMAGING | GEMEDS | GE MEDICAL SYSTEMS | 107998 | NO224838 | STRONG MEMORIAL HOSPITAL | STRONG |  | ANESTHESIOLOGY; GROUP 1; IMAGING | ANEST1-I |  |  | In Service | 10 | 3 |  |  |  |  | 050OP136553 | ANESTHESIOLOGY - SMH
URMC | TRAUSI | TRANSDUCER; ULTRASOUND; IMAGING |  | L18-5 | TRANSDUCER; ULTRASOUND; IMAGING | PHIMES | PHILIPS MEDICAL SYSTEMS NORTH AMERICA CO | 113334 | F0HL48 | HIGHLAND HOSPITAL OF ROCHESTER | HIGHLAND |  | BREAST CARE CENTER | BRECAC | 1 | 500 redf creek rom 2 | In Service | 10 | 3 |  |  |  |  | OP857170 | RED CREEK BCC
URMC | TRAUSI | TRANSDUCER; ULTRASOUND; IMAGING |  | RIC5-9A-RS | TRANSDUCER; ULTRASOUND; IMAGING | GEMEDS | GE MEDICAL SYSTEMS | 94517 | 320452KR6 | STRONG MEMORIAL HOSPITAL | STRONG |  | OB/GYN ULTRASOUND GROUP; IMAGING | OBGULG-I | 3 | 3-1400 | In Service | 10 | 3 |  |  |  |  | 050OP136577 | OB/GYN LATTIMORE ROAD
URMC | TRAUSI | TRANSDUCER; ULTRASOUND; IMAGING |  | RIC5-9-D | TRANSDUCER; ULTRASOUND; IMAGING | GEMEDS | GE MEDICAL SYSTEMS | 107187 | 281656KR9 | THOMPSON HEALTH | THOHEA |  | FFT - ULTRASOUND | FFTUS | G | Radiology Department Ultrasound Room 4 | In Service | 10 | 3 |  |  |  |  | FFTH77220 | FFTH - ULTRASOUND
URMC | TRAUSI | TRANSDUCER; ULTRASOUND; IMAGING |  | L8-18I-D | TRANSDUCER; ULTRASONIC | GEMEDS | GE MEDICAL SYSTEMS | 107189 | 274667WP5 | THOMPSON HEALTH | THOHEA |  | FFT - ULTRASOUND | FFTUS | G | Radiology Department Ultrasound Room 4 | In Service | 10 | 3 |  |  |  |  | FFTH77220 | FFTH - ULTRASOUND
URMC | TRAUSI | TRANSDUCER; ULTRASOUND; IMAGING |  | C3-10-D | TRANSDUCER; ULTRASOUND; IMAGING | GEMEDS | GE MEDICAL SYSTEMS | 107190 | 405314YP6 | THOMPSON HEALTH | THOHEA |  | FFT - ULTRASOUND | FFTUS | G | Radiology Department Ultrasound Room 4 | In Service | 10 | 3 |  |  |  |  | FFTH77220 | FFTH - ULTRASOUND
URMC | TRAUSI | TRANSDUCER; ULTRASOUND; IMAGING |  | ML-4-20-D | TRANSDUCER; ULTRASOUND; IMAGING | GEMEDS | GE MEDICAL SYSTEMS | 107665 | 238805PD6 | THOMPSON HEALTH | THOHEA |  | FFT - ULTRASOUND | FFTUS | G | Radiology Department Ultrasound Room 4 | In Service | 10 | 3 |  |  |  |  | FFTH77220 | FFTH - ULTRASOUND
URMC | TRAUSI | TRANSDUCER; ULTRASOUND; IMAGING |  | L2-9-D | TRANSDUCER; ULTRASOUND; IMAGING | GEMEDS | GE MEDICAL SYSTEMS | 107669 | 211168PD0 | THOMPSON HEALTH | THOHEA |  | FFT - ULTRASOUND | FFTUS | G | Radiology Department Ultrasound Room 4 | In Service | 10 | 3 |  |  |  |  | FFTH77220 | FFTH - ULTRASOUND
URMC | TRAUSI | TRANSDUCER; ULTRASOUND; IMAGING |  | C1-6-D | TRANSDUCER; ULTRASOUND; IMAGING | GEMEDS | GE MEDICAL SYSTEMS | 107666 | 457424YP0 | THOMPSON HEALTH | THOHEA |  | FFT - ULTRASOUND | FFTUS | G | Radiology Department Ultrasound Room 4 | In Service | 10 | 3 |  |  |  |  | FFTH77220 | FFTH - ULTRASOUND
URMC | TRAUSI | TRANSDUCER; ULTRASOUND; IMAGING |  | RIC5-9-D | TRANSDUCER; ULTRASOUND; IMAGING | GEMEDS | GE MEDICAL SYSTEMS | 107667 | 309825KR8 | THOMPSON HEALTH | THOHEA |  | FFT - ULTRASOUND | FFTUS | G | Radiology Department Ultrasound Room 1 | In Service | 10 | 3 |  |  |  |  | FFTH77220 | FFTH - ULTRASOUND
URMC | TRAUSI | TRANSDUCER; ULTRASOUND; IMAGING |  | L2-9-D | TRANSDUCER; ULTRASOUND; IMAGING | GEMEDS | GE MEDICAL SYSTEMS | 107671 | 212446PD9 | THOMPSON HEALTH | THOHEA |  | FFT - ULTRASOUND | FFTUS | G | Radiology Department Ultrasound Room 1 | In Service | 10 | 3 |  |  |  |  | FFTH77220 | FFTH - ULTRASOUND
URMC | TRAUSI | TRANSDUCER; ULTRASOUND; IMAGING |  | C1-6-D | TRANSDUCER; ULTRASOUND; IMAGING | GEMEDS | GE MEDICAL SYSTEMS | 107670 | 463430YP9 | THOMPSON HEALTH | THOHEA |  | FFT - ULTRASOUND | FFTUS | G | Radiology Department Ultrasound Room 1 | In Service | 10 | 3 |  |  |  |  | FFTH77220 | FFTH - ULTRASOUND
URMC | TRAUSI | TRANSDUCER; ULTRASOUND; IMAGING |  | ML6-15-D | TRANSDUCER; ULTRASONIC; IMAGING | GEMEDS | GE MEDICAL SYSTEMS | 107678 | 287167WP1 | THOMPSON HEALTH | THOHEA |  | FFT - ULTRASOUND | FFTUS | G | Radiology Department Ultrasound Room 1 | In Service | 10 | 3 |  |  |  |  | FFTH77220 | FFTH - ULTRASOUND
URMC | TRAUSI | TRANSDUCER; ULTRASOUND; IMAGING |  | RIC5-9-D | TRANSDUCER; ULTRASOUND; IMAGING | GEMEDS | GE MEDICAL SYSTEMS | 1017679 | 317437KR2 | HIGHLAND HOSPITAL OF ROCHESTER | HIGHLAND |  | PERINATAL CENTER | PERCEN | 1 | POB | In Service | 10 | 3 |  |  |  |  | OP858180 | PERINATAL CLINIC
URMC | TRAUSI | TRANSDUCER; ULTRASOUND; IMAGING |  | RIC5-9-D | TRANSDUCER; ULTRASOUND; IMAGING | GEMEDS | GE MEDICAL SYSTEMS | 107679 | 317437KR2 | HIGHLAND HOSPITAL OF ROCHESTER | HIGHLAND |  | PERINATAL CENTER | PERCEN | 1 | POB suite 105 | In Service | 10 | 3 |  |  |  |  | OP858180 | PERINATAL CLINIC
URMC | TRAUSI | TRANSDUCER; ULTRASOUND; IMAGING |  | L2-9-D | TRANSDUCER; ULTRASOUND; IMAGING | GEMEDS | GE MEDICAL SYSTEMS | 107684 | 237350PD4 | STRONG MEMORIAL HOSPITAL | STRONG |  | EMERGENCY DEPT-SMH; IMAGING | ED-SMH-I | 1 | ED south | In Service | 10 | 3 |  |  |  |  | 050OP138501 | EMERGENCY DEPARTMENT -SMH
URMC | TRAUSI | TRANSDUCER; ULTRASOUND; IMAGING |  | L2-9-D | TRANSDUCER; ULTRASOUND; IMAGING | GEMEDS | GE MEDICAL SYSTEMS | 107873 | 237598PD8 | STRONG MEMORIAL HOSPITAL | STRONG |  | RADIOLOGY; DIAGNOSTIC; IMAGING | RADDIA-I |  | ED South | In Service | 10 | 3 |  |  |  |  | 050OP136555 | IMAGING SCIENCES - SMH
URMC | TRAUSI | TRANSDUCER; ULTRASOUND; IMAGING |  | P2D | PROBE; DOPPLER | GEMEDS | GE MEDICAL SYSTEMS | 107895 | 11AE1602 | HIGHLAND HOSPITAL OF ROCHESTER | HIGHLAND |  | UR MEDICINE HEART AND VASCULAR- IMAGING | URMEHV-I |  | 600 RED CREEK | In Service | 10 | 3 |  |  |  |  | OP857090 | UR MEDICINE HEART AND VASCULAR
URMC | TRAUSI | TRANSDUCER; ULTRASOUND; IMAGING |  | RIC5-9-D | TRANSDUCER; ULTRASOUND; IMAGING | GEMEDS | GE MEDICAL SYSTEMS | 107912 | 298651KR1 | STRONG MEMORIAL HOSPITAL | STRONG |  | OB/GYN ULTRASOUND GROUP; IMAGING | OBGULG-I |  | 125 Lattimore | In Service | 10 | 3 |  |  |  |  | 050OP136577 | OB/GYN LATTIMORE ROAD
URMC | TRAUSI | TRANSDUCER; ULTRASOUND; IMAGING |  | L12-3RCS | TRANSDUCER; ULTRASOUND; IMAGING | MINNOA | MINDRAY NORTH AMERICA | 43737 | HP8R45032942 | HIGHLAND HOSPITAL OF ROCHESTER | HIGHLAND |  | INTENSIVE CARE UNIT - HH | ICU | 2 | ICU | In Service | 10 | 3 |  |  |  |  | OP856120 ICU | INTENSIVE CARE UNIT
URMC | TRAUSI | TRANSDUCER; ULTRASOUND; IMAGING |  | SP5-1NS | TRANSDUCER; ULTRASOUND; IMAGING | MINNOA | MINDRAY NORTH AMERICA | 43736 | HN4C41013218 | HIGHLAND HOSPITAL OF ROCHESTER | HIGHLAND |  | INTENSIVE CARE UNIT - HH | ICU | 2 | ICU | In Service | 10 | 3 |  |  |  |  | OP856120 ICU | INTENSIVE CARE UNIT
URMC | TRAUSI | TRANSDUCER; ULTRASOUND; IMAGING |  | L2-9-D | TRANSDUCER; ULTRASOUND; IMAGING | GEMEDS | GE MEDICAL SYSTEMS | 77665 | 238254PD7 | STRONG MEMORIAL HOSPITAL | STRONG |  | RADIOLOGY; DIAGNOSTIC; IMAGING | RADDIA-I |  |  | In Service | 10 | 3 |  |  |  |  | 050OP136555 | IMAGING SCIENCES - SMH
URMC | TRAUSI | TRANSDUCER; ULTRASOUND; IMAGING |  | L14-6NS | TRANSDUCER; ULTRASOUND; IMAGING | MINNOA | MINDRAY NORTH AMERICA | JMH02905 | CB2P3C050500 | JONES MEMORIAL HOSPITAL | JONES |  | EMERGENCY ROOM | JMEMERG |  |  | In Service | 10 | 3 |  |  |  |  | 300OP836710 | JMH - EMERGENCY ROOM
URMC | TRAUSI | TRANSDUCER; ULTRASOUND; IMAGING |  | C5-1 | TRANSDUCER; ULTRASOUND; IMAGING | SONULS | SONOSITE ULTRASOUND SYSTEMS | 107589 | 051FY6 | STRONG MEMORIAL HOSPITAL | STRONG |  | OB/GYN ULTRASOUND GROUP; IMAGING | OBGULG-I |  | 3-1400 Triage | In Service | 10 | 3 |  |  |  |  | 050OP136577 | OB/GYN LATTIMORE ROAD
URMC | TRAUSI | TRANSDUCER; ULTRASOUND; IMAGING |  | ECBP-1 | TRANSDUCER; ULTRASOUND; IMAGING | SIUI | Shantou Institute of Ultrasonic Inc | 43732 | 989N-232077R | HIGHLAND HOSPITAL OF ROCHESTER | HIGHLAND |  | HH OPERATING ROOM | OPER |  |  | In Service | 10 | 3 |  |  |  |  | OP857410 | OPERATING ROOM HH
URMC | TRAUSI | TRANSDUCER; ULTRASOUND; IMAGING |  | L12-4S | TRANSDUCER; ULTRASOUND; IMAGING | MINNOA | MINDRAY NORTH AMERICA | 107557 | CAYE43182148 | STRONG MEMORIAL HOSPITAL | STRONG |  | 8-1600; MICU; IMAGING | 8-1600-I |  |  | In Service | 10 | 3 |  |  |  |  | 050OP134574 | 8-1600; MICU
URMC | TRAUSI | TRANSDUCER; ULTRASOUND; IMAGING |  | P2D | PROBE; DOPPLER | GEMEDS | GE MEDICAL SYSTEMS | 43733 | 11AE1837 | HIGHLAND HOSPITAL OF ROCHESTER | HIGHLAND |  | CARDIOLOGY | CARDIO |  |  | In Service | 10 | 3 |  |  |  |  | OP857450 | CARDIOLOGY
URMC | TRAUSI | TRANSDUCER; ULTRASOUND; IMAGING |  | 4VC-D | TRANSDUCER; ULTRASOUND; IMAGING | GEMEDS | GE MEDICAL SYSTEMS | 43734 | 507400YP0 | HIGHLAND HOSPITAL OF ROCHESTER | HIGHLAND |  | CARDIOLOGY | CARDIO |  |  | In Service | 10 | 3 |  |  |  |  | OP857450 | CARDIOLOGY
URMC | TRAUSI | TRANSDUCER; ULTRASOUND; IMAGING |  | RIC5-9-D | TRANSDUCER; ULTRASOUND; IMAGING | GEMEDS | GE MEDICAL SYSTEMS | 77667 | 214280KR0 | HIGHLAND HOSPITAL OF ROCHESTER | HIGHLAND |  | PERINATAL CENTER | PERCEN | 105 | POB suit 105 | In Service | 10 | 3 |  |  |  |  | OP858180 | PERINATAL CLINIC
URMC | TRAUSI | TRANSDUCER; ULTRASOUND; IMAGING |  | RIC5-9-D | TRANSDUCER; ULTRASOUND; IMAGING | GEMEDS | GE MEDICAL SYSTEMS | 85393 | 220788KR4 | HIGHLAND HOSPITAL OF ROCHESTER | HIGHLAND |  | PROFESSIONAL OFFICE BUIDING | POB |  | RM 105 | In Service | 10 | 3 |  |  |  |  | OP859400 | PROFESSIONAL OFFICE BUIDING
URMC | TRAUSI | TRANSDUCER; ULTRASOUND; IMAGING |  | ML-4-20-D | TRANSDUCER; ULTRASOUND; IMAGING | GEMEDS | GE MEDICAL SYSTEMS | 107554 | 238186PD1 | STRONG MEMORIAL HOSPITAL | STRONG |  | Marketplace Advanced Imaging; Imaging | MARADI-I |  |  | In Service | 10 | 3 |  |  |  |  | 050OP137626 | Marketplace Advanced Imaging
URMC | TRAUSI | TRANSDUCER; ULTRASOUND; IMAGING |  | ML-4-20-D | TRANSDUCER; ULTRASOUND; IMAGING | GEMEDS | GE MEDICAL SYSTEMS | 107555 | 238179PD6 | STRONG MEMORIAL HOSPITAL | STRONG |  | Marketplace Advanced Imaging; Imaging | MARADI-I | 1 | Procedure department | In Service | 10 | 3 |  |  |  |  | 050OP137626 | Marketplace Advanced Imaging
URMC | TRAUSI | TRANSDUCER; ULTRASOUND; IMAGING |  | C1-6-D | TRANSDUCER; ULTRASOUND; IMAGING | GEMEDS | GE MEDICAL SYSTEMS | 44059 | 526088YP0 | HIGHLAND HOSPITAL OF ROCHESTER | HIGHLAND |  | CARDIOLOGY | CARDIO | 2 | 1000 South Ave | In Service | 10 | 3 |  |  |  |  | OP857450 | CARDIOLOGY
URMC | TRAUSI | TRANSDUCER; ULTRASOUND; IMAGING |  | L2-9-D | TRANSDUCER; ULTRASOUND; IMAGING | GEMEDS | GE MEDICAL SYSTEMS | 44060 | 239860PD0 | HIGHLAND HOSPITAL OF ROCHESTER | HIGHLAND |  | CARDIOLOGY | CARDIO | 2 | 1000 South Ave | In Service | 10 | 3 |  |  |  |  | OP857450 | CARDIOLOGY
URMC | TRAUSI | TRANSDUCER; ULTRASOUND; IMAGING |  | L2-9-D | TRANSDUCER; ULTRASOUND; IMAGING | GEMEDS | GE MEDICAL SYSTEMS | 107443 | 242547PD8 | STRONG MEMORIAL HOSPITAL | STRONG |  | STRONG WEST IMAGING/RADIOLOGY-IMAGING | SWIMRA-I | 1 | room 2 | In Service | 10 | 3 |  |  |  |  | 050OP139684 | STRONG WEST IMAGING/RADIOLOGY
URMC | TRAUSI | TRANSDUCER; ULTRASOUND; IMAGING |  | C5-1 | TRANSDUCER; ULTRASOUND; IMAGING | SONULS | SONOSITE ULTRASOUND SYSTEMS | 113548 | 05NL57 | STRONG MEMORIAL HOSPITAL | STRONG |  | GCH OPERATING ROOM- IMAGING | GCHOPR-I | 4th | GCHOR | In Service | 10 | 3 |  |  |  |  | 050OP131575 | OPERATING ROOM; SMH
URMC | TRAUSI | TRANSDUCER; ULTRASOUND; IMAGING |  | C10-3 | TRANSDUCER; ULTRASOUND; IMAGING | SONULS | SONOSITE ULTRASOUND SYSTEMS | 113549 | 05NL7N | STRONG MEMORIAL HOSPITAL | STRONG |  | GCH OPERATING ROOM- IMAGING | GCHOPR-I | 4th | GCHOPR | In Service | 10 | 3 |  |  |  |  | 050OP131575 | OPERATING ROOM; SMH
URMC | TRAUSI | TRANSDUCER; ULTRASOUND; IMAGING |  | IC9-RS | TRANSDUCER; ULTRASOUND; IMAGING | GEMEDS | GE MEDICAL SYSTEMS | 113505 | 1414598WX1 | UR MEDICAL FACULTY GROUP | URMFG |  | STRONG FERTILITY CENTER; IMAGING | STRFEC-I |  |  | In Service | 10 | 3 |  |  |  |  | 091OP349803 | STRONG FERTILITY CENTER
URMC | TRAUSI | TRANSDUCER; ULTRASOUND; IMAGING |  | L19-5 | TRANSDUCER; ULTRASOUND; IMAGING | SONULS | SONOSITE ULTRASOUND SYSTEMS | 113552 | 05NLYJ | STRONG MEMORIAL HOSPITAL | STRONG |  | GCH OPERATING ROOM- IMAGING | GCHOPR-I | 4TH |  | In Service | 10 | 3 |  |  |  |  | 050OP131575 | OPERATING ROOM; SMH
URMC | TRAUSI | TRANSDUCER; ULTRASOUND; IMAGING |  | L12-3 | TRANSDUCER; ULTRASOUND; IMAGING | SONULS | SONOSITE ULTRASOUND SYSTEMS | 113551 | 05NP6G | STRONG MEMORIAL HOSPITAL | STRONG |  | GCH OPERATING ROOM- IMAGING | GCHOPR-I | 4TH | GCHOPR | In Service | 10 | 3 |  |  |  |  | 050OP131575 | OPERATING ROOM; SMH
URMC | TRAUSI | TRANSDUCER; ULTRASOUND; IMAGING |  | C1-6-D | TRANSDUCER; ULTRASOUND; IMAGING | GEMEDS | GE MEDICAL SYSTEMS | 113487 | 526544YP2 | STRONG MEMORIAL HOSPITAL | STRONG |  | Marketplace Advanced Imaging; Imaging | MARADI-I |  | room 1 | In Service | 10 | 3 |  |  |  |  | 050OP137626 | Marketplace Advanced Imaging
URMC | TRAUSI | TRANSDUCER; ULTRASOUND; IMAGING |  | C1-6-D | TRANSDUCER; ULTRASOUND; IMAGING | GEMEDS | GE MEDICAL SYSTEMS | 113483 | 526440YP3 | STRONG MEMORIAL HOSPITAL | STRONG |  | Marketplace Advanced Imaging; Imaging | MARADI-I |  | room 2 | In Service | 10 | 3 |  |  |  |  | 050OP137626 | Marketplace Advanced Imaging
URMC | TRAUSI | TRANSDUCER; ULTRASOUND; IMAGING |  | L15-4 | TRANSDUCER; ULTRASOUND; IMAGING | SONULS | SONOSITE ULTRASOUND SYSTEMS | 115458 | 05LDRX | STRONG MEMORIAL HOSPITAL | STRONG |  | Geneseo SMH Multi-Specialty Clinic | GENMSC | G | ORTHO | In Service | 10 | 3 |  |  |  |  | 050OP137650 | Geneseo SMH Multi-Specialty Clinic
URMC | TRAUSI | TRANSDUCER; ULTRASOUND; IMAGING |  | L19-5 | TRANSDUCER; ULTRASOUND; IMAGING | SONULS | SONOSITE ULTRASOUND SYSTEMS | 115457 | 05JKJ8 | STRONG MEMORIAL HOSPITAL | STRONG |  | Geneseo SMH Multi-Specialty Clinic | GENMSC | G | ORTHO | In Service | 10 | 3 |  |  |  |  | 050OP137650 | Geneseo SMH Multi-Specialty Clinic
URMC | TRAUSI | TRANSDUCER; ULTRASOUND; IMAGING |  | C5-1 | TRANSDUCER; ULTRASOUND; IMAGING | SONULS | SONOSITE ULTRASOUND SYSTEMS | 115459 | 05M0CL | STRONG MEMORIAL HOSPITAL | STRONG |  | Geneseo SMH Multi-Specialty Clinic | GENMSC | G | ORTHO | In Service | 10 | 3 |  |  |  |  | 050OP137650 | Geneseo SMH Multi-Specialty Clinic
URMC | TRAUSI | TRANSDUCER; ULTRASOUND; IMAGING |  | L6-24-D | TRANSDUCER; ULTRASOUND; IMAGING | GEMEDS | GE MEDICAL SYSTEMS | 114641 | BT-304590 | STRONG MEMORIAL HOSPITAL | STRONG |  | ORTHOPEDIC CLINIC; PENFIELD | ORTCLP |  | suite 200 | In Service | 10 | 3 |  |  |  |  | 050OP137515 | ORTHOPAEDIC CLINIC
URMC | TRAUSI | TRANSDUCER; ULTRASOUND; IMAGING |  | C1-6-D | TRANSDUCER; ULTRASOUND; IMAGING | GEMEDS | GE MEDICAL SYSTEMS | 114643 | 526187YPO | STRONG MEMORIAL HOSPITAL | STRONG |  | ORTHOPEDIC CLINIC; PENFIELD | ORTCLP | 1 | SUITE 200 | In Service | 10 | 3 |  |  |  |  | 050OP137515 | ORTHOPAEDIC CLINIC
URMC | TRAUSI | TRANSDUCER; ULTRASOUND; IMAGING |  | C3-10-D | TRANSDUCER; ULTRASOUND; IMAGING | GEMEDS | GE MEDICAL SYSTEMS | 114653 | 523872YPO | STRONG MEMORIAL HOSPITAL | STRONG |  | ORTHOPEDIC CLINIC; PENFIELD | ORTCLP | 1 | Suite 200 | In Service | 10 | 3 |  |  |  |  | 050OP137515 | ORTHOPAEDIC CLINIC
URMC | TRAUSI | TRANSDUCER; ULTRASOUND; IMAGING |  | L2-9-D | TRANSDUCER; ULTRASOUND; IMAGING | GEMEDS | GE MEDICAL SYSTEMS | 114648 | 240957PD1 | STRONG MEMORIAL HOSPITAL | STRONG |  | ORTHOPEDIC CLINIC; PENFIELD | ORTCLP |  | Suite 200 | In Service | 10 | 3 |  |  |  |  | 050OP137515 | ORTHOPAEDIC CLINIC
URMC | TRAUSI | TRANSDUCER; ULTRASOUND; IMAGING |  | M5SC-D | TRANSDUCER; ULTRASOUND; IMAGING | GEMEDS | GE MEDICAL SYSTEMS | 114651 | 518711YP7 | STRONG MEMORIAL HOSPITAL | STRONG |  | ORTHOPEDIC CLINIC; PENFIELD | ORTCLP |  | Suite 200 | In Service | 10 | 3 |  |  |  |  | 050OP137515 | ORTHOPAEDIC CLINIC
URMC | TRAUSI | TRANSDUCER; ULTRASOUND; IMAGING |  | 6VT-D | TRANSDUCER; ULTRASOUND; IMAGING | GEMEDS | GE MEDICAL SYSTEMS | 114676 | NO223996 | STRONG MEMORIAL HOSPITAL | STRONG |  | AC-G; ECHOCARDIOGRAPHY; IMAGING | ACGECH-I |  | AC Ground | In Service | 10 | 3 |  |  |  |  | 050OP135565 | AC-G; ECHOCARDIOGRAPHY
URMC | TRAUSI | TRANSDUCER; ULTRASOUND; IMAGING |  | P2D | PROBE; DOPPLER | GEMEDS | GE MEDICAL SYSTEMS | 44052 | 11AE1957 | HIGHLAND HOSPITAL OF ROCHESTER | HIGHLAND |  | UR MEDICINE HEART AND VASCULAR- IMAGING | URMEHV-I |  | 600 Red Creek Echo | In Service | 10 | 3 |  |  |  |  | OP857090 | UR MEDICINE HEART AND VASCULAR
URMC | TRAUSI | TRANSDUCER; ULTRASOUND; IMAGING |  | 9L-D | TRANSDUCER; ULTRASOUND; IMAGING | GEMEDS | GE MEDICAL SYSTEMS | 114059 | 355935WP8 | UR MEDICAL FACULTY GROUP | URMFG |  | FINGER LAKES CARDIOLOGY-CANANDAIGUA | FINLACC |  | FFT POB; Suite 307 (Cardiology) | In Service | 10 | 3 |  |  |  |  | 091OP347057 | FINGER LAKES CARDIOLOGY ASSOCIATES
URMC | TRAUSI | TRANSDUCER; ULTRASOUND; IMAGING |  | M5SC-D | TRANSDUCER; ULTRASOUND; IMAGING | GEMEDS | GE MEDICAL SYSTEMS | 114057 | 506208YP8 | UR MEDICAL FACULTY GROUP | URMFG |  | FINGER LAKES CARDIOLOGY-CANANDAIGUA | FINLACC |  | FFT POB; Suite 307 (Cardiology) | In Service | 10 | 3 |  |  |  |  | 091OP347057 | FINGER LAKES CARDIOLOGY ASSOCIATES
URMC | TRAUSI | TRANSDUCER; ULTRASOUND; IMAGING |  | P2D | PROBE; DOPPLER | GEMEDS | GE MEDICAL SYSTEMS | 114060 | 11AE2250 | UR MEDICAL FACULTY GROUP | URMFG |  | FINGER LAKES CARDIOLOGY-CANANDAIGUA | FINLACC |  | FFT POB; Suite 307 (Cardiology) | In Service | 10 | 3 |  |  |  |  | 091OP347057 | FINGER LAKES CARDIOLOGY ASSOCIATES
URMC | TRAUSI | TRANSDUCER; ULTRASOUND; IMAGING |  | M5SC-D | TRANSDUCER; ULTRASOUND; IMAGING | GEMEDS | GE MEDICAL SYSTEMS | 44013 | 518676YP2 | HIGHLAND HOSPITAL OF ROCHESTER | HIGHLAND |  | CARDIOLOGY | CARDIO | 2 | Highland Hospital | In Service | 10 | 3 |  |  |  |  | OP857450 | CARDIOLOGY
URMC | TRAUSI | TRANSDUCER; ULTRASOUND; IMAGING |  | P2D | PROBE; DOPPLER | GEMEDS | GE MEDICAL SYSTEMS | 44014 | 11AE2167 | HIGHLAND HOSPITAL OF ROCHESTER | HIGHLAND |  | CARDIOLOGY | CARDIO | 2 | Highland Hospital | In Service | 10 | 3 |  |  |  |  | OP857450 | CARDIOLOGY
URMC | TRAUSI | TRANSDUCER; ULTRASOUND; IMAGING |  | C1-6-D | TRANSDUCER; ULTRASOUND; IMAGING | GEMEDS | GE MEDICAL SYSTEMS | 114044 | 516565YP9 | STRONG MEMORIAL HOSPITAL | STRONG |  | OB/GYN ULTRASOUND GROUP; IMAGING | OBGULG-I | gnd | 125 Lattimore RD | In Service | 10 | 3 |  |  |  |  | 050OP136577 | OB/GYN LATTIMORE ROAD
URMC | TRAUSI | TRANSDUCER; ULTRASOUND; IMAGING |  | L19-5 | TRANSDUCER; ULTRASOUND; IMAGING | SONULS | SONOSITE ULTRASOUND SYSTEMS | 114206 | 05N0J0 | STRONG MEMORIAL HOSPITAL | STRONG |  | RADIOLOGY; DIAGNOSTIC; IMAGING | RADDIA-I | G | PICU IR AREA | In Service | 10 | 3 |  |  |  |  | 050OP136555 | IMAGING SCIENCES - SMH
URMC | TRAUSI | TRANSDUCER; ULTRASOUND; IMAGING |  | C10-3 | TRANSDUCER; ULTRASOUND; IMAGING | SONULS | SONOSITE ULTRASOUND SYSTEMS | 114200 | 05LTYY | STRONG MEMORIAL HOSPITAL | STRONG |  | ANESTHESIOLOGY; GROUP 1; IMAGING | ANEST1-I |  |  | In Service | 10 | 3 |  |  |  |  | 050OP136553 | ANESTHESIOLOGY - SMH
URMC | TRAUSI | TRANSDUCER; ULTRASOUND; IMAGING |  | C10-3V | TRANSDUCER; ULTRASOUND; IMAGING | PHIMES | PHILIPS MEDICAL SYSTEMS NORTH AMERICA CO | 108044 | F0JL9T | STRONG MEMORIAL HOSPITAL | STRONG |  | West Ridge Obstetrics & Gynecology Webster | WROBGW | 1 | 1682 Empire blvd; Suite 200 | In Service | 10 | 3 |  |  |  |  | 091OP347613 | West Ridge Obstetrics & Gynecology
URMC | TRAUSI | TRANSDUCER; ULTRASOUND; IMAGING |  | L12-3 | TRANSDUCER; ULTRASOUND; IMAGING | SONULS | SONOSITE ULTRASOUND SYSTEMS | 114197 | 05N0PL | STRONG MEMORIAL HOSPITAL | STRONG |  | ANESTHESIOLOGY; GROUP 1; IMAGING | ANEST1-I |  |  | In Service | 10 | 3 |  |  |  |  | 050OP136553 | ANESTHESIOLOGY - SMH
URMC | TRAUSI | TRANSDUCER; ULTRASOUND; IMAGING |  | L12-3 | TRANSDUCER; ULTRASOUND; IMAGING | SONULS | SONOSITE ULTRASOUND SYSTEMS | 114199 | 05NLXR | STRONG MEMORIAL HOSPITAL | STRONG |  | ANESTHESIOLOGY; GROUP 1; IMAGING | ANEST1-I |  |  | In Service | 10 | 3 |  |  |  |  | 050OP136553 | ANESTHESIOLOGY - SMH
URMC | TRAUSI | TRANSDUCER; ULTRASOUND; IMAGING |  | L12-3 | TRANSDUCER; ULTRASOUND; IMAGING | SONULS | SONOSITE ULTRASOUND SYSTEMS | 114202 | 05NLXQ | STRONG MEMORIAL HOSPITAL | STRONG |  | ANESTHESIOLOGY; GROUP 1; IMAGING | ANEST1-I |  |  | In Service | 10 | 3 |  |  |  |  | 050OP136553 | ANESTHESIOLOGY - SMH
URMC | TRAUSI | TRANSDUCER; ULTRASOUND; IMAGING |  | L19-5 | TRANSDUCER; ULTRASOUND; IMAGING | SONULS | SONOSITE ULTRASOUND SYSTEMS | 114203 | 05N0HG | STRONG MEMORIAL HOSPITAL | STRONG |  | ANESTHESIOLOGY; GROUP 1; IMAGING | ANEST1-I |  |  | In Service | 10 | 3 |  |  |  |  | 050OP136553 | ANESTHESIOLOGY - SMH
URMC | TRAUSI | TRANSDUCER; ULTRASOUND; IMAGING |  | L6-24-D | TRANSDUCER; ULTRASOUND; IMAGING | GEMEDS | GE MEDICAL SYSTEMS | 113529 | BT-304191 | STRONG MEMORIAL HOSPITAL | STRONG |  | RADIOLOGY; DIAGNOSTIC; IMAGING | RADDIA-I | G |  | In Service | 10 | 3 |  |  |  |  | 050OP136555 | IMAGING SCIENCES - SMH
URMC | TRAUSI | TRANSDUCER; ULTRASOUND; IMAGING |  | C1-6VN-D | TRANSDUCER; ULTRASOUND; IMAGING | GEMEDS | GE MEDICAL SYSTEMS | 113530 | 498238YP5 | STRONG MEMORIAL HOSPITAL | STRONG |  | RADIOLOGY; DIAGNOSTIC; IMAGING | RADDIA-I | G |  | In Service | 10 | 3 |  |  |  |  | 050OP136555 | IMAGING SCIENCES - SMH
URMC | TRAUSI | TRANSDUCER; ULTRASOUND; IMAGING |  | 9L-D | TRANSDUCER; ULTRASOUND; IMAGING | GEMEDS | GE MEDICAL SYSTEMS | 113531 | 354015WP0 | STRONG MEMORIAL HOSPITAL | STRONG |  | RADIOLOGY; DIAGNOSTIC; IMAGING | RADDIA-I | G |  | In Service | 10 | 3 |  |  |  |  | 050OP136555 | IMAGING SCIENCES - SMH
URMC | TRAUSI | TRANSDUCER; ULTRASOUND; IMAGING |  | L19-5 | TRANSDUCER; ULTRASOUND; IMAGING | SONULS | SONOSITE ULTRASOUND SYSTEMS | 114207 | 05NX5L | STRONG MEMORIAL HOSPITAL | STRONG |  | RADIOLOGY; DIAGNOSTIC; IMAGING | RADDIA-I | G | PICU | In Service | 10 | 3 |  |  |  |  | 050OP136555 | IMAGING SCIENCES - SMH
URMC | TRAUSI | TRANSDUCER; ULTRASOUND; IMAGING |  | L19-5 | TRANSDUCER; ULTRASOUND; IMAGING | SONULS | SONOSITE ULTRASOUND SYSTEMS | 11426 | 05N0J0 | STRONG MEMORIAL HOSPITAL | STRONG |  | RADIOLOGY; DIAGNOSTIC; IMAGING | RADDIA-I | G | 601 ELMWOOD PICU | In Service | 10 | 3 |  |  |  |  | 050OP136555 | IMAGING SCIENCES - SMH
URMC | TRAUSI | TRANSDUCER; ULTRASOUND; IMAGING |  | RAB-6D | TRANSDUCER; ULTRASOUND; IMAGING | GEMEDS | GE MEDICAL SYSTEMS | 113800 | 1396569WX4 | STRONG MEMORIAL HOSPITAL | STRONG |  | WOMENS GYNECOLOGY & CHILDBERTH ASSO. | WOMGYC-I |  |  | In Service | 10 | 3 |  |  |  |  | 091OP347664 | WOMENS GYNECOLOGY & CHILDBERTH ASSO.
URMC | TRAUSI | TRANSDUCER; ULTRASOUND; IMAGING |  | C2-9-D | TRANSDUCER; ULTRASOUND; IMAGING | GEMEDS | GE MEDICAL SYSTEMS | 113810 | 515423YP2 | STRONG MEMORIAL HOSPITAL | STRONG |  | WOMENS GYNECOLOGY & CHILDBERTH ASSO. | WOMGYC-I |  |  | In Service | 10 | 3 |  |  |  |  | 091OP347664 | WOMENS GYNECOLOGY & CHILDBERTH ASSO.
URMC | TRAUSI | TRANSDUCER; ULTRASOUND; IMAGING |  | RIC10-D | TRANSDUCER; ULTRASOUND; IMAGING | GEMEDS | GE MEDICAL SYSTEMS | 113812 | 322473KR0 | STRONG MEMORIAL HOSPITAL | STRONG |  | WOMENS GYNECOLOGY & CHILDBERTH ASSO. | WOMGYC-I |  |  | In Service | 10 | 3 |  |  |  |  | 091OP347664 | WOMENS GYNECOLOGY & CHILDBERTH ASSO.
URMC | TRAUSI | TRANSDUCER; ULTRASOUND; IMAGING |  | C1-6-D | TRANSDUCER; ULTRASOUND; IMAGING | GEMEDS | GE MEDICAL SYSTEMS | 113860 | 516697YP0 | STRONG MEMORIAL HOSPITAL | STRONG |  | OB/GYN ULTRASOUND GROUP; IMAGING | OBGULG-I |  | 500 Red Creek Drive; Suite 210 | In Service | 10 | 3 |  |  |  |  | 050OP136577 | OB/GYN LATTIMORE ROAD
URMC | TRAUSI | TRANSDUCER; ULTRASOUND; IMAGING |  | C1-6-D | TRANSDUCER; ULTRASOUND; IMAGING | GEMEDS | GE MEDICAL SYSTEMS | 107427 | 51638YP8 | STRONG MEMORIAL HOSPITAL | STRONG |  | UNIVERSITY IMAGING AT EAST RIVER ROAD-IMAGING | UNIMER-I | 2 |  | In Service | 10 | 3 |  |  |  |  | 050OP136547 | UNIVERSITY IMAGING AT EAST RIVER ROAD
URMC | TRAUSI | TRANSDUCER; ULTRASOUND; IMAGING |  | 4C-RS | TRANSDUCER; ULTRASOUND; IMAGING | GEMEDS | GE MEDICAL SYSTEMS | 107664 | 1407611WX1 | STRONG MEMORIAL HOSPITAL | STRONG |  | OB/GYN ULTRASOUND GROUP; IMAGING | OBGULG-I | 3 | 3-1400 | In Service | 10 | 3 |  |  |  |  | 050OP136577 | OB/GYN LATTIMORE ROAD
URMC | TRAUSI | TRANSDUCER; ULTRASOUND; IMAGING |  | E14CL4B | TRANSDUCER; ULTRASOUND; IMAGING | BKMED | B&K MEDICAL SYSTEMS | 43951 | 3167894 | HIGHLAND HOSPITAL OF ROCHESTER | HIGHLAND |  | RADIATION ONCOLOGY; HIGHLAND | RADON1 |  |  | In Service | 10 | 3 |  |  |  |  | OP857480 | RADIATION ONCOLOGY - HH
URMC | TRAUSI | TRANSDUCER; ULTRASOUND; IMAGING |  | E14CL4B | TRANSDUCER; ULTRASOUND; IMAGING | BKMED | B&K MEDICAL SYSTEMS | 43952 | 3167895 | HIGHLAND HOSPITAL OF ROCHESTER | HIGHLAND |  | RADIATION ONCOLOGY; HIGHLAND | RADON1 |  |  | In Service | 10 | 3 |  |  |  |  | OP857480 | RADIATION ONCOLOGY - HH
URMC | TRAUSI | TRANSDUCER; ULTRASOUND; IMAGING |  | RAB6-D | TRANSDUCER; ULTRASOUND; IMAGING | GEMEDS | GE MEDICAL SYSTEMS | 113522 | 1402035WX8 | STRONG MEMORIAL HOSPITAL | STRONG |  | 3-1400; LABOR & DELIVERY | 3-1400 | 3 | 3-1400 | In Service | 10 | 3 |  |  |  |  | 050OP134544 | 3-1400; LABOR & DELIVERY
URMC | TRAUSI | TRANSDUCER; ULTRASOUND; IMAGING |  | C2-9-D | TRANSDUCER; ULTRASOUND; IMAGING | GEMEDS | GE MEDICAL SYSTEMS | 113523 | 515521YP3 | STRONG MEMORIAL HOSPITAL | STRONG |  | 3-1400; LABOR & DELIVERY | 3-1400 | 3 | 3-1400 | In Service | 10 | 3 |  |  |  |  | 050OP134544 | 3-1400; LABOR & DELIVERY
URMC | TRAUSI | TRANSDUCER; ULTRASOUND; IMAGING |  | RIC5-9-D | TRANSDUCER; ULTRASOUND; IMAGING | GEMEDS | GE MEDICAL SYSTEMS | 113524 | 318021KR3 | STRONG MEMORIAL HOSPITAL | STRONG |  | 3-1400; LABOR & DELIVERY | 3-1400 | 3 | 3-1400 | In Service | 10 | 3 |  |  |  |  | 050OP134544 | 3-1400; LABOR & DELIVERY
URMC | TRAUSI | TRANSDUCER; ULTRASOUND; IMAGING |  | C1-6-D | TRANSDUCER; ULTRASOUND; IMAGING | GEMEDS | GE MEDICAL SYSTEMS | 113525 | 514779YP8 | STRONG MEMORIAL HOSPITAL | STRONG |  | 3-1400; LABOR & DELIVERY | 3-1400 | 3 | 3-1400 | In Service | 10 | 3 |  |  |  |  | 050OP134544 | 3-1400; LABOR & DELIVERY
URMC | TRAUSI | TRANSDUCER; ULTRASOUND; IMAGING |  | ML6-15-D | TRANSDUCER; ULTRASONIC; IMAGING | GEMEDS | GE MEDICAL SYSTEMS | 114053 | 354913WP6 | STRONG MEMORIAL HOSPITAL | STRONG |  | RADIOLOGY; GENERAL; IMAGING | RADGEN-I | G | Ultrasound dept North. | In Service | 10 | 3 |  |  |  |  | 050OP136555 | IMAGING SCIENCES - SMH
URMC | TRAUSI | TRANSDUCER; ULTRASOUND; IMAGING |  | 4VC-D | TRANSDUCER; ULTRASOUND; IMAGING | GEMEDS | GE MEDICAL SYSTEMS | 87528 | 520011YP8 | STRONG MEMORIAL HOSPITAL | STRONG |  | AC-G; CLINICAL CARDIOLOGY; IMAGING | ACGCLC-I |  |  | In Service | 10 | 3 |  |  |  |  | 050OP137530 | AC-G; CLINICAL CARDIOLOGY
URMC | TRAUSI | TRANSDUCER; ULTRASOUND; IMAGING |  | ML6-15-D | TRANSDUCER; ULTRASONIC; IMAGING | GEMEDS | GE MEDICAL SYSTEMS | 39641 | 354916WP9 | HIGHLAND HOSPITAL OF ROCHESTER | HIGHLAND |  | ULTRASOUND | ULTRAS | 2 | HH; Ultrasound; 1000 South Ave | In Service | 10 | 3 |  |  |  |  | OP857500 | ULTRASOUND
URMC | TRAUSI | TRANSDUCER; ULTRASOUND; IMAGING |  | M5SC-D | TRANSDUCER; ULTRASOUND; IMAGING | GEMEDS | GE MEDICAL SYSTEMS | 100736 | 482941YP2 | UR MEDICAL FACULTY GROUP | URMFG |  | FINGER LAKES CARDIOLOGY-CLIFTON SPRINGS | FINLACCS |  |  | In Service | 10 | 3 |  |  |  |  | 091OP347057 | FINGER LAKES CARDIOLOGY ASSOCIATES
URMC | TRAUSI | TRANSDUCER; ULTRASOUND; IMAGING |  | L2-9-D | TRANSDUCER; ULTRASOUND; IMAGING | GEMEDS | GE MEDICAL SYSTEMS | 105746 | 230647PD0 | STRONG MEMORIAL HOSPITAL | STRONG |  | RADIOLOGY; DIAGNOSTIC; IMAGING | RADDIA-I |  |  | In Service | 10 | 3 |  |  |  |  | 050OP136555 | IMAGING SCIENCES - SMH
URMC | TRAUSI | TRANSDUCER; ULTRASOUND; IMAGING |  | EL18-4 | TRANSDUCER; ULTRASOUND; IMAGING | PHIMES | PHILIPS MEDICAL SYSTEMS NORTH AMERICA CO | 105675 | (21)F0F2WP | STRONG MEMORIAL HOSPITAL | STRONG |  | CANCER CENTER;GROUND FLR | CANCEG |  | breast imaging | In Service | 10 | 3 |  |  |  |  | 050OP136571 | RADIATION ONCOLOGY - SMH
URMC | TRAUSI | TRANSDUCER; ULTRASOUND; IMAGING |  | ML26-8 | TRANSDUCER; ULTRASOUND; IMAGING | PHIMES | PHILIPS MEDICAL SYSTEMS NORTH AMERICA CO | 105673 | (21)F0F2WP | STRONG MEMORIAL HOSPITAL | STRONG |  | CANCER CENTER;GROUND FLR | CANCEG | g | breast imaging | In Service | 10 | 3 |  |  |  |  | 050OP136571 | RADIATION ONCOLOGY - SMH
URMC | TRAUSI | TRANSDUCER; ULTRASOUND; IMAGING |  | 4C-RS | TRANSDUCER; ULTRASOUND; IMAGING | GEMEDS | GE MEDICAL SYSTEMS | 102150 | 1294610WX9 | STRONG MEMORIAL HOSPITAL | STRONG |  | OB/GYN ULTRASOUND GROUP; IMAGING | OBGULG-I | 3 | SMH / 3.1406 | In Service | 10 | 3 |  |  |  |  | 050OP136577 | OB/GYN LATTIMORE ROAD
URMC | TRAUSI | TRANSDUCER; ULTRASOUND; IMAGING |  | C3-10-D | TRANSDUCER; ULTRASOUND; IMAGING | GEMEDS | GE MEDICAL SYSTEMS | 105901 | 489366YP5 | STRONG MEMORIAL HOSPITAL | STRONG |  | RADIOLOGY; DIAGNOSTIC; IMAGING | RADDIA-I |  | ED SMH | In Service | 10 | 3 |  |  |  |  | 050OP136555 | IMAGING SCIENCES - SMH
URMC | TRAUSI | TRANSDUCER; ULTRASOUND; IMAGING |  | ML6-15-D | TRANSDUCER; ULTRASONIC; IMAGING | GEMEDS | GE MEDICAL SYSTEMS | 105902 | 334788WP7 | STRONG MEMORIAL HOSPITAL | STRONG |  | RADIOLOGY; DIAGNOSTIC; IMAGING | RADDIA-I |  | ED SMH | In Service | 10 | 3 |  |  |  |  | 050OP136555 | IMAGING SCIENCES - SMH
URMC | TRAUSI | TRANSDUCER; ULTRASOUND; IMAGING |  | M5SC-D | TRANSDUCER; ULTRASOUND; IMAGING | GEMEDS | GE MEDICAL SYSTEMS | 105903 | 482790YP3 | STRONG MEMORIAL HOSPITAL | STRONG |  | RADIOLOGY; DIAGNOSTIC; IMAGING | RADDIA-I |  | ED SMH | In Service | 10 | 3 |  |  |  |  | 050OP136555 | IMAGING SCIENCES - SMH
URMC | TRAUSI | TRANSDUCER; ULTRASOUND; IMAGING |  | L2-9-D | TRANSDUCER; ULTRASOUND; IMAGING | GEMEDS | GE MEDICAL SYSTEMS | 105904 | 230970PD6 | STRONG MEMORIAL HOSPITAL | STRONG |  | RADIOLOGY; DIAGNOSTIC; IMAGING | RADDIA-I |  | ED SMH | In Service | 10 | 3 |  |  |  |  | 050OP136555 | IMAGING SCIENCES - SMH
URMC | TRAUSI | TRANSDUCER; ULTRASOUND; IMAGING |  | L8-18I-D | TRANSDUCER; ULTRASONIC | GEMEDS | GE MEDICAL SYSTEMS | 105905 | 330432WP6 | STRONG MEMORIAL HOSPITAL | STRONG |  | RADIOLOGY; DIAGNOSTIC; IMAGING | RADDIA-I |  | ED SMH | In Service | 10 | 3 |  |  |  |  | 050OP136555 | IMAGING SCIENCES - SMH
URMC | TRAUSI | TRANSDUCER; ULTRASOUND; IMAGING |  | C1-6-D | TRANSDUCER; ULTRASOUND; IMAGING | GEMEDS | GE MEDICAL SYSTEMS | 105906 | 488911YP9 | STRONG MEMORIAL HOSPITAL | STRONG |  | RADIOLOGY; DIAGNOSTIC; IMAGING | RADDIA-I |  | ED SMH | In Service | 10 | 3 |  |  |  |  | 050OP136555 | IMAGING SCIENCES - SMH
URMC | TRAUSI | TRANSDUCER; ULTRASOUND; IMAGING |  | RM6C | TRANSDUCER; ULTRASOUND; IMAGING | GEMEDS | GE MEDICAL SYSTEMS | 42104 | 241903KR4 | HIGHLAND HOSPITAL OF ROCHESTER | HIGHLAND |  | PERINATAL CENTER | PERCEN |  |  | In Service | 10 | 3 |  |  |  |  | OP858180 | PERINATAL CLINIC
URMC | TRAUSI | TRANSDUCER; ULTRASOUND; IMAGING |  | RIC5-9A-RS | TRANSDUCER; ULTRASOUND; IMAGING | GEMEDS | GE MEDICAL SYSTEMS | 104229 | 310467KR6 | UR MEDICAL FACULTY GROUP | URMFG |  | STRONG FERTILITY CENTER; IMAGING | STRFEC-I | 2 |  | In Service | 10 | 3 |  |  |  |  | 091OP349803 | STRONG FERTILITY CENTER
URMC | TRAUSI | TRANSDUCER; ULTRASOUND; IMAGING |  | IC9-RS | TRANSDUCER; ULTRASOUND; IMAGING | GEMEDS | GE MEDICAL SYSTEMS | 104236 | 1311226WX3 | UR MEDICAL FACULTY GROUP | URMFG |  | STRONG FERTILITY CENTER; IMAGING | STRFEC-I |  |  | In Service | 10 | 3 |  |  |  |  | 091OP349803 | STRONG FERTILITY CENTER
URMC | TRAUSI | TRANSDUCER; ULTRASOUND; IMAGING |  | IC9-RS | TRANSDUCER; ULTRASOUND; IMAGING | GEMEDS | GE MEDICAL SYSTEMS | 104276 | 1311716WX3 | UR MEDICAL FACULTY GROUP | URMFG |  | STRONG FERTILITY CENTER; IMAGING | STRFEC-I | 2 |  | In Service | 10 | 3 |  |  |  |  | 091OP349803 | STRONG FERTILITY CENTER
URMC | TRAUSI | TRANSDUCER; ULTRASOUND; IMAGING |  | L4-12T-RS | TRANSDUCER; ULTRASOUND; IMAGING | GEMEDS | GE MEDICAL SYSTEMS | 105202 | 128479WX7 | STRONG MEMORIAL HOSPITAL | STRONG |  | ANESTHESIOLOGY; GROUP 1; IMAGING | ANEST1-I |  |  | In Service | 10 | 3 |  |  |  |  | 050OP136553 | ANESTHESIOLOGY - SMH
URMC | TRAUSI | TRANSDUCER; ULTRASOUND; IMAGING |  | C1-5-RS | TRANSDUCER; ULTRASOUND; IMAGING | GEMEDS | GE MEDICAL SYSTEMS | 105203 | 1291966WX8 | STRONG MEMORIAL HOSPITAL | STRONG |  | ANESTHESIOLOGY; GROUP 1; IMAGING | ANEST1-I |  |  | In Service | 10 | 3 |  |  |  |  | 050OP136553 | ANESTHESIOLOGY - SMH
URMC | TRAUSI | TRANSDUCER; ULTRASOUND; IMAGING |  | L12-4S | TRANSDUCER; ULTRASOUND; IMAGING | MINNOA | MINDRAY NORTH AMERICA | 105198 | CAYE39175407 | STRONG MEMORIAL HOSPITAL | STRONG |  | 8-3400; RESPIRATORY SPECIAL CARE; IMAGIN | 8-3400-I |  |  | In Service | 10 | 3 |  |  |  |  | 050OP134592 | 8-3400; RESPIRATORY SPECIAL CARE
URMC | TRAUSI | TRANSDUCER; ULTRASOUND; IMAGING |  | 4C-RS | TRANSDUCER; ULTRASOUND; IMAGING | GEMEDS | GE MEDICAL SYSTEMS | 42055 | 1306541WK2 | HIGHLAND HOSPITAL OF ROCHESTER | HIGHLAND |  | OB/GYN DEPARTMENT | OBGDEP | 3 | 3RD 3 TRIAGE | In Service | 10 | 3 |  |  |  |  | OP858140 | OB/GYN DEPARTMENT
URMC | TRAUSI | TRANSDUCER; ULTRASOUND; IMAGING |  | 4VC-D | TRANSDUCER; ULTRASOUND; IMAGING | GEMEDS | GE MEDICAL SYSTEMS | 105197 | 484658YP0 | STRONG MEMORIAL HOSPITAL | STRONG |  | AC-G; ECHOCARDIOGRAPHY; IMAGING | ACGECH-I |  |  | In Service | 10 | 3 |  |  |  |  | 050OP135565 | AC-G; ECHOCARDIOGRAPHY
URMC | TRAUSI | TRANSDUCER; ULTRASOUND; IMAGING |  | 9L-D | TRANSDUCER; ULTRASOUND; IMAGING | GEMEDS | GE MEDICAL SYSTEMS | 105207 | 324320WP1 | STRONG MEMORIAL HOSPITAL | STRONG |  | UR VASCULAR SURGERY- IMAGING | URVASU-I |  | 140 Canal View | In Service | 10 | 3 |  |  |  |  | 050OP137529 | UR VASCULAR SURGERY
URMC | TRAUSI | TRANSDUCER; ULTRASOUND; IMAGING |  | 4C-RS | TRANSDUCER; ULTRASOUND; IMAGING | GEMEDS | GE MEDICAL SYSTEMS | 97602 | 1273521WX3 | STRONG MEMORIAL HOSPITAL | STRONG |  | 3-1400; LABOR & DELIVERY | 3-1400 |  | RM20 | In Service | 10 | 3 |  |  |  |  | 050OP134544 | 3-1400; LABOR & DELIVERY
URMC | TRAUSI | TRANSDUCER; ULTRASOUND; IMAGING |  | C4-1S | TRANSDUCER; ULTRASOUND; IMAGING | MINNOA | MINDRAY NORTH AMERICA | 105212 | CR1B18000352 | STRONG MEMORIAL HOSPITAL | STRONG |  | 8-3600; SICU; IMAGING | 8-3600-I |  |  | In Service | 10 | 3 |  |  |  |  | 050OP134575 | 8-3600; SICU
URMC | TRAUSI | TRANSDUCER; ULTRASOUND; IMAGING |  | C4-1S | TRANSDUCER; ULTRASOUND; IMAGING | MINNOA | MINDRAY NORTH AMERICA | 105213 | CR1B18000349 | STRONG MEMORIAL HOSPITAL | STRONG |  | 8-1400; SURGICAL PROGRESSIVE CARE/SICU | 8-1400 |  |  | In Service | 10 | 3 |  |  |  |  | 050OP134572 | 8-1400; SURGICAL PROG CARE/SICU
URMC | TRAUSI | TRANSDUCER; ULTRASOUND; IMAGING |  | V11-3WS | TRANSDUCER; ULTRASOUND; IMAGING | MINNOA | MINDRAY NORTH AMERICA | 105195 | LDL3A017209 | STRONG MEMORIAL HOSPITAL | STRONG |  | EMERGENCY DEPT-SMH; IMAGING | ED-SMH-I |  | acute 1 | In Service | 10 | 3 |  |  |  |  | 050OP138501 | EMERGENCY DEPARTMENT -SMH
URMC | TRAUSI | TRANSDUCER; ULTRASOUND; IMAGING |  | PRB6000 | TRANSDUCER; ULTRASOUND; IMAGING | LABMET | LABORIE MEDICAL TECH. CORP. | 105310 | PRB-6000/0M8141513 | STRONG MEMORIAL HOSPITAL | STRONG |  | UROLOGY AT SAWGRASS; IMAGING | UROSAW-I |  | 158 SAWGRASS | In Service | 10 | 3 |  |  |  |  | 050OP137518 | AC-2; UROLOGY
URMC | TRAUSI | TRANSDUCER; ULTRASOUND; IMAGING |  | C1-6-D | TRANSDUCER; ULTRASOUND; IMAGING | GEMEDS | GE MEDICAL SYSTEMS | 105953 | 490891YP9 | STRONG MEMORIAL HOSPITAL | STRONG |  | OB/GYN ULTRASOUND GROUP; IMAGING | OBGULG-I |  |  | In Service | 10 | 3 |  |  |  |  | 050OP136577 | OB/GYN LATTIMORE ROAD
URMC | TRAUSI | TRANSDUCER; ULTRASOUND; IMAGING |  | RIC5-9A-RS | TRANSDUCER; ULTRASOUND; IMAGING | GEMEDS | GE MEDICAL SYSTEMS | 105201 | 220176KR2 | STRONG MEMORIAL HOSPITAL | STRONG |  | OB/GYN ULTRASOUND GROUP; IMAGING | OBGULG-I | 3 | 3-1400 | In Service | 10 | 3 |  |  |  |  | 050OP136577 | OB/GYN LATTIMORE ROAD
URMC | TRAUSI | TRANSDUCER; ULTRASOUND; IMAGING |  | L2-9-D | TRANSDUCER; ULTRASOUND; IMAGING | GEMEDS | GE MEDICAL SYSTEMS | 105883 | 231142PD1 | STRONG MEMORIAL HOSPITAL | STRONG |  | PEDIATRIC IMAGING | PEDIMA-I |  |  | In Service | 10 | 3 |  |  |  |  | 050OP136555 | IMAGING SCIENCES - SMH
URMC | TRAUSI | TRANSDUCER; ULTRASOUND; IMAGING |  | L2-9-D | TRANSDUCER; ULTRASOUND; IMAGING | GEMEDS | GE MEDICAL SYSTEMS | 42098 | 231710PD5 | HIGHLAND HOSPITAL OF ROCHESTER | HIGHLAND |  | ULTRASOUND | ULTRAS | GND | Ultrasound Room 2 SE218 | In Service | 10 | 3 |  |  |  |  | OP857500 | ULTRASOUND
URMC | TRAUSI | TRANSDUCER; ULTRASOUND; IMAGING |  | C3-10-D | TRANSDUCER; ULTRASOUND; IMAGING | GEMEDS | GE MEDICAL SYSTEMS | 105898 | 489387YP1 | STRONG MEMORIAL HOSPITAL | STRONG |  | UNIVERSITY IMAGING AT EAST RIVER ROAD-IMAGING | UNIMER-I | 2nd | 200 East River Road | In Service | 10 | 3 |  |  |  |  | 050OP136547 | UNIVERSITY IMAGING AT EAST RIVER ROAD
URMC | TRAUSI | TRANSDUCER; ULTRASOUND; IMAGING |  | ML6-15-D | TRANSDUCER; ULTRASONIC; IMAGING | GEMEDS | GE MEDICAL SYSTEMS | 100737 | 336267WP0 | STRONG MEMORIAL HOSPITAL | STRONG |  | UNIVERSITY IMAGING AT EAST RIVER ROAD-IMAGING | UNIMER-I | 2 | 200 East River Road | In Service | 10 | 3 |  |  |  |  | 050OP136547 | UNIVERSITY IMAGING AT EAST RIVER ROAD
URMC | TRAUSI | TRANSDUCER; ULTRASOUND; IMAGING |  | RC60XI | TRANSDUCER; ULTRASOUND; IMAGING; 5-2 MHZ | SONULS | SONOSITE ULTRASOUND SYSTEMS | 105992 | 05JKLX | STRONG MEMORIAL HOSPITAL | STRONG |  | PHYSICAL THERAPY - OFFSITE | PHYTHO |  | suite 250 | In Service | 10 | 3 |  |  |  |  | 050OP137589 | PEDS OUTPATIENT PHYSICAL THERAPY
URMC | TRAUSI | TRANSDUCER; ULTRASOUND; IMAGING |  | L25X/13-6 | TRANSDUCER; ULTRASONIC | SONULS | SONOSITE ULTRASOUND SYSTEMS | 105993 | 04N297 | STRONG MEMORIAL HOSPITAL | STRONG |  | RADIOLOGY; DIAGNOSTIC; IMAGING | RADDIA-I |  |  | In Service | 10 | 3 |  |  |  |  | 050OP136555 | IMAGING SCIENCES - SMH
URMC | TRAUSI | TRANSDUCER; ULTRASOUND; IMAGING |  | L2-9-D | TRANSDUCER; ULTRASOUND; IMAGING | GEMEDS | GE MEDICAL SYSTEMS | 105990 | 232086PD9 | STRONG MEMORIAL HOSPITAL | STRONG |  | UNIVERSITY IMAGING AT EAST RIVER ROAD-IMAGING | UNIMER-I |  | 200 east river road | In Service | 10 | 3 |  |  |  |  | 050OP136547 | UNIVERSITY IMAGING AT EAST RIVER ROAD
URMC | TRAUSI | TRANSDUCER; ULTRASOUND; IMAGING |  | RAB2-6-RS | TRANSDUCER; ULTRASOUND; IMAGING | GEMEDS | GE MEDICAL SYSTEMS | 105991 | 1124778WX0 | UR MEDICAL FACULTY GROUP | URMFG |  | UR OB/GYN ASSOCIATES OF THE FINGERLAKES- IMAGING | UROBAF-I |  | this is a RAB6-rs probe | In Service | 10 | 3 |  |  |  |  | 091OP347558 | UR OB/GYN ASSOCIATES OF THE FINGERLAKES
URMC | TRAUSI | TRANSDUCER; ULTRASOUND; IMAGING |  | C1-6-D | TRANSDUCER; ULTRASOUND; IMAGING | GEMEDS | GE MEDICAL SYSTEMS | 106336 |  | STRONG MEMORIAL HOSPITAL | STRONG |  | Marketplace Advanced Imaging | MARADI | gnd | 10 Miracle mile Road | In Service | 10 | 3 |  |  |  |  | 050OP137626 | Marketplace Advanced Imaging
URMC | TRAUSI | TRANSDUCER; ULTRASOUND; IMAGING |  | M5SC-D | TRANSDUCER; ULTRASOUND; IMAGING | GEMEDS | GE MEDICAL SYSTEMS | 106337 | 487311YP3 | STRONG MEMORIAL HOSPITAL | STRONG |  | Marketplace Advanced Imaging | MARADI | gnd | 10 Miracle Mile dr | In Service | 10 | 3 |  |  |  |  | 050OP137626 | Marketplace Advanced Imaging
URMC | TRAUSI | TRANSDUCER; ULTRASOUND; IMAGING |  | ML6-15-D | TRANSDUCER; ULTRASONIC; IMAGING | GEMEDS | GE MEDICAL SYSTEMS | 106338 | 337129WP1 | STRONG MEMORIAL HOSPITAL | STRONG |  | Marketplace Advanced Imaging | MARADI | gnd | 10 Miracle Mile Dr. | In Service | 10 | 3 |  |  |  |  | 050OP137626 | Marketplace Advanced Imaging
URMC | TRAUSI | TRANSDUCER; ULTRASOUND; IMAGING |  | L2-9-D | TRANSDUCER; ULTRASOUND; IMAGING | GEMEDS | GE MEDICAL SYSTEMS | 106339 | 232561PD1 | STRONG MEMORIAL HOSPITAL | STRONG |  | Marketplace Advanced Imaging | MARADI | gnd | 10 Miracle Mile Advanced Imaging | In Service | 10 | 3 |  |  |  |  | 050OP137626 | Marketplace Advanced Imaging
URMC | TRAUSI | TRANSDUCER; ULTRASOUND; IMAGING |  | C3-10-D | TRANSDUCER; ULTRASOUND; IMAGING | GEMEDS | GE MEDICAL SYSTEMS | 106342 | 489362YP4 | STRONG MEMORIAL HOSPITAL | STRONG |  | Marketplace Advanced Imaging | MARADI | gnd | 10 miracle mile Advanced Imaginig | In Service | 10 | 3 |  |  |  |  | 050OP137626 | Marketplace Advanced Imaging
URMC | TRAUSI | TRANSDUCER; ULTRASOUND; IMAGING |  | L8-18I-D | TRANSDUCER; ULTRASONIC | GEMEDS | GE MEDICAL SYSTEMS | 106340 | 333532WP0 | STRONG MEMORIAL HOSPITAL | STRONG |  | Marketplace Advanced Imaging | MARADI | gnd | 10 miracle mile dr Advanced imaging | In Service | 10 | 3 |  |  |  |  | 050OP137626 | Marketplace Advanced Imaging
URMC | TRAUSI | TRANSDUCER; ULTRASOUND; IMAGING |  | M5SC-D | TRANSDUCER; ULTRASOUND; IMAGING | GEMEDS | GE MEDICAL SYSTEMS | 106134 | 489942YP3 | STRONG MEMORIAL HOSPITAL | STRONG |  | AC-G; ECHOCARDIOGRAPHY; IMAGING | ACGECH-I | G | AC-G | In Service | 10 | 3 |  |  |  |  | 050OP135565 | AC-G; ECHOCARDIOGRAPHY
URMC | TRAUSI | TRANSDUCER; ULTRASOUND; IMAGING |  | L15-4 | TRANSDUCER; ULTRASOUND; IMAGING | SONULS | SONOSITE ULTRASOUND SYSTEMS | 42169 | 05HC7V | HIGHLAND HOSPITAL OF ROCHESTER | HIGHLAND |  | DEPT OF SURGERY - HH | SURGHH |  | or | In Service | 10 | 3 |  |  |  |  | OP858150 | DEPT OF SURGERY
URMC | TRAUSI | TRANSDUCER; ULTRASOUND; IMAGING |  | L12-3 | TRANSDUCER; ULTRASOUND; IMAGING | SONULS | SONOSITE ULTRASOUND SYSTEMS | 42170 | 05K2VP | HIGHLAND HOSPITAL OF ROCHESTER | HIGHLAND |  | DEPT OF SURGERY - HH | SURGHH |  | or | In Service | 10 | 3 |  |  |  |  | OP858150 | DEPT OF SURGERY
URMC | TRAUSI | TRANSDUCER; ULTRASOUND; IMAGING |  | RIC5-9-D | TRANSDUCER; ULTRASOUND; IMAGING | GEMEDS | GE MEDICAL SYSTEMS | 106139 | 248059KR8 | STRONG MEMORIAL HOSPITAL | STRONG |  | RADIOLOGY; DIAGNOSTIC; IMAGING | RADDIA-I | GNd | ED | In Service | 10 | 3 |  |  |  |  | 050OP136555 | IMAGING SCIENCES - SMH
URMC | TRAUSI | TRANSDUCER; ULTRASOUND; IMAGING |  | L19-5 | TRANSDUCER; ULTRASOUND; IMAGING | SONULS | SONOSITE ULTRASOUND SYSTEMS | 105994 | 05K2P3 | UR MEDICAL FACULTY GROUP | URMFG |  | ORTHO WEBSTER- IMAGING | ORTWEB-I |  |  | In Service | 10 | 3 |  |  |  |  | 091OP347524 | ORTHO WEBSTER
URMC | TRAUSI | TRANSDUCER; ULTRASOUND; IMAGING |  | L15-4 | TRANSDUCER; ULTRASOUND; IMAGING | SONULS | SONOSITE ULTRASOUND SYSTEMS | 105995 | 05JLQB | UR MEDICAL FACULTY GROUP | URMFG |  | ORTHO WEBSTER- IMAGING | ORTWEB-I |  |  | In Service | 10 | 3 |  |  |  |  | 091OP347524 | ORTHO WEBSTER
URMC | TRAUSI | TRANSDUCER; ULTRASOUND; IMAGING |  | C5-1 | TRANSDUCER; ULTRASOUND; IMAGING | SONULS | SONOSITE ULTRASOUND SYSTEMS | 105996 | 05JZBS | UR MEDICAL FACULTY GROUP | URMFG |  | ORTHO WEBSTER- IMAGING | ORTWEB-I |  |  | In Service | 10 | 3 |  |  |  |  | 091OP347524 | ORTHO WEBSTER
URMC | TRAUSI | TRANSDUCER; ULTRASOUND; IMAGING |  | IC5-9-D | TRANSDUCER; ULTRASOUND; IMAGING | GEMEDS | GE MEDICAL SYSTEMS | 105998 | 1326780WX2 | STRONG MEMORIAL HOSPITAL | STRONG |  | RADIOLOGY; DIAGNOSTIC; IMAGING | RADDIA-I |  | ed ultrasound | In Service | 10 | 3 |  |  |  |  | 050OP136555 | IMAGING SCIENCES - SMH
URMC | TRAUSI | TRANSDUCER; ULTRASOUND; IMAGING |  | L12-4S | TRANSDUCER; ULTRASOUND; IMAGING | MINNOA | MINDRAY NORTH AMERICA | 106065 | CAYE38177737 | STRONG MEMORIAL HOSPITAL | STRONG |  | EMERGENCY DEPT-SMH; IMAGING | ED-SMH-I | GND | ED / Trauma Bay | In Service | 10 | 3 |  |  |  |  | 050OP138501 | EMERGENCY DEPARTMENT -SMH
URMC | TRAUSI | TRANSDUCER; ULTRASOUND; IMAGING |  | M5SC-D | TRANSDUCER; ULTRASOUND; IMAGING | GEMEDS | GE MEDICAL SYSTEMS | 94523 | 489987YP8 | UR MEDICAL FACULTY GROUP | URMFG |  | FINGER LAKES CARDIOLOGY-CANANDAIGUA | FINLACC |  |  | In Service | 10 | 3 |  |  |  |  | 091OP347057 | FINGER LAKES CARDIOLOGY ASSOCIATES
URMC | TRAUSI | TRANSDUCER; ULTRASOUND; IMAGING |  | L2-9-D | TRANSDUCER; ULTRASOUND; IMAGING | GEMEDS | GE MEDICAL SYSTEMS | 106068 | 232997PD7 | STRONG MEMORIAL HOSPITAL | STRONG |  | UNIVERSITY IMAGING AT EAST RIVER ROAD-IMAGING | UNIMER-I | 2 |  | In Service | 10 | 3 |  |  |  |  | 050OP136547 | UNIVERSITY IMAGING AT EAST RIVER ROAD
URMC | TRAUSI | TRANSDUCER; ULTRASOUND; IMAGING |  | C1-6-D | TRANSDUCER; ULTRASOUND; IMAGING | GEMEDS | GE MEDICAL SYSTEMS | 100730 | 491208YP5 | STRONG MEMORIAL HOSPITAL | STRONG |  | UNIVERSITY IMAGING AT EAST RIVER ROAD-IMAGING | UNIMER-I | 2nd | 200 East River Road | In Service | 10 | 3 |  |  |  |  | 050OP136547 | UNIVERSITY IMAGING AT EAST RIVER ROAD
URMC | TRAUSI | TRANSDUCER; ULTRASOUND; IMAGING |  | HFL38XI | TRANSDUCER; ULTRASOUND; IMAGING | SONULS | SONOSITE ULTRASOUND SYSTEMS | 43725 | 05LW2H | HIGHLAND HOSPITAL OF ROCHESTER | HIGHLAND |  | ANESTHESIA | ANESTH |  |  | In Service | 10 | 3 |  |  |  |  | OP857520 | ANESTHESIA
URMC | TRAUSI | TRANSDUCER; ULTRASOUND; IMAGING |  | C1-6-D | TRANSDUCER; ULTRASOUND; IMAGING | GEMEDS | GE MEDICAL SYSTEMS | 107445 | 508496YP7 | STRONG MEMORIAL HOSPITAL | STRONG |  | West Ridge Obstetrics & Gynecology Greece | WROBGG |  | 3101 west ridge road building D | In Service | 10 | 3 |  |  |  |  | 091OP347613 | West Ridge Obstetrics & Gynecology
URMC | TRAUSI | TRANSDUCER; ULTRASOUND; IMAGING |  | L15-4 | TRANSDUCER; ULTRASOUND; IMAGING | SONULS | SONOSITE ULTRASOUND SYSTEMS | 43700 | 05LFL4 | HIGHLAND HOSPITAL OF ROCHESTER | HIGHLAND |  | ANESTHESIA | ANESTH |  |  | In Service | 10 | 3 |  |  |  |  | OP857520 | ANESTHESIA
URMC | TRAUSI | TRANSDUCER; ULTRASOUND; IMAGING |  | L12-3 | TRANSDUCER; ULTRASOUND; IMAGING | SONULS | SONOSITE ULTRASOUND SYSTEMS | 43701 | 05LWBR | HIGHLAND HOSPITAL OF ROCHESTER | HIGHLAND |  | ANESTHESIA | ANESTH |  |  | In Service | 10 | 3 |  |  |  |  | OP857520 | ANESTHESIA
URMC | TRAUSI | TRANSDUCER; ULTRASOUND; IMAGING |  | C5-1 | TRANSDUCER; ULTRASOUND; IMAGING | SONULS | SONOSITE ULTRASOUND SYSTEMS | 43699 | 05LV3N | HIGHLAND HOSPITAL OF ROCHESTER | HIGHLAND |  | ANESTHESIA | ANESTH |  |  | In Service | 10 | 3 |  |  |  |  | OP857520 | ANESTHESIA
URMC | TRAUSI | TRANSDUCER; ULTRASOUND; IMAGING |  | 6VT-D | TRANSDUCER; ULTRASOUND; IMAGING | GEMEDS | GE MEDICAL SYSTEMS | 106945 | NO226064 | HIGHLAND HOSPITAL OF ROCHESTER | HIGHLAND |  | CARDIOLOGY | CARDIO |  | HH Cardiology | In Service | 10 | 3 |  |  |  |  | OP857450 | CARDIOLOGY
URMC | TRAUSI | TRANSDUCER; ULTRASOUND; IMAGING |  | 4VC-D | TRANSDUCER; ULTRASOUND; IMAGING | GEMEDS | GE MEDICAL SYSTEMS | 107154 | 502162YP1 | STRONG MEMORIAL HOSPITAL | STRONG |  | AC-G; ECHOCARDIOGRAPHY; IMAGING | ACGECH-I |  |  | In Service | 10 | 3 |  |  |  |  | 050OP135565 | AC-G; ECHOCARDIOGRAPHY
URMC | TRAUSI | TRANSDUCER; ULTRASOUND; IMAGING |  | L2-9-D | TRANSDUCER; ULTRASOUND; IMAGING | GEMEDS | GE MEDICAL SYSTEMS | 107177 | 236504PD7 | STRONG MEMORIAL HOSPITAL | STRONG |  | RADIOLOGY; DIAGNOSTIC; IMAGING | RADDIA-I |  | 156 west ave brockport | In Service | 10 | 3 |  |  |  |  | 050OP136555 | IMAGING SCIENCES - SMH
URMC | TRAUSI | TRANSDUCER; ULTRASOUND; IMAGING |  | RIC5-9-D | TRANSDUCER; ULTRASOUND; IMAGING | GEMEDS | GE MEDICAL SYSTEMS | 105490 | 316926KR5 | STRONG MEMORIAL HOSPITAL | STRONG |  | Marketplace Advanced Imaging; Imaging | MARADI-I |  | room 1 | In Service | 10 | 3 |  |  |  |  | 050OP137626 | Marketplace Advanced Imaging
URMC | TRAUSI | TRANSDUCER; ULTRASOUND; IMAGING |  | L12-3 | TRANSDUCER; ULTRASOUND; IMAGING | SONULS | SONOSITE ULTRASOUND SYSTEMS | 43694 | 05LWBW | HIGHLAND HOSPITAL OF ROCHESTER | HIGHLAND |  | ANESTHESIA | ANESTH |  | pacu | In Service | 10 | 3 |  |  |  |  | OP857520 | ANESTHESIA
URMC | TRAUSI | TRANSDUCER; ULTRASOUND; IMAGING |  | L15-4 | TRANSDUCER; ULTRASOUND; IMAGING | SONULS | SONOSITE ULTRASOUND SYSTEMS | 43697 | 05M37P | HIGHLAND HOSPITAL OF ROCHESTER | HIGHLAND |  | ANESTHESIA | ANESTH |  | pacu | In Service | 10 | 3 |  |  |  |  | OP857520 | ANESTHESIA
URMC | TRAUSI | TRANSDUCER; ULTRASOUND; IMAGING |  | C5-1 | TRANSDUCER; ULTRASOUND; IMAGING | SONULS | SONOSITE ULTRASOUND SYSTEMS | 43695 | 05LWM3 | HIGHLAND HOSPITAL OF ROCHESTER | HIGHLAND |  | ANESTHESIA | ANESTH |  | pacu | In Service | 10 | 3 |  |  |  |  | OP857520 | ANESTHESIA
URMC | TRAUSI | TRANSDUCER; ULTRASOUND; IMAGING |  | 9L-RS | TRANSDUCER; ULTRASOUND; IMAGING | GEMEDS | GE MEDICAL SYSTEMS | 106975 | 151673YP1 | STRONG MEMORIAL HOSPITAL | STRONG |  | MULTISPECIALTY SUITE AT FF THOMPSON | MUSFFT |  | FFT POB; Suite 007 | In Service | 10 | 3 |  |  |  |  | 050OP137562 | MULTISPECIALTY SUITE- FF THOMPSON
URMC | TRAUSI | TRANSDUCER; ULTRASOUND; IMAGING |  | 4VC-D | TRANSDUCER; ULTRASOUND; IMAGING | GEMEDS | GE MEDICAL SYSTEMS | 107316 | 502457YPS | STRONG MEMORIAL HOSPITAL | STRONG |  | AC-G; ECHOCARDIOGRAPHY; IMAGING | ACGECH-I |  |  | In Service | 10 | 3 |  |  |  |  | 050OP135565 | AC-G; ECHOCARDIOGRAPHY
URMC | TRAUSI | TRANSDUCER; ULTRASOUND; IMAGING |  | RM6C | TRANSDUCER; ULTRASOUND; IMAGING | GEMEDS | GE MEDICAL SYSTEMS | 107184 | 217747KRS | HIGHLAND HOSPITAL OF ROCHESTER | HIGHLAND |  | PROFESSIONAL OFFICE BUIDING | POB |  | frist floor | In Service | 10 | 3 |  |  |  |  | OP859400 | PROFESSIONAL OFFICE BUIDING
URMC | TRAUSI | TRANSDUCER; ULTRASOUND; IMAGING |  | SC5-1NS | TRANSDUCER; ULTRASOUND; IMAGING | MINNOA | MINDRAY NORTH AMERICA | 107185 | HX5X42022145 | HIGHLAND HOSPITAL OF ROCHESTER | HIGHLAND |  | EMERGENCY DEPARTMENT - HH | ED-HH |  |  | In Service | 10 | 3 |  |  |  |  | OP856160 | EMERGENCY DEPARTMENT - HH
URMC | TRAUSI | TRANSDUCER; ULTRASOUND; IMAGING |  | E11C313 | TRANSDUCER; ULTRASOUND; IMAGING | BKMED | B&K MEDICAL SYSTEMS | 107186 | 3166334 | STRONG MEMORIAL HOSPITAL | STRONG |  | UROLOGY AT SAWGRASS; IMAGING | UROSAW-I |  | sawgrass | In Service | 10 | 3 |  |  |  |  | 050OP137518 | AC-2; UROLOGY
URMC | TRAUSI | TRANSDUCER; ULTRASOUND; IMAGING |  | M5SC-D | TRANSDUCER; ULTRASOUND; IMAGING | GEMEDS | GE MEDICAL SYSTEMS | 107403 | 506172YP6 | STRONG MEMORIAL HOSPITAL | STRONG |  | AC-G; ECHOCARDIOGRAPHY; IMAGING | ACGECH-I |  |  | In Service | 10 | 3 |  |  |  |  | 050OP135565 | AC-G; ECHOCARDIOGRAPHY
URMC | TRAUSI | TRANSDUCER; ULTRASOUND; IMAGING |  | C1-6-D | TRANSDUCER; ULTRASOUND; IMAGING | GEMEDS | GE MEDICAL SYSTEMS | 77671 | 508326YP6 | STRONG MEMORIAL HOSPITAL | STRONG |  | UNIVERSITY IMAGING AT EAST RIVER ROAD-IMAGING | UNIMER-I |  |  | In Service | 10 | 3 |  |  |  |  | 050OP136547 | UNIVERSITY IMAGING AT EAST RIVER ROAD
URMC | TRAUSI | TRANSDUCER; ULTRASOUND; IMAGING |  | RIC5-9A-RS | TRANSDUCER; ULTRASOUND; IMAGING | GEMEDS | GE MEDICAL SYSTEMS | 107425 | 208296KR4 | STRONG MEMORIAL HOSPITAL | STRONG |  | OB/GYN ULTRASOUND GROUP; IMAGING | OBGULG-I | 3 | 3-1400 | In Service | 10 | 3 |  |  |  |  | 050OP136577 | OB/GYN LATTIMORE ROAD
URMC | TRAUSI | TRANSDUCER; ULTRASOUND; IMAGING |  | C3-10-D | TRANSDUCER; ULTRASOUND; IMAGING | GEMEDS | GE MEDICAL SYSTEMS | 75019 | 507666YP6 | STRONG MEMORIAL HOSPITAL | STRONG |  | UNIVERSITY IMAGING AT EAST RIVER ROAD-IMAGING | UNIMER-I |  | This probe currently resides in Strong ED ultrasound | In Service | 10 | 3 |  |  |  |  | 050OP136547 | UNIVERSITY IMAGING AT EAST RIVER ROAD
URMC | TRAUSI | TRANSDUCER; ULTRASOUND; IMAGING |  | M5SC-D | TRANSDUCER; ULTRASOUND; IMAGING | GEMEDS | GE MEDICAL SYSTEMS | 107430 | 5446812 | HIGHLAND HOSPITAL OF ROCHESTER | HIGHLAND |  | UR MEDICINE HEART AND VASCULAR- IMAGING | URMEHV-I |  | 600 redcreek | In Service | 10 | 3 |  |  |  |  | OP857090 | UR MEDICINE HEART AND VASCULAR
URMC | TRAUSI | TRANSDUCER; ULTRASOUND; IMAGING |  | RIC5-9-D | TRANSDUCER; ULTRASOUND; IMAGING | GEMEDS | GE MEDICAL SYSTEMS | 107456 | 318607KR9 | STRONG MEMORIAL HOSPITAL | STRONG |  | OB/GYN; LATTIMORE ROAD IMAGING | OBGLAT-I |  |  | In Service | 10 | 3 |  |  |  |  | 050OP136577 | OB/GYN LATTIMORE ROAD
URMC | TRAUSI | TRANSDUCER; ULTRASOUND; IMAGING |  | 10043556 | TRANSDUCER; ULTRASOUND; IMAGING | SIEMES | SIEMENS MED SYSTEMS | 107075 | 24230006 | STRONG MEMORIAL HOSPITAL | STRONG |  | CARDIOLOGY; CARDIAC CATH LAB ;IMAGING | CARCA2-I | G | Cath Lab 3 | In Service | 10 | 3 |  |  |  |  | 050OP135525 | CARDIOLOGY; CARDIAC CATH LAB
URMC | TRAUSI | TRANSDUCER; ULTRASOUND; IMAGING |  | C1-6-D | TRANSDUCER; ULTRASOUND; IMAGING | GEMEDS | GE MEDICAL SYSTEMS | 107205 | 503884YP9 | STRONG MEMORIAL HOSPITAL | STRONG |  | STRONG WEST IMAGING/RADIOLOGY-IMAGING | SWIMRA-I | 1 | Strong West Brockport | In Service | 10 | 3 |  |  |  |  | 050OP139684 | STRONG WEST IMAGING/RADIOLOGY
URMC | TRAUSI | TRANSDUCER; ULTRASOUND; IMAGING |  | E14CL4B | TRANSDUCER; ULTRASOUND; IMAGING | BKMED | B&K MEDICAL SYSTEMS | 107182 | 3166938 | STRONG MEMORIAL HOSPITAL | STRONG |  | URMC UROLOGY BATAVIA; IMAGING | URMURB-I |  | sawgrass 158 | In Service | 10 | 3 |  |  |  |  | 050OP137594 | URMC UROLOGY BATAVIA
URMC | TRAUSI | TRANSDUCER; ULTRASOUND; IMAGING |  | P2D | PROBE; DOPPLER | GEMEDS | GE MEDICAL SYSTEMS | 107156 | 11AE1519 | HIGHLAND HOSPITAL OF ROCHESTER | HIGHLAND |  | UR MEDICINE HEART AND VASCULAR- IMAGING | URMEHV-I |  | 600 Red Creek | In Service | 10 | 3 |  |  |  |  | OP857090 | UR MEDICINE HEART AND VASCULAR
URMC | TRAUSI | TRANSDUCER; ULTRASOUND; IMAGING |  | L12-3 | TRANSDUCER; ULTRASOUND; IMAGING | SONULS | SONOSITE ULTRASOUND SYSTEMS | 107180 | 05BLGN | STRONG MEMORIAL HOSPITAL | STRONG |  | MARKETPLACE PACU IMAGING | MARPCU-I |  |  | In Service | 10 | 3 |  |  |  |  | 050OP135701 | Marketplace- SURGERY/PACU/SPD
URMC | TRAUSI | TRANSDUCER; ULTRASOUND; IMAGING |  | L12-3 | TRANSDUCER; ULTRASOUND; IMAGING | SONULS | SONOSITE ULTRASOUND SYSTEMS | 107181 | 05C4LW | STRONG MEMORIAL HOSPITAL | STRONG |  | MARKETPLACE PACU IMAGING | MARPCU-I |  |  | In Service | 10 | 3 |  |  |  |  | 050OP135701 | Marketplace- SURGERY/PACU/SPD
URMC | TRAUSI | TRANSDUCER; ULTRASOUND; IMAGING |  | HFL38XI | TRANSDUCER; ULTRASOUND; IMAGING | SONULS | SONOSITE ULTRASOUND SYSTEMS | 43622 | 050RH5 | HIGHLAND HOSPITAL OF ROCHESTER | HIGHLAND |  | ANESTHESIA | ANESTH |  |  | In Service | 10 | 3 |  |  |  |  | OP857520 | ANESTHESIA
URMC | TRAUSI | TRANSDUCER; ULTRASOUND; IMAGING |  | HFL38XI | TRANSDUCER; ULTRASOUND; IMAGING | SONULS | SONOSITE ULTRASOUND SYSTEMS | 43623 | 04RV4T | HIGHLAND HOSPITAL OF ROCHESTER | HIGHLAND |  | ANESTHESIA | ANESTH |  |  | In Service | 10 | 3 |  |  |  |  | OP857520 | ANESTHESIA
URMC | TRAUSI | TRANSDUCER; ULTRASOUND; IMAGING |  | HFL38XI | TRANSDUCER; ULTRASOUND; IMAGING | SONULS | SONOSITE ULTRASOUND SYSTEMS | 43624 | 05K2TC | HIGHLAND HOSPITAL OF ROCHESTER | HIGHLAND |  | ANESTHESIA | ANESTH |  |  | In Service | 10 | 3 |  |  |  |  | OP857520 | ANESTHESIA
URMC | TRAUSI | TRANSDUCER; ULTRASOUND; IMAGING |  | HFL38XI | TRANSDUCER; ULTRASOUND; IMAGING | SONULS | SONOSITE ULTRASOUND SYSTEMS | 43625 | 05K2TB | HIGHLAND HOSPITAL OF ROCHESTER | HIGHLAND |  | ANESTHESIA | ANESTH |  |  | In Service | 10 | 3 |  |  |  |  | OP857520 | ANESTHESIA
URMC | TRAUSI | TRANSDUCER; ULTRASOUND; IMAGING |  | RC60XI | TRANSDUCER; ULTRASOUND; IMAGING; 5-2 MHZ | SONULS | SONOSITE ULTRASOUND SYSTEMS | 105949 | 04JMY6 | STRONG MEMORIAL HOSPITAL | STRONG |  | ORTHOPAEDICS & REHABILITATION VICTOR | ORTVIC |  |  | In Service | 10 | 3 |  |  |  |  | 091OP347557 | ORTHOPAEDICS & REHABILITATION VICTOR
URMC | TRAUSI | TRANSDUCER; ULTRASOUND; IMAGING |  | ML6-15-D | TRANSDUCER; ULTRASONIC; IMAGING | GEMEDS | GE MEDICAL SYSTEMS | 100728 | 344298WP5 | STRONG MEMORIAL HOSPITAL | STRONG |  | RADIOLOGY; DIAGNOSTIC; IMAGING | RADDIA-I | G | ED ultrasound | In Service | 10 | 3 |  |  |  |  | 050OP136555 | IMAGING SCIENCES - SMH
URMC | TRAUSI | TRANSDUCER; ULTRASOUND; IMAGING |  | C2-9-D | TRANSDUCER; ULTRASOUND; IMAGING | GEMEDS | GE MEDICAL SYSTEMS | 106941 | 496769YP1 | HIGHLAND HOSPITAL OF ROCHESTER | HIGHLAND |  | ULTRASOUND | ULTRAS |  | room 2 | In Service | 10 | 3 |  |  |  |  | OP857500 | ULTRASOUND
URMC | TRAUSI | TRANSDUCER; ULTRASOUND; IMAGING |  | RAB2-6-RS | TRANSDUCER; ULTRASOUND; IMAGING | GEMEDS | GE MEDICAL SYSTEMS | 106942 | 1304563WX8 | STRONG MEMORIAL HOSPITAL | STRONG |  | OB/GYN ULTRASOUND GROUP; IMAGING | OBGULG-I | 3 |  | In Service | 10 | 3 |  |  |  |  | 050OP136577 | OB/GYN LATTIMORE ROAD
URMC | TRAUSI | TRANSDUCER; ULTRASOUND; IMAGING |  | RIC5-9A-RS | TRANSDUCER; ULTRASOUND; IMAGING | GEMEDS | GE MEDICAL SYSTEMS | 106943 | 294664KR8 | UR MEDICAL FACULTY GROUP | URMFG |  | STRONG FERTILITY CENTER; IMAGING | STRFEC-I | 2 | 500 red creek suit 200 | In Service | 10 | 3 |  |  |  |  | 091OP349803 | STRONG FERTILITY CENTER
URMC | TRAUSI | TRANSDUCER; ULTRASOUND; IMAGING |  | L25X/13-6 | TRANSDUCER; ULTRASONIC | SONULS | SONOSITE ULTRASOUND SYSTEMS | 105950 | 03K57G | STRONG MEMORIAL HOSPITAL | STRONG |  | AC-3; PULMONARY LAB; IMAGING | AC3PUL-I | 3 | Recovery | In Service | 10 | 3 |  |  |  |  | 050OP135516 | AC-3; PULMONARY LAB
URMC | TRAUSI | TRANSDUCER; ULTRASOUND; IMAGING |  | L8-18I-D | TRANSDUCER; ULTRASONIC | GEMEDS | GE MEDICAL SYSTEMS | 106091 | 333643WP5 | STRONG MEMORIAL HOSPITAL | STRONG |  | RADIOLOGY; DIAGNOSTIC; IMAGING | RADDIA-I | G | Peds Ultrasound | In Service | 10 | 3 |  |  |  |  | 050OP136555 | IMAGING SCIENCES - SMH
URMC | TRAUSI | TRANSDUCER; ULTRASOUND; IMAGING |  | 4VC-D | TRANSDUCER; ULTRASOUND; IMAGING | GEMEDS | GE MEDICAL SYSTEMS | 97603 | 502060YP7 | STRONG MEMORIAL HOSPITAL | STRONG |  | NUCLEAR CARDIOLOGY; IMAGING | NUCCAR-I |  |  | In Service | 10 | 3 |  |  |  |  | 050OP135560 | NUCLEAR CARDIOLOGY
URMC | TRAUSI | TRANSDUCER; ULTRASOUND; IMAGING |  | ML6-15-D | TRANSDUCER; ULTRASONIC; IMAGING | GEMEDS | GE MEDICAL SYSTEMS | 75779 | 345676WP1 | STRONG MEMORIAL HOSPITAL | STRONG |  | RADIOLOGY; DIAGNOSTIC; IMAGING | RADDIA-I |  |  | In Service | 10 | 3 |  |  |  |  | 050OP136555 | IMAGING SCIENCES - SMH
URMC | TRAUSI | TRANSDUCER; ULTRASOUND; IMAGING |  | C3-10-D | TRANSDUCER; ULTRASOUND; IMAGING | GEMEDS | GE MEDICAL SYSTEMS | 106353 | 497949YP8 | STRONG MEMORIAL HOSPITAL | STRONG |  | PEDIATRIC IMAGING | PEDIMA-I | GND | ED south | In Service | 10 | 3 |  |  |  |  | 050OP136555 | IMAGING SCIENCES - SMH
URMC | TRAUSI | TRANSDUCER; ULTRASOUND; IMAGING |  | C1-6-D | TRANSDUCER; ULTRASOUND; IMAGING | GEMEDS | GE MEDICAL SYSTEMS | 42210 | 494002YP9 | HIGHLAND HOSPITAL OF ROCHESTER | HIGHLAND |  | ULTRASOUND | ULTRAS | 2 | 1000 South Ave; Imaging | In Service | 10 | 3 |  |  |  |  | OP857500 | ULTRASOUND
URMC | TRAUSI | TRANSDUCER; ULTRASOUND; IMAGING |  | RIC5-9A-RS | TRANSDUCER; ULTRASOUND; IMAGING | GEMEDS | GE MEDICAL SYSTEMS | 39118 | 315700KR5 | HIGHLAND HOSPITAL OF ROCHESTER | HIGHLAND |  | OB/GYN DEPARTMENT | OBGDEP | 3 | 3rd floor Triage | In Service | 10 | 3 |  |  |  |  | OP858140 | OB/GYN DEPARTMENT
URMC | TRAUSI | TRANSDUCER; ULTRASOUND; IMAGING |  | L6-24-D | TRANSDUCER; ULTRASOUND; IMAGING | GEMEDS | GE MEDICAL SYSTEMS | 106135 | BT-302494 | STRONG MEMORIAL HOSPITAL | STRONG |  | PEDIATRIC IMAGING | PEDIMA-I |  |  | In Service | 10 | 3 |  |  |  |  | 050OP136555 | IMAGING SCIENCES - SMH
URMC | TRAUSI | TRANSDUCER; ULTRASOUND; IMAGING |  | RIC5-9A-RS | TRANSDUCER; ULTRASOUND; IMAGING | GEMEDS | GE MEDICAL SYSTEMS | 106938 | 315423KR4 | UR MEDICAL FACULTY GROUP | URMFG |  | STRONG FERTILITY CENTER; IMAGING | STRFEC-I | 2 | 200 | In Service | 10 | 3 |  |  |  |  | 091OP349803 | STRONG FERTILITY CENTER
URMC | TRAUSI | TRANSDUCER; ULTRASOUND; IMAGING |  | 6VT-D | TRANSDUCER; ULTRASOUND; IMAGING | GEMEDS | GE MEDICAL SYSTEMS | 107042 | NO224988 | STRONG MEMORIAL HOSPITAL | STRONG |  | AC-G; ECHOCARDIOGRAPHY; IMAGING | ACGECH-I |  |  | In Service | 10 | 3 |  |  |  |  | 050OP135565 | AC-G; ECHOCARDIOGRAPHY
URMC | TRAUSI | TRANSDUCER; ULTRASOUND; IMAGING |  | P4-2S | TRANSDUCER; ULTRASOUND; IMAGING | MINNOA | MINDRAY NORTH AMERICA | 107071 | VSM38088616 | STRONG MEMORIAL HOSPITAL | STRONG |  | EMERGENCY DEPT-SMH; IMAGING | ED-SMH-I | Gnd | ED | In Service | 10 | 3 |  |  |  |  | 050OP138501 | EMERGENCY DEPARTMENT -SMH
URMC | TRAUSI | TRANSDUCER; ULTRASOUND; IMAGING |  | RIC5-9A-RS | TRANSDUCER; ULTRASOUND; IMAGING | GEMEDS | GE MEDICAL SYSTEMS | 107072 | 285242KR4 | UR MEDICAL FACULTY GROUP | URMFG |  | STRONG FERTILITY CENTER; IMAGING | STRFEC-I | 2 | 500 Red Creek Dr. Suite 220 | In Service | 10 | 3 |  |  |  |  | 091OP349803 | STRONG FERTILITY CENTER
URMC | TRAUSI | TRANSDUCER; ULTRASOUND; IMAGING |  | P2D | PROBE; DOPPLER | GEMEDS | GE MEDICAL SYSTEMS | 106940 | 11AE1075 | STRONG MEMORIAL HOSPITAL | STRONG |  | AC-G; ECHOCARDIOGRAPHY; IMAGING | ACGECH-I |  | ac ground echo | In Service | 10 | 3 |  |  |  |  | 050OP135565 | AC-G; ECHOCARDIOGRAPHY
URMC | TRAUSI | TRANSDUCER; ULTRASOUND; IMAGING |  | 10043556 | TRANSDUCER; ULTRASOUND; IMAGING | SIEMES | SIEMENS MED SYSTEMS | 107073 | 24130043 | STRONG MEMORIAL HOSPITAL | STRONG |  | AC-G; CLINICAL CARDIOLOGY; IMAGING | ACGCLC-I | G | AC Ground | In Service | 10 | 3 |  |  |  |  | 050OP137530 | AC-G; CLINICAL CARDIOLOGY
URMC | TRAUSI | TRANSDUCER; ULTRASOUND; IMAGING |  | RIC5-9A-RS | TRANSDUCER; ULTRASOUND; IMAGING | GEMEDS | GE MEDICAL SYSTEMS | 106939 | 268567KR5 | STRONG MEMORIAL HOSPITAL | STRONG |  | OB/GYN; LATTIMORE ROAD IMAGING | OBGLAT-I |  |  | In Service | 10 | 3 |  |  |  |  | 050OP136577 | OB/GYN LATTIMORE ROAD
URMC | TRAUSI | TRANSDUCER; ULTRASOUND; IMAGING |  | C1-6-D | TRANSDUCER; ULTRASOUND; IMAGING | GEMEDS | GE MEDICAL SYSTEMS | 42250 | 499112YP1 | HIGHLAND HOSPITAL OF ROCHESTER | HIGHLAND |  | ULTRASOUND | ULTRAS |  |  | In Service | 10 | 3 |  |  |  |  | OP857500 | ULTRASOUND
URMC | TRAUSI | TRANSDUCER; ULTRASOUND; IMAGING |  | L2-9-D | TRANSDUCER; ULTRASOUND; IMAGING | GEMEDS | GE MEDICAL SYSTEMS | 103127 | 222500PD1 | STRONG MEMORIAL HOSPITAL | STRONG |  | RADIOLOGY; DIAGNOSTIC; IMAGING | RADDIA-I |  | 156 west Ave Brockport | In Service | 10 | 3 |  |  |  |  | 050OP136555 | IMAGING SCIENCES - SMH
URMC | TRAUSI | TRANSDUCER; ULTRASOUND; IMAGING |  | IC5-9-D | TRANSDUCER; ULTRASOUND; IMAGING | GEMEDS | GE MEDICAL SYSTEMS | 103175 | 1250774WX5 | STRONG MEMORIAL HOSPITAL | STRONG |  | University Imaging Batavia | UNIMBA-I | Gnd |  | In Service | 10 | 3 |  |  |  |  | 050OP137630 | University Imaging Batavia
URMC | TRAUSI | TRANSDUCER; ULTRASOUND; IMAGING |  | C3-10-D | TRANSDUCER; ULTRASOUND; IMAGING | GEMEDS | GE MEDICAL SYSTEMS | 103185 | 464619YP6 | STRONG MEMORIAL HOSPITAL | STRONG |  | University Imaging Batavia | UNIMBA-I | Gnd |  | In Service | 10 | 3 |  |  |  |  | 050OP137630 | University Imaging Batavia
URMC | TRAUSI | TRANSDUCER; ULTRASOUND; IMAGING |  | C1-6-D | TRANSDUCER; ULTRASOUND; IMAGING | GEMEDS | GE MEDICAL SYSTEMS | 103184 | 463735YP1 | STRONG MEMORIAL HOSPITAL | STRONG |  | University Imaging Batavia | UNIMBA-I | Gnd |  | In Service | 10 | 3 |  |  |  |  | 050OP137630 | University Imaging Batavia
URMC | TRAUSI | TRANSDUCER; ULTRASOUND; IMAGING |  | L2-9-D | TRANSDUCER; ULTRASOUND; IMAGING | GEMEDS | GE MEDICAL SYSTEMS | 103183 | 222223PD0 | STRONG MEMORIAL HOSPITAL | STRONG |  | University Imaging Batavia | UNIMBA-I | GND | currently at strong west room one loaner from batavia due to back order issues | In Service | 10 | 3 |  |  |  |  | 050OP137630 | University Imaging Batavia
URMC | TRAUSI | TRANSDUCER; ULTRASOUND; IMAGING |  | IC5-9-D | TRANSDUCER; ULTRASOUND; IMAGING | GEMEDS | GE MEDICAL SYSTEMS | 103178 | 1236052WX5 | STRONG MEMORIAL HOSPITAL | STRONG |  | University Imaging Batavia | UNIMBA-I | GND |  | In Service | 10 | 3 |  |  |  |  | 050OP137630 | University Imaging Batavia
URMC | TRAUSI | TRANSDUCER; ULTRASOUND; IMAGING |  | M5SC-D | TRANSDUCER; ULTRASOUND; IMAGING | GEMEDS | GE MEDICAL SYSTEMS | 103182 | 461192YP7 | STRONG MEMORIAL HOSPITAL | STRONG |  | University Imaging Batavia | UNIMBA-I | Gnd |  | In Service | 10 | 3 |  |  |  |  | 050OP137630 | University Imaging Batavia
URMC | TRAUSI | TRANSDUCER; ULTRASOUND; IMAGING |  | ML6-15-D | TRANSDUCER; ULTRASONIC; IMAGING | GEMEDS | GE MEDICAL SYSTEMS | 103181 | 319053WP5 | STRONG MEMORIAL HOSPITAL | STRONG |  | University Imaging Batavia | UNIMBA-I | GND |  | In Service | 10 | 3 |  |  |  |  | 050OP137630 | University Imaging Batavia
URMC | TRAUSI | TRANSDUCER; ULTRASOUND; IMAGING |  | L2-9-D | TRANSDUCER; ULTRASOUND; IMAGING | GEMEDS | GE MEDICAL SYSTEMS | 103180 | 222323PD8 | STRONG MEMORIAL HOSPITAL | STRONG |  | University Imaging Batavia | UNIMBA-I | GND |  | In Service | 10 | 3 |  |  |  |  | 050OP137630 | University Imaging Batavia
URMC | TRAUSI | TRANSDUCER; ULTRASOUND; IMAGING |  | C1-6-D | TRANSDUCER; ULTRASOUND; IMAGING | GEMEDS | GE MEDICAL SYSTEMS | 103179 | 463229YP5 | STRONG MEMORIAL HOSPITAL | STRONG |  | University Imaging Batavia | UNIMBA-I | Gnd |  | In Service | 10 | 3 |  |  |  |  | 050OP137630 | University Imaging Batavia
URMC | TRAUSI | TRANSDUCER; ULTRASOUND; IMAGING |  | C3-10-D | TRANSDUCER; ULTRASOUND; IMAGING | GEMEDS | GE MEDICAL SYSTEMS | 103177 | 464617YPO | STRONG MEMORIAL HOSPITAL | STRONG |  | University Imaging Batavia | UNIMBA-I | GND |  | In Service | 10 | 3 |  |  |  |  | 050OP137630 | University Imaging Batavia
URMC | TRAUSI | TRANSDUCER; ULTRASOUND; IMAGING |  | L10-22-RS | PROBE; ULTRASONIC | GEMEDS | GE MEDICAL SYSTEMS | 103239 | 946261WX5 | STRONG MEMORIAL HOSPITAL | STRONG |  | PEDIATRIC NURSING IMAGING | PEDNUR-I |  | GCH PICC US 02 | In Service | 11 | 2 |  |  |  |  | 050OP234528 | PEDIATRIC NURSING
URMC | TRAUSI | TRANSDUCER; ULTRASOUND; IMAGING |  | L4-20T-RS | TRANSDUCER; ULTRASOUND; IMAGING | GEMEDS | GE MEDICAL SYSTEMS | 103238 | 1218993WX2 | STRONG MEMORIAL HOSPITAL | STRONG |  | PEDIATRIC NURSING IMAGING | PEDNUR-I |  | GCH PICC US 02 | In Service | 10 | 3 |  |  |  |  | 050OP234528 | PEDIATRIC NURSING
URMC | TRAUSI | TRANSDUCER; ULTRASOUND; IMAGING |  | C5-1 | TRANSDUCER; ULTRASOUND; IMAGING | SONULS | SONOSITE ULTRASOUND SYSTEMS | 102574 | 05DDC6 | STRONG MEMORIAL HOSPITAL | STRONG |  | University Orthopedics Imaging | UNIORT-I |  | Suite 120 | In Service | 10 | 3 |  |  |  |  | 050OP137515 | ORTHOPAEDIC CLINIC
URMC | TRAUSI | TRANSDUCER; ULTRASOUND; IMAGING |  | L15-4 | TRANSDUCER; ULTRASOUND; IMAGING | SONULS | SONOSITE ULTRASOUND SYSTEMS | 102575 | 05DFM0 | STRONG MEMORIAL HOSPITAL | STRONG |  | University Orthopedics Imaging | UNIORT-I |  | Suite 120 | In Service | 10 | 3 |  |  |  |  | 050OP137515 | ORTHOPAEDIC CLINIC
URMC | TRAUSI | TRANSDUCER; ULTRASOUND; IMAGING |  | L19-5 | TRANSDUCER; ULTRASOUND; IMAGING | SONULS | SONOSITE ULTRASOUND SYSTEMS | 102576 | 05DF9Z | STRONG MEMORIAL HOSPITAL | STRONG |  | University Orthopedics Imaging | UNIORT-I |  | Suite 120 | In Service | 10 | 3 |  |  |  |  | 050OP137515 | ORTHOPAEDIC CLINIC
URMC | TRAUSI | TRANSDUCER; ULTRASOUND; IMAGING |  | 10043556 | TRANSDUCER; ULTRASOUND; IMAGING | SIEMES | SIEMENS MED SYSTEMS | 102288 | 31583544 | STRONG MEMORIAL HOSPITAL | STRONG |  | CARDIOLOGY; ELECTROPHYSIOLOGY; IMAGING | CARELE-I |  | EP Lab1/2 | In Service | 10 | 3 |  |  |  |  | 050OP135570 | CARDIOLOGY;ELECTROPHYSIOLOGY G-1200
URMC | TRAUSI | TRANSDUCER; ULTRASOUND; IMAGING |  | 4C-RS | TRANSDUCER; ULTRASOUND; IMAGING | GEMEDS | GE MEDICAL SYSTEMS | 10102279 | 1243089WX8 | STRONG MEMORIAL HOSPITAL | STRONG |  | OB/GYN; LATTIMORE ROAD IMAGING | OBGLAT-I |  | 125 Latimore Rd Family Planning | In Service | 10 | 3 |  |  |  |  | 050OP136577 | OB/GYN LATTIMORE ROAD
URMC | TRAUSI | TRANSDUCER; ULTRASOUND; IMAGING |  | PRB6000 | TRANSDUCER; ULTRASOUND; IMAGING | LABMET | LABORIE MEDICAL TECH. CORP. | 102528 | PRB6000/0M4137933 | STRONG MEMORIAL HOSPITAL | STRONG |  | IP 2-1800 IMAGING | 2-1800-I |  |  | In Service | 10 | 3 |  |  |  |  | 050OP134565 | G-1600 MEDICAL / SURGICAL
URMC | TRAUSI | TRANSDUCER; ULTRASOUND; IMAGING |  | C5-1 | TRANSDUCER; ULTRASOUND; IMAGING | PHIMES | PHILIPS MEDICAL SYSTEMS NORTH AMERICA CO | 102529 | F0C0CZ | ST JAMES HOSPITAL | STJAMES |  | RADIOLOGY - IMAGING | SJRADI-I | 1 | 7329 seneca RD north - hornell | In Service | 10 | 3 |  |  |  |  | SJH7320 | SJH - RADIOLOGY
URMC | TRAUSI | TRANSDUCER; ULTRASOUND; IMAGING |  | M5SC-D | TRANSDUCER; ULTRASOUND; IMAGING | GEMEDS | GE MEDICAL SYSTEMS | 102533 | 454727YP9 | HIGHLAND HOSPITAL OF ROCHESTER | HIGHLAND |  | UR MEDICINE HEART AND VASCULAR- IMAGING | URMEHV-I |  |  | In Service | 10 | 3 |  |  |  |  | OP857090 | UR MEDICINE HEART AND VASCULAR
URMC | TRAUSI | TRANSDUCER; ULTRASOUND; IMAGING |  | RIC5-9A-RS | TRANSDUCER; ULTRASOUND; IMAGING | GEMEDS | GE MEDICAL SYSTEMS | 102278 | 299361KR6 | STRONG MEMORIAL HOSPITAL | STRONG |  | OB/GYN; LATTIMORE ROAD IMAGING | OBGLAT-I |  | I25 Latimore RD Family Planning | In Service | 10 | 3 |  |  |  |  | 050OP136577 | OB/GYN LATTIMORE ROAD
URMC | TRAUSI | TRANSDUCER; ULTRASOUND; IMAGING |  | C1-5-RS | TRANSDUCER; ULTRASOUND; IMAGING | GEMEDS | GE MEDICAL SYSTEMS | 39514 | 1249475WX3 | HIGHLAND HOSPITAL OF ROCHESTER | HIGHLAND |  | PERINATAL CENTER | PERCEN | 3 | floor 3 room 2 | In Service | 10 | 3 |  |  |  |  | OP858180 | PERINATAL CLINIC
URMC | TRAUSI | TRANSDUCER; ULTRASOUND; IMAGING |  | V11-3WS | TRANSDUCER; ULTRASOUND; IMAGING | MINNOA | MINDRAY NORTH AMERICA | 84469 | LDL34016574 | STRONG MEMORIAL HOSPITAL | STRONG |  | EMERGENCY DEPT-SMH; IMAGING | ED-SMH-I |  | Verticare | In Service | 10 | 3 |  |  |  |  | 050OP138501 | EMERGENCY DEPARTMENT -SMH
URMC | TRAUSI | TRANSDUCER; ULTRASOUND; IMAGING |  | RIC5-9A-RS | TRANSDUCER; ULTRASOUND; IMAGING | GEMEDS | GE MEDICAL SYSTEMS | 39512 | 299938KR1 | HIGHLAND HOSPITAL OF ROCHESTER | HIGHLAND |  | PERINATAL CENTER | PERCEN | 3 | floor 3 room 2 | In Service | 10 | 3 |  |  |  |  | OP858180 | PERINATAL CLINIC
URMC | TRAUSI | TRANSDUCER; ULTRASOUND; IMAGING |  | IC5-9-D | TRANSDUCER; ULTRASOUND; IMAGING | GEMEDS | GE MEDICAL SYSTEMS | 40894 | 1243820WX6 | HIGHLAND HOSPITAL OF ROCHESTER | HIGHLAND |  | PERINATAL CENTER | PERCEN |  | POB RM 105 | In Service | 10 | 3 |  |  |  |  | OP858180 | PERINATAL CLINIC
URMC | TRAUSI | TRANSDUCER; ULTRASOUND; IMAGING |  | L12-4S | TRANSDUCER; ULTRASOUND; IMAGING | MINNOA | MINDRAY NORTH AMERICA | 103265 | HX5P12104975 | STRONG MEMORIAL HOSPITAL | STRONG |  | 8-3400; RESPIRATORY SPECIAL CARE; IMAGIN | 8-3400-I |  |  | In Service | 10 | 3 |  |  |  |  | 050OP134592 | 8-3400; RESPIRATORY SPECIAL CARE
URMC | TRAUSI | TRANSDUCER; ULTRASOUND; IMAGING |  | L12-3 | TRANSDUCER; ULTRASOUND; IMAGING | SONULS | SONOSITE ULTRASOUND SYSTEMS | 89014 | 05FGB1 | STRONG MEMORIAL HOSPITAL | STRONG |  | MARKETPLACE PACU IMAGING | MARPCU-I |  | Marketplace PACU | In Service | 10 | 3 |  |  |  |  | 050OP135701 | Marketplace- SURGERY/PACU/SPD
URMC | TRAUSI | TRANSDUCER; ULTRASOUND; IMAGING |  | C5-1 | TRANSDUCER; ULTRASOUND; IMAGING | SONULS | SONOSITE ULTRASOUND SYSTEMS | 103277 | 05FHD8 | UR MEDICAL FACULTY GROUP | URMFG |  | ORTHOPAEDICS & REHABILITATION VICTOR- IMAGING | ORTVIC-I |  |  | In Service | 10 | 3 |  |  |  |  | 091OP347557 | ORTHOPAEDICS & REHABILITATION VICTOR
URMC | TRAUSI | TRANSDUCER; ULTRASOUND; IMAGING |  | L2-9-D | TRANSDUCER; ULTRASOUND; IMAGING | GEMEDS | GE MEDICAL SYSTEMS | 102670 | 222486PD3 | STRONG MEMORIAL HOSPITAL | STRONG |  | UNIVERSITY IMAGING AT EAST RIVER ROAD-IMAGING | UNIMER-I | 2nd |  | In Service | 10 | 3 |  |  |  |  | 050OP136547 | UNIVERSITY IMAGING AT EAST RIVER ROAD
URMC | TRAUSI | TRANSDUCER; ULTRASOUND; IMAGING |  | 4VC-D | TRANSDUCER; ULTRASOUND; IMAGING | GEMEDS | GE MEDICAL SYSTEMS | 103240 | 462998YP6 | STRONG MEMORIAL HOSPITAL | STRONG |  | ANESTHESIOLOGY; GROUP 1; IMAGING | ANEST1-I |  |  | In Service | 10 | 3 |  |  |  |  | 050OP136553 | ANESTHESIOLOGY - SMH
URMC | TRAUSI | TRANSDUCER; ULTRASOUND; IMAGING |  | L19-5 | TRANSDUCER; ULTRASOUND; IMAGING | SONULS | SONOSITE ULTRASOUND SYSTEMS | 102578 | 05DDLG | STRONG MEMORIAL HOSPITAL | STRONG |  | University Orthopedics Imaging | UNIORT-I |  | Suite 120 | In Service | 10 | 3 |  |  |  |  | 050OP137515 | ORTHOPAEDIC CLINIC
URMC | TRAUSI | TRANSDUCER; ULTRASOUND; IMAGING |  | L15-4 | TRANSDUCER; ULTRASOUND; IMAGING | SONULS | SONOSITE ULTRASOUND SYSTEMS | 102580 | 05DDYR | STRONG MEMORIAL HOSPITAL | STRONG |  | University Orthopedics Imaging | UNIORT-I |  | Suite 120 | In Service | 10 | 3 |  |  |  |  | 050OP137515 | ORTHOPAEDIC CLINIC
URMC | TRAUSI | TRANSDUCER; ULTRASOUND; IMAGING |  | C5-1 | TRANSDUCER; ULTRASOUND; IMAGING | SONULS | SONOSITE ULTRASOUND SYSTEMS | 102579 | 05DDBF | STRONG MEMORIAL HOSPITAL | STRONG |  | University Orthopedics Imaging | UNIORT-I |  | Suite 120 | In Service | 10 | 3 |  |  |  |  | 050OP137515 | ORTHOPAEDIC CLINIC
URMC | TRAUSI | TRANSDUCER; ULTRASOUND; IMAGING |  | RIC5-9-RS | TRANSDUCER; ULTRASOUND; IMAGING | GEMEDS | GE MEDICAL SYSTEMS | 102563 | 230358KR4 | STRONG MEMORIAL HOSPITAL | STRONG |  | OB/GYN ULTRASOUND GROUP; IMAGING | OBGULG-I |  |  | In Service | 10 | 3 |  |  |  |  | 050OP136577 | OB/GYN LATTIMORE ROAD
URMC | TRAUSI | TRANSDUCER; ULTRASOUND; IMAGING |  | EC9-4 | TRANSDUCER; ULTRASOUND; IMAGING | SIEMES | SIEMENS MED SYSTEMS | 102601 | 83532020 | STRONG MEMORIAL HOSPITAL | STRONG |  | ROCHESTER INTERNAL MEDICINE ASSOCIATES | ROCINM |  | 158 saw grass | In Service | 10 | 3 |  |  |  |  | 050OP137007 | ROCHESTER INTERNAL MEDICINE ASSOC
URMC | TRAUSI | TRANSDUCER; ULTRASOUND; IMAGING |  | SC5-1NS | TRANSDUCER; ULTRASOUND; IMAGING | MINNOA | MINDRAY NORTH AMERICA | 101716 | HX5X2C010417 | STRONG MEMORIAL HOSPITAL | STRONG |  | 6NORTH PEDIATRIC ICU IMAGING | 6NORTH-I |  |  | In Service | 10 | 3 |  |  |  |  | 050OP134510 | 6NORTH; PEDIATRIC ICU
URMC | TRAUSI | TRANSDUCER; ULTRASOUND; IMAGING |  | L20-5S | TRANSDUCER; ULTRASOUND; IMAGING | MINNOA | MINDRAY NORTH AMERICA | 101717 | HP8Q1B002088 | STRONG MEMORIAL HOSPITAL | STRONG |  | 6NORTH PEDIATRIC ICU IMAGING | 6NORTH-I |  |  | In Service | 10 | 3 |  |  |  |  | 050OP134510 | 6NORTH; PEDIATRIC ICU
URMC | TRAUSI | TRANSDUCER; ULTRASOUND; IMAGING |  | L12-3RCS | TRANSDUCER; ULTRASOUND; IMAGING | MINNOA | MINDRAY NORTH AMERICA | 100718 | HP8R32020129 | STRONG MEMORIAL HOSPITAL | STRONG |  | 6NORTH PEDIATRIC ICU IMAGING | 6NORTH-I |  | 6 North - Peds ICU | In Service | 10 | 3 |  |  |  |  | 050OP134510 | 6NORTH; PEDIATRIC ICU
URMC | TRAUSI | TRANSDUCER; ULTRASOUND; IMAGING |  | RIC5-9-D | TRANSDUCER; ULTRASOUND; IMAGING | GEMEDS | GE MEDICAL SYSTEMS | 100717 | 245643KR2 | HIGHLAND HOSPITAL OF ROCHESTER | HIGHLAND |  | PROFESSIONAL OFFICE BUIDING | POB | Gnd | POB 105 | In Service | 10 | 3 |  |  |  |  | OP859400 | PROFESSIONAL OFFICE BUIDING
URMC | TRAUSI | TRANSDUCER; ULTRASOUND; IMAGING |  | RIC5-9A-RS | TRANSDUCER; ULTRASOUND; IMAGING | GEMEDS | GE MEDICAL SYSTEMS | 102085 | 268845KR5 | STRONG MEMORIAL HOSPITAL | STRONG |  | OB/GYN ULTRASOUND GROUP; IMAGING | OBGULG-I | 3 | 3-1400 | In Service | 10 | 3 |  |  |  |  | 050OP136577 | OB/GYN LATTIMORE ROAD
URMC | TRAUSI | TRANSDUCER; ULTRASOUND; IMAGING |  | M5SC-RS | TRANSDUCER; ULTRASOUND; IMAGING | GEMEDS | GE MEDICAL SYSTEMS | 102087 | 452292YP6 | STRONG MEMORIAL HOSPITAL | STRONG |  | CARDIOLOGY; CARDIAC CATH LAB ;IMAGING | CARCA2-I |  | Cath Lab Help Desk. | In Service | 10 | 3 |  |  |  |  | 050OP135525 | CARDIOLOGY; CARDIAC CATH LAB
URMC | TRAUSI | TRANSDUCER; ULTRASOUND; IMAGING |  | RIC5-9-D | TRANSDUCER; ULTRASOUND; IMAGING | GEMEDS | GE MEDICAL SYSTEMS | 102107 | 188186KR1 | STRONG MEMORIAL HOSPITAL | STRONG |  | OB/GYN ULTRASOUND GROUP; IMAGING | OBGULG-I | 2 |  | In Service | 10 | 3 |  |  |  |  | 050OP136577 | OB/GYN LATTIMORE ROAD
URMC | TRAUSI | TRANSDUCER; ULTRASOUND; IMAGING |  | 4VC-D | TRANSDUCER; ULTRASOUND; IMAGING | GEMEDS | GE MEDICAL SYSTEMS | 102114 | 455910YP0 | STRONG MEMORIAL HOSPITAL | STRONG |  | AC-G; ECHOCARDIOGRAPHY; IMAGING | ACGECH-I | GND | AC-G | In Service | 10 | 3 |  |  |  |  | 050OP135565 | AC-G; ECHOCARDIOGRAPHY
URMC | TRAUSI | TRANSDUCER; ULTRASOUND; IMAGING |  | C1-5-D | TRANSDUCER; ULTRASOUND; IMAGING | GEMEDS | GE MEDICAL SYSTEMS | 102158 | 1224555WX1 | HIGHLAND HOSPITAL OF ROCHESTER | HIGHLAND |  | PROFESSIONAL OFFICE BUIDING | POB |  |  | In Service | 10 | 3 |  |  |  |  | OP859400 | PROFESSIONAL OFFICE BUIDING
URMC | TRAUSI | TRANSDUCER; ULTRASOUND; IMAGING |  | L12-4 | TRANSDUCER; ULTRASOUND; IMAGING- LUMIFY | PHIMES | PHILIPS MEDICAL SYSTEMS NORTH AMERICA CO | 102157 | 2797 | STRONG MEMORIAL HOSPITAL | STRONG |  | PEDS OUTPATIENT PHYSICAL THERAPY | PEDOUPT |  |  | In Service | 10 | 3 |  |  |  |  | 050OP136559 | PHYSICAL THERAPY
URMC | TRAUSI | TRANSDUCER; ULTRASOUND; IMAGING |  | 4VC-D | TRANSDUCER; ULTRASOUND; IMAGING | GEMEDS | GE MEDICAL SYSTEMS | 102262 | 455960YP5 | STRONG MEMORIAL HOSPITAL | STRONG |  | NUCLEAR CARDIOLOGY; IMAGING | NUCCAR-I |  |  | In Service | 10 | 3 |  |  |  |  | 050OP135560 | NUCLEAR CARDIOLOGY
URMC | TRAUSI | TRANSDUCER; ULTRASOUND; IMAGING |  | 4VC-D | TRANSDUCER; ULTRASOUND; IMAGING | GEMEDS | GE MEDICAL SYSTEMS | 102264 | 455955YP5 | STRONG MEMORIAL HOSPITAL | STRONG |  | NUCLEAR CARDIOLOGY; IMAGING | NUCCAR-I |  |  | In Service | 10 | 3 |  |  |  |  | 050OP135560 | NUCLEAR CARDIOLOGY
URMC | TRAUSI | TRANSDUCER; ULTRASOUND; IMAGING |  | M5SC-D | TRANSDUCER; ULTRASOUND; IMAGING | GEMEDS | GE MEDICAL SYSTEMS | 102294 | 451246YP3 | STRONG MEMORIAL HOSPITAL | STRONG |  | RADIOLOGY; DIAGNOSTIC; IMAGING | RADDIA-I |  | Breast Care Center | In Service | 10 | 3 |  |  |  |  | 050OP136555 | IMAGING SCIENCES - SMH
URMC | TRAUSI | TRANSDUCER; ULTRASOUND; IMAGING |  | C3-10-D | TRANSDUCER; ULTRASOUND; IMAGING | GEMEDS | GE MEDICAL SYSTEMS | 102293 | 454122YP3 | STRONG MEMORIAL HOSPITAL | STRONG |  | RADIOLOGY; DIAGNOSTIC; IMAGING | RADDIA-I |  | Breast Care Center | In Service | 10 | 3 |  |  |  |  | 050OP136555 | IMAGING SCIENCES - SMH
URMC | TRAUSI | TRANSDUCER; ULTRASOUND; IMAGING |  | 4C-RS | TRANSDUCER; ULTRASOUND; IMAGING | GEMEDS | GE MEDICAL SYSTEMS | 102276 | 1243093WX0 | STRONG MEMORIAL HOSPITAL | STRONG |  | OB/GYN; LATTIMORE ROAD IMAGING | OBGLAT-I |  | 125 Latimore Rd Family Planning | In Service | 10 | 3 |  |  |  |  | 050OP136577 | OB/GYN LATTIMORE ROAD
URMC | TRAUSI | TRANSDUCER; ULTRASOUND; IMAGING |  | 4VC-D | TRANSDUCER; ULTRASOUND; IMAGING | GEMEDS | GE MEDICAL SYSTEMS | 102170 | 460520YP0 | STRONG MEMORIAL HOSPITAL | STRONG |  | ANESTHESIOLOGY; GROUP 1; IMAGING | ANEST1-I |  |  | In Service | 10 | 3 |  |  |  |  | 050OP136553 | ANESTHESIOLOGY - SMH
URMC | TRAUSI | TRANSDUCER; ULTRASOUND; IMAGING |  | 3SC-RS | TRANSDUCER; ULTRASOUND; IMAGING | GEMEDS | GE MEDICAL SYSTEMS | 102202 | 1234851WX2 | STRONG MEMORIAL HOSPITAL | STRONG |  | 4-2800 CICU- IMAGING | 4-2800-I |  |  | In Service | 10 | 3 |  |  |  |  | 050OP134512 | 4-2800 CICU
URMC | TRAUSI | TRANSDUCER; ULTRASOUND; IMAGING |  | L4-12T-RS | TRANSDUCER; ULTRASOUND; IMAGING | GEMEDS | GE MEDICAL SYSTEMS | 102203 | 1225475WX1 | STRONG MEMORIAL HOSPITAL | STRONG |  | 4-2800 CICU- IMAGING | 4-2800-I |  |  | In Service | 10 | 3 |  |  |  |  | 050OP134512 | 4-2800 CICU
URMC | TRAUSI | TRANSDUCER; ULTRASOUND; IMAGING |  | C3-10-D | TRANSDUCER; ULTRASOUND; IMAGING | GEMEDS | GE MEDICAL SYSTEMS | 100715 | 458889YP3 | STRONG MEMORIAL HOSPITAL | STRONG |  | RADIOLOGY; DIAGNOSTIC; IMAGING | RADDIA-I | G | ED ultrasound | In Service | 10 | 3 |  |  |  |  | 050OP136555 | IMAGING SCIENCES - SMH
URMC | TRAUSI | TRANSDUCER; ULTRASOUND; IMAGING |  | C2-9-D | TRANSDUCER; ULTRASOUND; IMAGING | GEMEDS | GE MEDICAL SYSTEMS | 101372 | 444297YP6 | STRONG MEMORIAL HOSPITAL | STRONG |  | OB/GYN ULTRASOUND GROUP; IMAGING | OBGULG-I |  | 125 Latimore Rd | In Service | 10 | 3 |  |  |  |  | 050OP136577 | OB/GYN LATTIMORE ROAD
URMC | TRAUSI | TRANSDUCER; ULTRASOUND; IMAGING |  | C1-6-D | TRANSDUCER; ULTRASOUND; IMAGING | GEMEDS | GE MEDICAL SYSTEMS | 101371 | 444147YP3 | STRONG MEMORIAL HOSPITAL | STRONG |  | OB/GYN ULTRASOUND GROUP; IMAGING | OBGULG-I |  | 125 Latimore Rd | In Service | 10 | 3 |  |  |  |  | 050OP136577 | OB/GYN LATTIMORE ROAD
URMC | TRAUSI | TRANSDUCER; ULTRASOUND; IMAGING |  | RAB-6D | TRANSDUCER; ULTRASOUND; IMAGING | GEMEDS | GE MEDICAL SYSTEMS | 101370 | 1188121WX6 | STRONG MEMORIAL HOSPITAL | STRONG |  | OB/GYN ULTRASOUND GROUP; IMAGING | OBGULG-I |  | 125 LATIMORE rD | In Service | 10 | 3 |  |  |  |  | 050OP136577 | OB/GYN LATTIMORE ROAD
URMC | TRAUSI | TRANSDUCER; ULTRASOUND; IMAGING |  | 9L-RS | TRANSDUCER; ULTRASOUND; IMAGING | GEMEDS | GE MEDICAL SYSTEMS | 75533 | 180875WP7 | STRONG MEMORIAL HOSPITAL | STRONG |  | ANESTHESIOLOGY; GROUP 1; IMAGING | ANEST1-I |  | CE Shop Eds Vault Probe Storage Rack. | In Service | 10 | 3 |  |  |  |  | 050OP136553 | ANESTHESIOLOGY - SMH
URMC | TRAUSI | TRANSDUCER; ULTRASOUND; IMAGING |  | 12L-RS | TRANSDUCER; ULTRASOUND; IMAGING | GEMEDS | GE MEDICAL SYSTEMS | 101359 | 117526PD4 | STRONG MEMORIAL HOSPITAL | STRONG |  | ANESTHESIOLOGY; GROUP 1; IMAGING | ANEST1-I |  | CE Shop (Eds Vault) Probe Storage Rack | Storage; Operational | 10 | 3 |  |  |  |  | 050OP136553 | ANESTHESIOLOGY - SMH
URMC | TRAUSI | TRANSDUCER; ULTRASOUND; IMAGING |  | C2-9-D | TRANSDUCER; ULTRASOUND; IMAGING | GEMEDS | GE MEDICAL SYSTEMS | 101365 | 445488YPO | STRONG MEMORIAL HOSPITAL | STRONG |  | OB/GYN ULTRASOUND GROUP; IMAGING | OBGULG-I |  | 125 Latimore Rd | In Service | 10 | 3 |  |  |  |  | 050OP136577 | OB/GYN LATTIMORE ROAD
URMC | TRAUSI | TRANSDUCER; ULTRASOUND; IMAGING |  | RAB-6D | TRANSDUCER; ULTRASOUND; IMAGING | GEMEDS | GE MEDICAL SYSTEMS | 101363 | 1200204WX4 | STRONG MEMORIAL HOSPITAL | STRONG |  | OB/GYN ULTRASOUND GROUP; IMAGING | OBGULG-I |  | 125 Latimore Rd | In Service | 10 | 3 |  |  |  |  | 050OP136577 | OB/GYN LATTIMORE ROAD
URMC | TRAUSI | TRANSDUCER; ULTRASOUND; IMAGING |  | EM6C | TRANSDUCER; ULTRASOUND; IMAGING | GEMEDS | GE MEDICAL SYSTEMS | 101361 | 285569KRO | STRONG MEMORIAL HOSPITAL | STRONG |  | OB/GYN ULTRASOUND GROUP; IMAGING | OBGULG-I |  | 125 Latimore Rd | In Service | 10 | 3 |  |  |  |  | 050OP136577 | OB/GYN LATTIMORE ROAD
URMC | TRAUSI | TRANSDUCER; ULTRASOUND; IMAGING |  | RAB-6D | TRANSDUCER; ULTRASOUND; IMAGING | GEMEDS | GE MEDICAL SYSTEMS | 94465 | 1200289WX5 | STRONG MEMORIAL HOSPITAL | STRONG |  | OB/GYN ULTRASOUND GROUP; IMAGING | OBGULG-I | 2 | 500 Red Creek Drive; Suite 210 | In Service | 10 | 3 |  |  |  |  | 050OP136577 | OB/GYN LATTIMORE ROAD
URMC | TRAUSI | TRANSDUCER; ULTRASOUND; IMAGING |  | IC9-RS | TRANSDUCER; ULTRASOUND; IMAGING | GEMEDS | GE MEDICAL SYSTEMS | 101407 | 1209371WX2 | STRONG MEMORIAL HOSPITAL | STRONG |  | OB/GYN; LATTIMORE ROAD IMAGING | OBGLAT-I |  |  | In Service | 10 | 3 |  |  |  |  | 050OP136577 | OB/GYN LATTIMORE ROAD
URMC | TRAUSI | TRANSDUCER; ULTRASOUND; IMAGING |  | S7-3T | TRANSDUCER; ULTRASOUND; IMAGING | PHIMES | PHILIPS MEDICAL SYSTEMS NORTH AMERICA CO | 101579 | B30FG1 | STRONG MEMORIAL HOSPITAL | STRONG |  | AC-1; PEDIATRIC CARDIOLOGY; IMAGING | AC1PEC-I |  | AC1 | In Service | 10 | 3 |  |  |  |  | 050OP349801 | PEDIATRIC CARDIOLOGY
URMC | TRAUSI | TRANSDUCER; ULTRASOUND; IMAGING |  | RAB-6D | TRANSDUCER; ULTRASOUND; IMAGING | GEMEDS | GE MEDICAL SYSTEMS | NMH02186 | 492383WX5 | NOYES MEMORIAL HOSPITAL | NOYES |  | RADIOLOGY SERVICES | NMHRADSE |  |  | In Service | 10 | 3 |  |  |  |  | 250OP827320 | NMH - EQUIPMENT MNGNT RADIOLOGY SERVICES
URMC | TRAUSI | TRANSDUCER; ULTRASOUND; IMAGING |  | C1-6-D | TRANSDUCER; ULTRASOUND; IMAGING | GEMEDS | GE MEDICAL SYSTEMS | 101619 | 453666YP0 | STRONG MEMORIAL HOSPITAL | STRONG |  | UR VASCULAR SURGERY- IMAGING | URVASU-I |  | 140 Canal View | In Service | 10 | 3 |  |  |  |  | 050OP137529 | UR VASCULAR SURGERY
URMC | TRAUSI | TRANSDUCER; ULTRASOUND; IMAGING |  | IC9-RS | TRANSDUCER; ULTRASOUND; IMAGING | GEMEDS | GE MEDICAL SYSTEMS | 101633 | 1214074WX5 | UR MEDICAL FACULTY GROUP | URMFG |  | STRONG FERTILITY CENTER; IMAGING | STRFEC-I | 2 |  | In Service | 10 | 3 |  |  |  |  | 091OP349803 | STRONG FERTILITY CENTER
URMC | TRAUSI | TRANSDUCER; ULTRASOUND; IMAGING |  | C1-5-RS | TRANSDUCER; ULTRASOUND; IMAGING | GEMEDS | GE MEDICAL SYSTEMS | 101703 | 1224208WX7 | UR MEDICAL FACULTY GROUP | URMFG |  | UR MEDICINE MENOPAUSE AND WOMEN'S HEALTH- IMAGING | URMMHW-I | 1 |  | In Service | 10 | 3 |  |  |  |  | 091OP347259 | UR MEDICINE MENOPAUSE AND WOMEN'S HEALTH
URMC | TRAUSI | TRANSDUCER; ULTRASOUND; IMAGING |  | RIC5-9A-RS | TRANSDUCER; ULTRASOUND; IMAGING | GEMEDS | GE MEDICAL SYSTEMS | 101700 | 296324KR7 | UR MEDICAL FACULTY GROUP | URMFG |  | UR MEDICINE MENOPAUSE AND WOMEN'S HEALTH- IMAGING | URMMHW-I |  |  | In Service | 10 | 3 |  |  |  |  | 091OP347259 | UR MEDICINE MENOPAUSE AND WOMEN'S HEALTH
URMC | TRAUSI | TRANSDUCER; ULTRASOUND; IMAGING |  | IC9-RS | TRANSDUCER; ULTRASOUND; IMAGING | GEMEDS | GE MEDICAL SYSTEMS | 101701 | 1214245WX1 | UR MEDICAL FACULTY GROUP | URMFG |  | UR MEDICINE MENOPAUSE AND WOMEN'S HEALTH- IMAGING | URMMHW-I |  |  | In Service | 10 | 3 |  |  |  |  | 091OP347259 | UR MEDICINE MENOPAUSE AND WOMEN'S HEALTH
URMC | TRAUSI | TRANSDUCER; ULTRASOUND; IMAGING |  | SP5-1NS | TRANSDUCER; ULTRASOUND; IMAGING | MINNOA | MINDRAY NORTH AMERICA | 101715 | HN4C24003921 | STRONG MEMORIAL HOSPITAL | STRONG |  | 6NORTH PEDIATRIC ICU IMAGING | 6NORTH-I |  |  | In Service | 10 | 3 |  |  |  |  | 050OP134510 | 6NORTH; PEDIATRIC ICU
URMC | TRAUSI | TRANSDUCER; ULTRASOUND; IMAGING |  | 9L-D | TRANSDUCER; ULTRASOUND; IMAGING | GEMEDS | GE MEDICAL SYSTEMS | 101615 | 300009WP8 | UR MEDICAL FACULTY GROUP | URMFG |  | FINGER LAKES CARDIOLOGY-CLIFTON SPRINGS | FINLACCS |  |  | In Service | 10 | 3 |  |  |  |  | 091OP347057 | FINGER LAKES CARDIOLOGY ASSOCIATES
URMC | TRAUSI | TRANSDUCER; ULTRASOUND; IMAGING |  | L12-3RCS | TRANSDUCER; ULTRASOUND; IMAGING | MINNOA | MINDRAY NORTH AMERICA | 101646 | CR1E2A016723 | STRONG MEMORIAL HOSPITAL | STRONG |  | RADIOLOGY; GENERAL; IMAGING | RADGEN-I |  | PICC TEAM | In Service | 10 | 3 |  |  |  |  | 050OP136555 | IMAGING SCIENCES - SMH
URMC | TRAUSI | TRANSDUCER; ULTRASOUND; IMAGING |  | L12-3RCS | TRANSDUCER; ULTRASOUND; IMAGING | MINNOA | MINDRAY NORTH AMERICA | 101644 | CR1E2B016795 | STRONG MEMORIAL HOSPITAL | STRONG |  | RADIOLOGY; GENERAL; IMAGING | RADGEN-I |  | PICC TEAM | In Service | 10 | 3 |  |  |  |  | 050OP136555 | IMAGING SCIENCES - SMH
URMC | TRAUSI | TRANSDUCER; ULTRASOUND; IMAGING |  | L12-3RCS | TRANSDUCER; ULTRASOUND; IMAGING | MINNOA | MINDRAY NORTH AMERICA | 101642 | CR1E2B016797 | STRONG MEMORIAL HOSPITAL | STRONG |  | RADIOLOGY; GENERAL; IMAGING | RADGEN-I |  | PICC TEAM | In Service | 10 | 3 |  |  |  |  | 050OP136555 | IMAGING SCIENCES - SMH
URMC | TRAUSI | TRANSDUCER; ULTRASOUND; IMAGING |  | V11-3WS | TRANSDUCER; ULTRASOUND; IMAGING | MINNOA | MINDRAY NORTH AMERICA | 102151 | LDL35016780 | STRONG MEMORIAL HOSPITAL | STRONG |  | STRONG WEST EMERGENCY DEPT | SWEMED |  | 156 West Ave; Brockport; Emergency | In Service | 10 | 3 |  |  |  |  | 050OP139680 | STRONG WEST BROCKPORT
URMC | TRAUSI | TRANSDUCER; ULTRASOUND; IMAGING |  | RAB-6D | TRANSDUCER; ULTRASOUND; IMAGING | GEMEDS | GE MEDICAL SYSTEMS | 104277 | 1279575WX3 | STRONG MEMORIAL HOSPITAL | STRONG |  | OB/GYN ULTRASOUND GROUP; IMAGING | OBGULG-I | 1 |  | In Service | 10 | 3 |  |  |  |  | 050OP136577 | OB/GYN LATTIMORE ROAD
URMC | TRAUSI | TRANSDUCER; ULTRASOUND; IMAGING |  | C2-9-D | TRANSDUCER; ULTRASOUND; IMAGING | GEMEDS | GE MEDICAL SYSTEMS | 104273 | 474953YP7 | STRONG MEMORIAL HOSPITAL | STRONG |  | OB/GYN ULTRASOUND GROUP; IMAGING | OBGULG-I |  |  | In Service | 10 | 3 |  |  |  |  | 050OP136577 | OB/GYN LATTIMORE ROAD
URMC | TRAUSI | TRANSDUCER; ULTRASOUND; IMAGING |  | P2D | PROBE; DOPPLER | GEMEDS | GE MEDICAL SYSTEMS | 104243 | 11AD1993 | HIGHLAND HOSPITAL OF ROCHESTER | HIGHLAND |  | CARDIOLOGY | CARDIO |  |  | In Service | 10 | 3 |  |  |  |  | OP857450 | CARDIOLOGY
URMC | TRAUSI | TRANSDUCER; ULTRASOUND; IMAGING |  | L15-4 | TRANSDUCER; ULTRASOUND; IMAGING | SONULS | SONOSITE ULTRASOUND SYSTEMS | 103758 | 05C3DY | STRONG MEMORIAL HOSPITAL | STRONG |  | MARKETPLACE TOWER ORTHO X-RAY IMAGING | MARTOX-I |  |  | In Service | 10 | 3 |  |  |  |  | 091OP347643 | Marketplace Tower Ortho Imageing X-Ray
URMC | TRAUSI | TRANSDUCER; ULTRASOUND; IMAGING |  | C1-6-D | TRANSDUCER; ULTRASOUND; IMAGING | GEMEDS | GE MEDICAL SYSTEMS | 94451 | 475579YP9 | STRONG MEMORIAL HOSPITAL | STRONG |  | OB/GYN ULTRASOUND GROUP; IMAGING | OBGULG-I | 1 | 125 Lattimore | In Service | 10 | 3 |  |  |  |  | 050OP136577 | OB/GYN LATTIMORE ROAD
URMC | TRAUSI | TRANSDUCER; ULTRASOUND; IMAGING |  | V11-3WS | TRANSDUCER; ULTRASOUND; IMAGING | MINNOA | MINDRAY NORTH AMERICA | 41686 | LDL35016785 | HIGHLAND HOSPITAL OF ROCHESTER | HIGHLAND |  | FAMILY MEDICINE; SOUTH CLINTON AVE | FAMSOU |  | 777 SOUTH CLINTON; Suite 300 | In Service | 10 | 3 |  |  |  |  | OP858990 | FAMILY MEDICINE; SOUTH AVENUE
URMC | TRAUSI | TRANSDUCER; ULTRASOUND; IMAGING |  | V11-3WS | TRANSDUCER; ULTRASOUND; IMAGING | MINNOA | MINDRAY NORTH AMERICA | 41685 | LDL35016784 | HIGHLAND HOSPITAL OF ROCHESTER | HIGHLAND |  | FAMILY MEDICINE; SOUTH CLINTON AVE | FAMSOU |  | 777 SOUTH CLINTON; Suite 300 | In Service | 10 | 3 |  |  |  |  | OP858990 | FAMILY MEDICINE; SOUTH AVENUE
URMC | TRAUSI | TRANSDUCER; ULTRASOUND; IMAGING |  | L12-3RCS | TRANSDUCER; ULTRASOUND; IMAGING | MINNOA | MINDRAY NORTH AMERICA | 104420 | CR1E39025712 | STRONG MEMORIAL HOSPITAL | STRONG |  | EMERGENCY DEPT-SMH; IMAGING | ED-SMH-I |  |  | In Service | 10 | 3 |  |  |  |  | 050OP138501 | EMERGENCY DEPARTMENT -SMH
URMC | TRAUSI | TRANSDUCER; ULTRASOUND; IMAGING |  | 4VC-D | TRANSDUCER; ULTRASOUND; IMAGING | GEMEDS | GE MEDICAL SYSTEMS | 41684 | 469844YP5 | HIGHLAND HOSPITAL OF ROCHESTER | HIGHLAND |  | CARDIOLOGY | CARDIO |  |  | In Service | 10 | 3 |  |  |  |  | OP857450 | CARDIOLOGY
URMC | TRAUSI | TRANSDUCER; ULTRASOUND; IMAGING |  | L2-9-D | TRANSDUCER; ULTRASOUND; IMAGING | GEMEDS | GE MEDICAL SYSTEMS | 41663 | 225697PD2 | HIGHLAND HOSPITAL OF ROCHESTER | HIGHLAND |  | CARDIOLOGY | CARDIO | 2 | In Room beside CT suite. | In Service | 10 | 3 |  |  |  |  | OP857450 | CARDIOLOGY
URMC | TRAUSI | TRANSDUCER; ULTRASOUND; IMAGING |  | C1-6-D | TRANSDUCER; ULTRASOUND; IMAGING | GEMEDS | GE MEDICAL SYSTEMS | 41662 | 468262YP1 | HIGHLAND HOSPITAL OF ROCHESTER | HIGHLAND |  | CARDIOLOGY | CARDIO | 2 | IR room or CT side Room. | In Service | 10 | 3 |  |  |  |  | OP857450 | CARDIOLOGY
URMC | TRAUSI | TRANSDUCER; ULTRASOUND; IMAGING |  | M5SC-D | TRANSDUCER; ULTRASOUND; IMAGING | GEMEDS | GE MEDICAL SYSTEMS | 94529 | 467689YP6 | UR MEDICAL FACULTY GROUP | URMFG |  | UR HEART & VASCULAR GENESEO IMAGING | URHEVG-I |  | GENESEO; NY | In Service | 10 | 3 |  |  |  |  | 091OP347162 | FINGER LAKES CARDIOLOGY
URMC | TRAUSI | TRANSDUCER; ULTRASOUND; IMAGING |  | SP5-1S | TRANSDUCER; ULTRASONIC; P/N 120-002703-00 | MINNOA | MINDRAY NORTH AMERICA | 104319 | 9SC95020814 | STRONG MEMORIAL HOSPITAL | STRONG |  | 6NORTH PEDIATRIC ICU IMAGING | 6NORTH-I |  |  | In Service | 10 | 3 |  |  |  |  | 050OP134510 | 6NORTH; PEDIATRIC ICU
URMC | TRAUSI | TRANSDUCER; ULTRASOUND; IMAGING |  | RIC6-12-D | TRANSDUCER; ULTRASOUND; IMAGING | GEMEDS | GE MEDICAL SYSTEMS | 103697 | 264873KR1 | HIGHLAND HOSPITAL OF ROCHESTER | HIGHLAND |  | COMMUNITY OB/GYN | COMOBG |  |  | In Service | 10 | 3 |  |  |  |  | OP858170 | COMMUNITY OB/GYN
URMC | TRAUSI | TRANSDUCER; ULTRASOUND; IMAGING |  | P10-4S | TRANSDUCER; ULTRASOUND; IMAGING | MINMED | MINDRAY MEDICAL | 104458 | NYY17007347 | STRONG MEMORIAL HOSPITAL | STRONG |  | CHILDRENS HOSPITAL 3RD FLOOR | GCHNICU | 3 |  | In Service | 10 | 3 |  |  |  |  | 050OP134514 | 3-3400; NEONATAL ICU
URMC | TRAUSI | TRANSDUCER; ULTRASOUND; IMAGING |  | L14-6S | TRANSDUCER; ULTRASOUND; IMAGING | MINNOA | MINDRAY NORTH AMERICA | 104461 | 8MR33007117 | STRONG MEMORIAL HOSPITAL | STRONG |  | CHILDRENS HOSPITAL 3RD FLOOR | GCHNICU | 3 |  | In Service | 10 | 3 |  |  |  |  | 050OP134514 | 3-3400; NEONATAL ICU
URMC | TRAUSI | TRANSDUCER; ULTRASOUND; IMAGING |  | L20-5S | TRANSDUCER; ULTRASOUND; IMAGING | MINNOA | MINDRAY NORTH AMERICA | 104459 | HP8Q36003554 | STRONG MEMORIAL HOSPITAL | STRONG |  | CHILDRENS HOSPITAL 3RD FLOOR | GCHNICU | 3 |  | In Service | 10 | 3 |  |  |  |  | 050OP134514 | 3-3400; NEONATAL ICU
URMC | TRAUSI | TRANSDUCER; ULTRASOUND; IMAGING |  | C1-6-D | TRANSDUCER; ULTRASOUND; IMAGING | GEMEDS | GE MEDICAL SYSTEMS | 103712 | 476156YP5 | STRONG MEMORIAL HOSPITAL | STRONG |  | STRONG WEST IMAGING/RADIOLOGY | SWIMRA |  | strong west ultrasound | In Service | 10 | 3 |  |  |  |  | 050OP139684 | STRONG WEST IMAGING/RADIOLOGY
URMC | TRAUSI | TRANSDUCER; ULTRASOUND; IMAGING |  | RIC5-9-D | TRANSDUCER; ULTRASOUND; IMAGING | GEMEDS | GE MEDICAL SYSTEMS | 104496 | 210475KRO | STRONG MEMORIAL HOSPITAL | STRONG |  | OB/GYN; LATTIMORE ROAD IMAGING | OBGLAT-I |  | 125 Lattimore RD | In Service | 10 | 3 |  |  |  |  | 050OP136577 | OB/GYN LATTIMORE ROAD
URMC | TRAUSI | TRANSDUCER; ULTRASOUND; IMAGING |  | L14-4 | TRANSDUCER; ULTRASOUND; IMAGING | CADLAB | CADWELL LABORATORIES | 102805 | A8J9-01394 | STRONG MEMORIAL HOSPITAL | STRONG |  | NEUROLOGY MOVEMENT DISORDER CLINIC | NEUMODC |  | procedue room | In Service | 10 | 3 |  |  |  |  | 050OP137548 | NEUROLOGY MOVEMENT DISORDERS CLLINIC
URMC | TRAUSI | TRANSDUCER; ULTRASOUND; IMAGING |  | IC5-9-D | TRANSDUCER; ULTRASOUND; IMAGING | GEMEDS | GE MEDICAL SYSTEMS | 104502 | 1279284WX2 | STRONG MEMORIAL HOSPITAL | STRONG |  | UNIVERSITY IMAGING AT EAST RIVER ROAD-IMAGING | UNIMER-I |  |  | In Service | 10 | 3 |  |  |  |  | 050OP136547 | UNIVERSITY IMAGING AT EAST RIVER ROAD
URMC | TRAUSI | TRANSDUCER; ULTRASOUND; IMAGING |  | ML6-15-D | TRANSDUCER; ULTRASONIC; IMAGING | GEMEDS | GE MEDICAL SYSTEMS | 100735 | 325906WP6 | STRONG MEMORIAL HOSPITAL | STRONG |  | PEDIATRIC IMAGING | PEDIMA-I |  | PED's IR | In Service | 10 | 3 |  |  |  |  | 050OP136555 | IMAGING SCIENCES - SMH
URMC | TRAUSI | TRANSDUCER; ULTRASOUND; IMAGING |  | L8-18I-D | TRANSDUCER; ULTRASONIC | GEMEDS | GE MEDICAL SYSTEMS | 100734 | 322566WP1 | STRONG MEMORIAL HOSPITAL | STRONG |  | PEDIATRIC IMAGING | PEDIMA-I |  | PED's IR | In Service | 10 | 3 |  |  |  |  | 050OP136555 | IMAGING SCIENCES - SMH
URMC | TRAUSI | TRANSDUCER; ULTRASOUND; IMAGING |  | C1-6-D | TRANSDUCER; ULTRASOUND; IMAGING | GEMEDS | GE MEDICAL SYSTEMS | 104538 | 456773YP1 | STRONG MEMORIAL HOSPITAL | STRONG |  | OPERATING ROOM; IMAGING | OPEROO-I |  |  | In Service | 10 | 3 |  |  |  |  | 050OP131575 | OPERATING ROOM; SMH
URMC | TRAUSI | TRANSDUCER; ULTRASOUND; IMAGING |  | C1-6-D | TRANSDUCER; ULTRASOUND; IMAGING | GEMEDS | GE MEDICAL SYSTEMS | 103711 | 476135YP9 | STRONG MEMORIAL HOSPITAL | STRONG |  | RADIOLOGY; DIAGNOSTIC; IMAGING | RADDIA-I | g | US ED | In Service | 10 | 3 |  |  |  |  | 050OP136555 | IMAGING SCIENCES - SMH
URMC | TRAUSI | TRANSDUCER; ULTRASOUND; IMAGING |  | L2-9-D | TRANSDUCER; ULTRASOUND; IMAGING | GEMEDS | GE MEDICAL SYSTEMS | 103710 | 227112PD0 | STRONG MEMORIAL HOSPITAL | STRONG |  | UNIVERSITY IMAGING AT EAST RIVER ROAD-IMAGING | UNIMER-I | 2 | floor 2 | In Service | 10 | 3 |  |  |  |  | 050OP136547 | UNIVERSITY IMAGING AT EAST RIVER ROAD
URMC | TRAUSI | TRANSDUCER; ULTRASOUND; IMAGING |  | C2-9-D | TRANSDUCER; ULTRASOUND; IMAGING | GEMEDS | GE MEDICAL SYSTEMS | 104529 | 479578YP7 | STRONG MEMORIAL HOSPITAL | STRONG |  | West Ridge Obstetrics & Gynecology Greece | WROBGG |  |  | In Service | 10 | 3 |  |  |  |  | 091OP347613 | West Ridge Obstetrics & Gynecology
URMC | TRAUSI | TRANSDUCER; ULTRASOUND; IMAGING |  | RAB-6D | TRANSDUCER; ULTRASOUND; IMAGING | GEMEDS | GE MEDICAL SYSTEMS | 104528 | H48681MG | STRONG MEMORIAL HOSPITAL | STRONG |  | West Ridge Obstetrics & Gynecology Greece | WROBGG |  |  | In Service | 10 | 3 |  |  |  |  | 091OP347613 | West Ridge Obstetrics & Gynecology
URMC | TRAUSI | TRANSDUCER; ULTRASOUND; IMAGING |  | RIC5-9-D | TRANSDUCER; ULTRASOUND; IMAGING | GEMEDS | GE MEDICAL SYSTEMS | 103709 | 248361KR8 | STRONG MEMORIAL HOSPITAL | STRONG |  | OB/GYN; LATTIMORE ROAD IMAGING | OBGLAT-I |  |  | In Service | 10 | 3 |  |  |  |  | 050OP136577 | OB/GYN LATTIMORE ROAD
URMC | TRAUSI | TRANSDUCER; ULTRASOUND; IMAGING |  | IC5-9-D | TRANSDUCER; ULTRASOUND; IMAGING | GEMEDS | GE MEDICAL SYSTEMS | 105172 | 1288641WX2 | STRONG MEMORIAL HOSPITAL | STRONG |  | UNIVERSITY IMAGING AT EAST RIVER ROAD-IMAGING | UNIMER-I |  |  | In Service | 10 | 3 |  |  |  |  | 050OP136547 | UNIVERSITY IMAGING AT EAST RIVER ROAD
URMC | TRAUSI | TRANSDUCER; ULTRASOUND; IMAGING |  | 4VC-D | TRANSDUCER; ULTRASOUND; IMAGING | GEMEDS | GE MEDICAL SYSTEMS | 105002 | 478428YP6 | HIGHLAND HOSPITAL OF ROCHESTER | HIGHLAND |  | CARDIOLOGY | CARDIO |  |  | In Service | 10 | 3 |  |  |  |  | OP857450 | CARDIOLOGY
URMC | TRAUSI | TRANSDUCER; ULTRASOUND; IMAGING |  | C1-5-RS | TRANSDUCER; ULTRASOUND; IMAGING | GEMEDS | GE MEDICAL SYSTEMS | 98865 | 5384874 | STRONG MEMORIAL HOSPITAL | STRONG |  | PHYSICAL THERAPY - OFFSITE | PHYTHO |  | building H | In Service | 10 | 3 |  |  |  |  | 050OP137589 | PEDS OUTPATIENT PHYSICAL THERAPY
URMC | TRAUSI | TRANSDUCER; ULTRASOUND; IMAGING |  | EL18-4 | TRANSDUCER; ULTRASOUND; IMAGING | PHIMES | PHILIPS MEDICAL SYSTEMS NORTH AMERICA CO | 41519 | F03YMZ | HIGHLAND HOSPITAL OF ROCHESTER | HIGHLAND |  | BREAST CARE CENTER | BRECAC |  | HH Breast Care Center E2214 | In Service | 10 | 3 |  |  |  |  | OP857170 | RED CREEK BCC
URMC | TRAUSI | TRANSDUCER; ULTRASOUND; IMAGING |  | L12-4S | TRANSDUCER; ULTRASOUND; IMAGING | MINNOA | MINDRAY NORTH AMERICA | NMH02060 | CAYE7B039565 | NOYES MEMORIAL HOSPITAL | NOYES |  | EMERGENCY SERVICES | NMHEMERG |  |  | In Service | 10 | 3 |  |  |  |  | 250OP826710 | NMH - EMERGENCY SERVICES
URMC | TRAUSI | TRANSDUCER; ULTRASOUND; IMAGING |  | P4-2S | TRANSDUCER; ULTRASOUND; IMAGING | MINNOA | MINDRAY NORTH AMERICA | NMH02061 | VSM78019047 | NOYES MEMORIAL HOSPITAL | NOYES |  | EMERGENCY SERVICES | NMHEMERG |  |  | In Service | 10 | 3 |  |  |  |  | 250OP826710 | NMH - EMERGENCY SERVICES
URMC | TRAUSI | TRANSDUCER; ULTRASOUND; IMAGING |  | C5-2S | TRANSDUCER; ULTRASONIC | MINNOA | MINDRAY NORTH AMERICA | NMH02471 | NDX2C097362 | NOYES MEMORIAL HOSPITAL | NOYES |  | EMERGENCY SERVICES | NMHEMERG |  |  | In Service | 10 | 3 |  |  |  |  | 250OP826710 | NMH - EMERGENCY SERVICES
URMC | TRAUSI | TRANSDUCER; ULTRASOUND; IMAGING |  | RAB-6D | TRANSDUCER; ULTRASOUND; IMAGING | GEMEDS | GE MEDICAL SYSTEMS | 98872 | 1265231WX9 | STRONG MEMORIAL HOSPITAL | STRONG |  | OB/GYN ULTRASOUND GROUP; IMAGING | OBGULG-I |  |  | In Service | 10 | 3 |  |  |  |  | 050OP136577 | OB/GYN LATTIMORE ROAD
URMC | TRAUSI | TRANSDUCER; ULTRASOUND; IMAGING |  | C2-9-D | TRANSDUCER; ULTRASOUND; IMAGING | GEMEDS | GE MEDICAL SYSTEMS | 98873 | 464882YPO | STRONG MEMORIAL HOSPITAL | STRONG |  | OB/GYN ULTRASOUND GROUP; IMAGING | OBGULG-I |  |  | In Service | 10 | 3 |  |  |  |  | 050OP136577 | OB/GYN LATTIMORE ROAD
URMC | TRAUSI | TRANSDUCER; ULTRASOUND; IMAGING |  | C1-6-D | TRANSDUCER; ULTRASOUND; IMAGING | GEMEDS | GE MEDICAL SYSTEMS | 98874 | 466079YP1 | STRONG MEMORIAL HOSPITAL | STRONG |  | OB/GYN ULTRASOUND GROUP; IMAGING | OBGULG-I |  |  | In Service | 10 | 3 |  |  |  |  | 050OP136577 | OB/GYN LATTIMORE ROAD
URMC | TRAUSI | TRANSDUCER; ULTRASOUND; IMAGING |  | L4-12T-RS | TRANSDUCER; ULTRASOUND; IMAGING | GEMEDS | GE MEDICAL SYSTEMS | 41540 | 1276367WX8 | HIGHLAND HOSPITAL OF ROCHESTER | HIGHLAND |  | HIGHLAND HOSPITAL OF ROCHESTER | HIB |  | Pain Management | In Service | 10 | 3 |  |  |  |  | 99HIGHLAND | HIGHLAND HOSPITAL UNKNOWN
URMC | TRAUSI | TRANSDUCER; ULTRASOUND; IMAGING |  | C1-5-RS | TRANSDUCER; ULTRASOUND; IMAGING | GEMEDS | GE MEDICAL SYSTEMS | 41539 | 1275514WX6 | HIGHLAND HOSPITAL OF ROCHESTER | HIGHLAND |  | HIGHLAND HOSPITAL OF ROCHESTER | HIB |  | Pain Management | In Service | 10 | 3 |  |  |  |  | 99HIGHLAND | HIGHLAND HOSPITAL UNKNOWN
URMC | TRAUSI | TRANSDUCER; ULTRASOUND; IMAGING |  | RIC5-9-D | TRANSDUCER; ULTRASOUND; IMAGING | GEMEDS | GE MEDICAL SYSTEMS | 102697 | 301451KR1 | STRONG MEMORIAL HOSPITAL | STRONG |  | OB/GYN; LATTIMORE ROAD IMAGING | OBGLAT-I |  |  | In Service | 10 | 3 |  |  |  |  | 050OP136577 | OB/GYN LATTIMORE ROAD
URMC | TRAUSI | TRANSDUCER; ULTRASOUND; IMAGING |  | 9T-RS | TRANSDUCER; ULTRASOUND; IMAGING | GEMEDS | GE MEDICAL SYSTEMS | 39116 | NX31874 | HIGHLAND HOSPITAL OF ROCHESTER | HIGHLAND |  | CARDIOLOGY | CARDIO | 2nd | hh cardio kept in hpc | In Service | 10 | 3 |  |  |  |  | OP857450 | CARDIOLOGY
URMC | TRAUSI | TRANSDUCER; ULTRASOUND; IMAGING |  | ML6-15 | TRANSDUCER; ULTRASOUND; IMAGING | GEMEDS | GE MEDICAL SYSTEMS | 103705 | 322297WP3 | STRONG MEMORIAL HOSPITAL | STRONG |  | PLUTA RADIATION ONCOLOGY- IMAGING | PLURAO-I | GND | Suite 100 | In Service | 10 | 3 |  |  |  |  | 050OP137542 | PLUTA RADIATION ONCOLOGY
URMC | TRAUSI | TRANSDUCER; ULTRASOUND; IMAGING |  | IC9-RS | TRANSDUCER; ULTRASOUND; IMAGING | GEMEDS | GE MEDICAL SYSTEMS | 103719 | 1250272WXO | UR MEDICAL FACULTY GROUP | URMFG |  | STRONG FERTILITY CENTER; IMAGING | STRFEC-I | 2 | 220 | In Service | 10 | 3 |  |  |  |  | 091OP349803 | STRONG FERTILITY CENTER
URMC | TRAUSI | TRANSDUCER; ULTRASOUND; IMAGING |  | RIC5-9-D | TRANSDUCER; ULTRASOUND; IMAGING | GEMEDS | GE MEDICAL SYSTEMS | 103720 | 300676KR4 | STRONG MEMORIAL HOSPITAL | STRONG |  | OB/GYN; LATTIMORE ROAD IMAGING | OBGLAT-I |  |  | In Service | 10 | 3 |  |  |  |  | 050OP136577 | OB/GYN LATTIMORE ROAD
URMC | TRAUSI | TRANSDUCER; ULTRASOUND; IMAGING |  | C1-6-D | TRANSDUCER; ULTRASOUND; IMAGING | GEMEDS | GE MEDICAL SYSTEMS | 103721 | 471771YP6 | STRONG MEMORIAL HOSPITAL | STRONG |  | RADIOLOGY; DIAGNOSTIC; IMAGING | RADDIA-I |  |  | In Service | 10 | 3 |  |  |  |  | 050OP136555 | IMAGING SCIENCES - SMH
URMC | TRAUSI | TRANSDUCER; ULTRASOUND; IMAGING |  | L12-3RCS | TRANSDUCER; ULTRASOUND; IMAGING | MINNOA | MINDRAY NORTH AMERICA | 102532 | CR1E35023431 | STRONG MEMORIAL HOSPITAL | STRONG |  | 8-3600; SICU; IMAGING | 8-3600-I |  | 621127 | In Service | 10 | 3 |  |  |  |  | 050OP134575 | 8-3600; SICU
URMC | TRAUSI | TRANSDUCER; ULTRASOUND; IMAGING |  | L12-3RCS | TRANSDUCER; ULTRASOUND; IMAGING | MINNOA | MINDRAY NORTH AMERICA | 103691 | CR1E35023444 | STRONG MEMORIAL HOSPITAL | STRONG |  | 8-1400; SURGICAL PROGRESSIVE CARE/SICU | 8-1400 | 8 | 8-1400; SURGICAL PROGRESSIVE CARE/SICU | In Service | 10 | 3 |  |  |  |  | 050OP134572 | 8-1400; SURGICAL PROG CARE/SICU
URMC | TRAUSI | TRANSDUCER; ULTRASOUND; IMAGING |  | L12-3RCS | TRANSDUCER; ULTRASOUND; IMAGING | MINNOA | MINDRAY NORTH AMERICA | 103688 | CR1E35023385 | STRONG MEMORIAL HOSPITAL | STRONG |  | NEURO ICU IMAGING | 8-1200-I | 8 |  | In Service | 10 | 3 |  |  |  |  | 050OP134557 | 8-1200; MEDICINE
URMC | TRAUSI | TRANSDUCER; ULTRASOUND; IMAGING |  | L12-3RCS | TRANSDUCER; ULTRASOUND; IMAGING | MINNOA | MINDRAY NORTH AMERICA | 103693 | CR1E35023423 | STRONG MEMORIAL HOSPITAL | STRONG |  | 3-1800 BURN/TRAUMA | 3-1800 | 8 |  | In Service | 10 | 3 |  |  |  |  | 050OP134570 | 3-2800; PROG CARE BURN/TRAUMA/STEPD
URMC | TRAUSI | TRANSDUCER; ULTRASOUND; IMAGING |  | L15-4 | TRANSDUCER; ULTRASOUND; IMAGING | SONULS | SONOSITE ULTRASOUND SYSTEMS | 103747 | 05BLG2 | STRONG MEMORIAL HOSPITAL | STRONG |  | MARKETPLACE TOWER ORTHO X-RAY IMAGING | MARTOX-I |  |  | In Service | 10 | 3 |  |  |  |  | 091OP347643 | Marketplace Tower Ortho Imageing X-Ray
URMC | TRAUSI | TRANSDUCER; ULTRASOUND; IMAGING |  | L15-4 | TRANSDUCER; ULTRASOUND; IMAGING | SONULS | SONOSITE ULTRASOUND SYSTEMS | 103750 | 05C6Y6 | STRONG MEMORIAL HOSPITAL | STRONG |  | MARKETPLACE TOWER ORTHO X-RAY IMAGING | MARTOX-I |  |  | In Service | 10 | 3 |  |  |  |  | 091OP347643 | Marketplace Tower Ortho Imageing X-Ray
URMC | TRAUSI | TRANSDUCER; ULTRASOUND; IMAGING |  | L19-5 | TRANSDUCER; ULTRASOUND; IMAGING | SONULS | SONOSITE ULTRASOUND SYSTEMS | 103767 | 05BL8V | STRONG MEMORIAL HOSPITAL | STRONG |  | MARKETPLACE TOWER ORTHO X-RAY IMAGING | MARTOX-I |  |  | In Service | 10 | 3 |  |  |  |  | 091OP347643 | Marketplace Tower Ortho Imageing X-Ray
URMC | TRAUSI | TRANSDUCER; ULTRASOUND; IMAGING |  | L15-4 | TRANSDUCER; ULTRASOUND; IMAGING | SONULS | SONOSITE ULTRASOUND SYSTEMS | 103754 | 05C3HW | STRONG MEMORIAL HOSPITAL | STRONG |  | MARKETPLACE TOWER ORTHO X-RAY IMAGING | MARTOX-I |  |  | In Service | 10 | 3 |  |  |  |  | 091OP347643 | Marketplace Tower Ortho Imageing X-Ray
URMC | TRAUSI | TRANSDUCER; ULTRASOUND; IMAGING |  | L12-3RCS | TRANSDUCER; ULTRASOUND; IMAGING | MINNOA | MINDRAY NORTH AMERICA | 103715 | HP8R33020873 | STRONG MEMORIAL HOSPITAL | STRONG |  | 6NORTH PEDIATRIC ICU IMAGING | 6NORTH-I |  |  | In Service | 10 | 3 |  |  |  |  | 050OP134510 | 6NORTH; PEDIATRIC ICU
URMC | TRAUSI | TRANSDUCER; ULTRASOUND; IMAGING |  | P10-4S | TRANSDUCER; ULTRASOUND; IMAGING | MINMED | MINDRAY MEDICAL | 103716 | NYY17007133 | STRONG MEMORIAL HOSPITAL | STRONG |  | 6NORTH PEDIATRIC ICU IMAGING | 6NORTH-I |  |  | In Service | 10 | 3 |  |  |  |  | 050OP134510 | 6NORTH; PEDIATRIC ICU
URMC | TRAUSI | TRANSDUCER; ULTRASOUND; IMAGING |  | RM6C | TRANSDUCER; ULTRASOUND; IMAGING | GEMEDS | GE MEDICAL SYSTEMS | 94530 | 297387KR3 | STRONG MEMORIAL HOSPITAL | STRONG |  | OB/GYN ULTRASOUND GROUP; IMAGING | OBGULG-I | G | 125 Lattimore Rd. | In Service | 10 | 3 |  |  |  |  | 050OP136577 | OB/GYN LATTIMORE ROAD
URMC | TRAUSI | TRANSDUCER; ULTRASOUND; IMAGING |  | L19-5 | TRANSDUCER; ULTRASOUND; IMAGING | SONULS | SONOSITE ULTRASOUND SYSTEMS | 103748 | 05BRWF | STRONG MEMORIAL HOSPITAL | STRONG | PUR00199749 | MARKETPLACE TOWER ORTHO X-RAY IMAGING | MARTOX-I |  |  | In Service | 10 | 3 |  |  |  |  | 091OP347643 | Marketplace Tower Ortho Imageing X-Ray
URMC | TRAUSI | TRANSDUCER; ULTRASOUND; IMAGING |  | L19-5 | TRANSDUCER; ULTRASOUND; IMAGING | SONULS | SONOSITE ULTRASOUND SYSTEMS | 103752 | 05C7HC | STRONG MEMORIAL HOSPITAL | STRONG |  | MARKETPLACE TOWER ORTHO X-RAY IMAGING | MARTOX-I |  |  | In Service | 10 | 3 |  |  |  |  | 091OP347643 | Marketplace Tower Ortho Imageing X-Ray
URMC | TRAUSI | TRANSDUCER; ULTRASOUND; IMAGING |  | L19-5 | TRANSDUCER; ULTRASOUND; IMAGING | SONULS | SONOSITE ULTRASOUND SYSTEMS | 103762 | 05C6Z8 | STRONG MEMORIAL HOSPITAL | STRONG |  | MARKETPLACE TOWER ORTHO X-RAY IMAGING | MARTOX-I |  |  | In Service | 10 | 3 |  |  |  |  | 091OP347643 | Marketplace Tower Ortho Imageing X-Ray
URMC | TRAUSI | TRANSDUCER; ULTRASOUND; IMAGING |  | L15-4 | TRANSDUCER; ULTRASOUND; IMAGING | SONULS | SONOSITE ULTRASOUND SYSTEMS | 103764 | 05C3HH | STRONG MEMORIAL HOSPITAL | STRONG |  | MARKETPLACE TOWER ORTHO X-RAY IMAGING | MARTOX-I |  |  | In Service | 10 | 3 |  |  |  |  | 091OP347643 | Marketplace Tower Ortho Imageing X-Ray
URMC | TRAUSI | TRANSDUCER; ULTRASOUND; IMAGING |  | L19-5 | TRANSDUCER; ULTRASOUND; IMAGING | SONULS | SONOSITE ULTRASOUND SYSTEMS | 103753 | 05BR9K | STRONG MEMORIAL HOSPITAL | STRONG |  | MARKETPLACE TOWER ORTHO X-RAY IMAGING | MARTOX-I |  | Med Room | In Service | 10 | 3 |  |  |  |  | 091OP347643 | Marketplace Tower Ortho Imageing X-Ray
URMC | TRAUSI | TRANSDUCER; ULTRASOUND; IMAGING |  | C5-1 | TRANSDUCER; ULTRASOUND; IMAGING | SONULS | SONOSITE ULTRASOUND SYSTEMS | 103763 | 05CT0Z | STRONG MEMORIAL HOSPITAL | STRONG |  | MARKETPLACE TOWER ORTHO X-RAY IMAGING | MARTOX-I |  |  | In Service | 10 | 3 |  |  |  |  | 091OP347643 | Marketplace Tower Ortho Imageing X-Ray
URMC | TRAUSI | TRANSDUCER; ULTRASOUND; IMAGING |  | L19-5 | TRANSDUCER; ULTRASOUND; IMAGING | SONULS | SONOSITE ULTRASOUND SYSTEMS | 103759 | 05C7WQ | STRONG MEMORIAL HOSPITAL | STRONG |  | MARKETPLACE TOWER ORTHO X-RAY IMAGING | MARTOX-I |  |  | In Service | 10 | 3 |  |  |  |  | 091OP347643 | Marketplace Tower Ortho Imageing X-Ray
URMC | TRAUSI | TRANSDUCER; ULTRASOUND; IMAGING |  | C5-1 | TRANSDUCER; ULTRASOUND; IMAGING | SONULS | SONOSITE ULTRASOUND SYSTEMS | 103746 | 05CRV0 | STRONG MEMORIAL HOSPITAL | STRONG |  | MARKETPLACE TOWER ORTHO X-RAY IMAGING | MARTOX-I |  |  | In Service | 10 | 3 |  |  |  |  | 091OP347643 | Marketplace Tower Ortho Imageing X-Ray
URMC | TRAUSI | TRANSDUCER; ULTRASOUND; IMAGING |  | L19-5 | TRANSDUCER; ULTRASOUND; IMAGING | SONULS | SONOSITE ULTRASOUND SYSTEMS | 103772 | 05BLJ3 | STRONG MEMORIAL HOSPITAL | STRONG |  | MARKETPLACE TOWER ORTHO X-RAY IMAGING | MARTOX-I |  |  | In Service | 10 | 3 |  |  |  |  | 091OP347643 | Marketplace Tower Ortho Imageing X-Ray
URMC | TRAUSI | TRANSDUCER; ULTRASOUND; IMAGING |  | C5-1 | TRANSDUCER; ULTRASOUND; IMAGING | SONULS | SONOSITE ULTRASOUND SYSTEMS | 103751 | 05B7VG | STRONG MEMORIAL HOSPITAL | STRONG |  | MARKETPLACE TOWER ORTHO X-RAY IMAGING | MARTOX-I |  |  | In Service | 10 | 3 |  |  |  |  | 091OP347643 | Marketplace Tower Ortho Imageing X-Ray
URMC | TRAUSI | TRANSDUCER; ULTRASOUND; IMAGING |  | L15-4 | TRANSDUCER; ULTRASOUND; IMAGING | SONULS | SONOSITE ULTRASOUND SYSTEMS | 103770 | 05C3J2 | STRONG MEMORIAL HOSPITAL | STRONG |  | MARKETPLACE TOWER ORTHO X-RAY IMAGING | MARTOX-I |  |  | In Service | 10 | 3 |  |  |  |  | 091OP347643 | Marketplace Tower Ortho Imageing X-Ray
URMC | TRAUSI | TRANSDUCER; ULTRASOUND; IMAGING |  | C5-1 | TRANSDUCER; ULTRASOUND; IMAGING | SONULS | SONOSITE ULTRASOUND SYSTEMS | 103756 | 05BLBT | STRONG MEMORIAL HOSPITAL | STRONG |  | MARKETPLACE TOWER ORTHO X-RAY IMAGING | MARTOX-I |  |  | In Service | 10 | 3 |  |  |  |  | 091OP347643 | Marketplace Tower Ortho Imageing X-Ray
URMC | TRAUSI | TRANSDUCER; ULTRASOUND; IMAGING |  | C5-1 | TRANSDUCER; ULTRASOUND; IMAGING | SONULS | SONOSITE ULTRASOUND SYSTEMS | 103771 | 059Z7C | STRONG MEMORIAL HOSPITAL | STRONG |  | MARKETPLACE TOWER ORTHO X-RAY IMAGING | MARTOX-I |  |  | In Service | 10 | 3 |  |  |  |  | 091OP347643 | Marketplace Tower Ortho Imageing X-Ray
URMC | TRAUSI | TRANSDUCER; ULTRASOUND; IMAGING |  | C5-1 | TRANSDUCER; ULTRASOUND; IMAGING | SONULS | SONOSITE ULTRASOUND SYSTEMS | 103760 | 05C7YR | STRONG MEMORIAL HOSPITAL | STRONG |  | MARKETPLACE TOWER ORTHO X-RAY IMAGING | MARTOX-I |  |  | In Service | 10 | 3 |  |  |  |  | 091OP347643 | Marketplace Tower Ortho Imageing X-Ray
URMC | TRAUSI | TRANSDUCER; ULTRASOUND; IMAGING |  | L12-3RCS | TRANSDUCER; ULTRASOUND; IMAGING | MINNOA | MINDRAY NORTH AMERICA | 104249 | HP8R33021468 | STRONG MEMORIAL HOSPITAL | STRONG |  | NEURO ICU IMAGING | 8-1200-I |  | 8-1200 | In Service | 10 | 3 |  |  |  |  | 050OP134557 | 8-1200; MEDICINE
URMC | TRAUSI | TRANSDUCER; ULTRASOUND; IMAGING |  | SC5-1NS | TRANSDUCER; ULTRASOUND; IMAGING | MINNOA | MINDRAY NORTH AMERICA | 104250 | HN4C36010015 | STRONG MEMORIAL HOSPITAL | STRONG |  | NEURO ICU IMAGING | 8-1200-I | 8 | 8-1200 | In Service | 10 | 3 |  |  |  |  | 050OP134557 | 8-1200; MEDICINE
URMC | TRAUSI | TRANSDUCER; ULTRASOUND; IMAGING |  | 9L-D | TRANSDUCER; ULTRASOUND; IMAGING | GEMEDS | GE MEDICAL SYSTEMS | NMH02188 | 276209WP4 | NOYES MEMORIAL HOSPITAL | NOYES |  | RADIOLOGY SERVICES | NMHRADSE |  |  | In Service | 10 | 3 |  |  |  |  | 250OP827320 | NMH - EQUIPMENT MNGNT RADIOLOGY SERVICES
URMC | TRAUSI | TRANSDUCER; ULTRASOUND; IMAGING |  | C1-6-D | TRANSDUCER; ULTRASOUND; IMAGING | GEMEDS | GE MEDICAL SYSTEMS | NMH02189 | 441681YP4 | NOYES MEMORIAL HOSPITAL | NOYES |  | NOYES RADIOLOGY IMAGING | NMHRAD-I |  |  | In Service | 10 | 3 |  |  |  |  | 250OP827320 | NMH - EQUIPMENT MNGNT RADIOLOGY SERVICES
URMC | TRAUSI | TRANSDUCER; ULTRASOUND; IMAGING |  | ML6-15-D | TRANSDUCER; ULTRASONIC; IMAGING | GEMEDS | GE MEDICAL SYSTEMS | NMH02190 | 208559YP5 | NOYES MEMORIAL HOSPITAL | NOYES |  | RADIOLOGY SERVICES | NMHRADSE |  |  | In Service | 10 | 3 |  |  |  |  | 250OP827320 | NMH - EQUIPMENT MNGNT RADIOLOGY SERVICES
URMC | TRAUSI | TRANSDUCER; ULTRASOUND; IMAGING |  | IC5-9-D | TRANSDUCER; ULTRASOUND; IMAGING | GEMEDS | GE MEDICAL SYSTEMS | NMH02191 | 531854WX8 | NOYES MEMORIAL HOSPITAL | NOYES |  | RADIOLOGY SERVICES | NMHRADSE |  |  | In Service | 10 | 3 |  |  |  |  | 250OP827320 | NMH - EQUIPMENT MNGNT RADIOLOGY SERVICES
URMC | TRAUSI | TRANSDUCER; ULTRASOUND; IMAGING |  | IC5-9-D | TRANSDUCER; ULTRASOUND; IMAGING | GEMEDS | GE MEDICAL SYSTEMS | NMH02380 | 798776WX1 | NOYES MEMORIAL HOSPITAL | NOYES |  | RADIOLOGY SERVICES | NMHRADSE |  |  | In Service | 10 | 3 |  |  |  |  | 250OP827320 | NMH - EQUIPMENT MNGNT RADIOLOGY SERVICES
URMC | TRAUSI | TRANSDUCER; ULTRASOUND; IMAGING |  | C1-6-D | TRANSDUCER; ULTRASOUND; IMAGING | GEMEDS | GE MEDICAL SYSTEMS | NMH02181 | 410465YP9 | NOYES MEMORIAL HOSPITAL | NOYES |  | RADIOLOGY SERVICES | NMHRADSE |  |  | In Service | 10 | 3 |  |  |  |  | 250OP827320 | NMH - EQUIPMENT MNGNT RADIOLOGY SERVICES
URMC | TRAUSI | TRANSDUCER; ULTRASOUND; IMAGING |  | 9L-D | TRANSDUCER; ULTRASOUND; IMAGING | GEMEDS | GE MEDICAL SYSTEMS | NMH02182 | 180697WP5 | NOYES MEMORIAL HOSPITAL | NOYES |  | RADIOLOGY SERVICES | NMHRADSE |  |  | In Service | 10 | 3 |  |  |  |  | 250OP827320 | NMH - EQUIPMENT MNGNT RADIOLOGY SERVICES
URMC | TRAUSI | TRANSDUCER; ULTRASOUND; IMAGING |  | ML6-15-D | TRANSDUCER; ULTRASONIC; IMAGING | GEMEDS | GE MEDICAL SYSTEMS | NMH02183 | 242357WP2 | NOYES MEMORIAL HOSPITAL | NOYES |  | RADIOLOGY SERVICES | NMHRADSE |  |  | In Service | 10 | 3 |  |  |  |  | 250OP827320 | NMH - EQUIPMENT MNGNT RADIOLOGY SERVICES
URMC | TRAUSI | TRANSDUCER; ULTRASOUND; IMAGING |  | M5SC-D | TRANSDUCER; ULTRASOUND; IMAGING | GEMEDS | GE MEDICAL SYSTEMS | NMH02184 | 364095YP0 | NOYES MEMORIAL HOSPITAL | NOYES |  | RADIOLOGY SERVICES | NMHRADSE |  |  | In Service | 10 | 3 |  |  |  |  | 250OP827320 | NMH - EQUIPMENT MNGNT RADIOLOGY SERVICES
URMC | TRAUSI | TRANSDUCER; ULTRASOUND; IMAGING |  | 6VT-D | TRANSDUCER; ULTRASOUND; IMAGING | GEMEDS | GE MEDICAL SYSTEMS | NMH02070 | 220759 | NOYES MEMORIAL HOSPITAL | NOYES |  | RADIOLOGY SERVICES | NMHRADSE |  |  | In Service | 10 | 3 |  |  |  |  | 250OP827320 | NMH - EQUIPMENT MNGNT RADIOLOGY SERVICES
URMC | TRAUSI | TRANSDUCER; ULTRASOUND; IMAGING |  | RAB-6D | TRANSDUCER; ULTRASOUND; IMAGING | GEMEDS | GE MEDICAL SYSTEMS | 101025 | 1193725WX7 | STRONG MEMORIAL HOSPITAL | STRONG |  | OB/GYN ULTRASOUND GROUP; IMAGING | OBGULG-I |  | 3-1400 | In Service | 10 | 3 |  |  |  |  | 050OP136577 | OB/GYN LATTIMORE ROAD
URMC | TRAUSI | TRANSDUCER; ULTRASOUND; IMAGING |  | C1-6-D | TRANSDUCER; ULTRASOUND; IMAGING | GEMEDS | GE MEDICAL SYSTEMS | 101026 | 446240YP4 | STRONG MEMORIAL HOSPITAL | STRONG |  | OB/GYN ULTRASOUND GROUP; IMAGING | OBGULG-I |  | 3-1400 | In Service | 10 | 3 |  |  |  |  | 050OP136577 | OB/GYN LATTIMORE ROAD
URMC | TRAUSI | TRANSDUCER; ULTRASOUND; IMAGING |  | C2-9-D | TRANSDUCER; ULTRASOUND; IMAGING | GEMEDS | GE MEDICAL SYSTEMS | 101027 | 445355YP1 | STRONG MEMORIAL HOSPITAL | STRONG |  | OB/GYN ULTRASOUND GROUP; IMAGING | OBGULG-I |  | 3-1400 | In Service | 10 | 3 |  |  |  |  | 050OP136577 | OB/GYN LATTIMORE ROAD
URMC | TRAUSI | TRANSDUCER; ULTRASOUND; IMAGING |  | PRB6000 | TRANSDUCER; ULTRASOUND; IMAGING | LABMET | LABORIE MEDICAL TECH. CORP. | 101040 | 0LA122802 | STRONG MEMORIAL HOSPITAL | STRONG |  | CLINICAL ENGINEERING; SMH; IMAGING | CESMH-I | B |  | In Service | 10 | 3 |  |  |  |  | 050OP236502 | CLINICAL ENGINEERING - SMH
URMC | TRAUSI | TRANSDUCER; ULTRASOUND; IMAGING |  | SP5-1S | TRANSDUCER; ULTRASONIC; P/N 120-002703-00 | MINNOA | MINDRAY NORTH AMERICA | 39968 | HN4C23003493 | HIGHLAND HOSPITAL OF ROCHESTER | HIGHLAND |  | EMERGENCY DEPARTMENT - HH | ED-HH |  |  | In Service | 10 | 3 |  |  |  |  | OP856160 | EMERGENCY DEPARTMENT - HH
URMC | TRAUSI | TRANSDUCER; ULTRASOUND; IMAGING |  | V11-3WS | TRANSDUCER; ULTRASOUND; IMAGING | MINNOA | MINDRAY NORTH AMERICA | 39971 | LDL24015153 | HIGHLAND HOSPITAL OF ROCHESTER | HIGHLAND |  | EMERGENCY DEPARTMENT - HH | ED-HH |  |  | In Service | 10 | 3 |  |  |  |  | OP856160 | EMERGENCY DEPARTMENT - HH
URMC | TRAUSI | TRANSDUCER; ULTRASOUND; IMAGING |  | RAB2-6-RS | TRANSDUCER; ULTRASOUND; IMAGING | GEMEDS | GE MEDICAL SYSTEMS | 100982 | 624712WX6 | STRONG MEMORIAL HOSPITAL | STRONG |  | OB/GYN ULTRASOUND GROUP; IMAGING | OBGULG-I | 3 | 3-1400 | In Service | 10 | 3 |  |  |  |  | 050OP136577 | OB/GYN LATTIMORE ROAD
URMC | TRAUSI | TRANSDUCER; ULTRASOUND; IMAGING |  | M5SC-D | TRANSDUCER; ULTRASOUND; IMAGING | GEMEDS | GE MEDICAL SYSTEMS | 39111 | 433187YP12 | HIGHLAND HOSPITAL OF ROCHESTER | HIGHLAND |  | CARDIOLOGY | CARDIO | 1 | HH Cardio | In Service | 10 | 3 |  |  |  |  | OP857450 | CARDIOLOGY
URMC | TRAUSI | TRANSDUCER; ULTRASOUND; IMAGING |  | RIC5-9-D | TRANSDUCER; ULTRASOUND; IMAGING | GEMEDS | GE MEDICAL SYSTEMS | 39960 | 261699KR3 | HIGHLAND HOSPITAL OF ROCHESTER | HIGHLAND |  | HIGHLAND WOMANS HEALTH | HIGWOH | 1 |  | In Service | 10 | 3 |  |  |  |  | OP856260 | HIGHLAND WOMANS HEALTH
URMC | TRAUSI | TRANSDUCER; ULTRASOUND; IMAGING |  | C1-6VN-D | TRANSDUCER; ULTRASOUND; IMAGING | GEMEDS | GE MEDICAL SYSTEMS | 94464 | 443175YP5 | STRONG MEMORIAL HOSPITAL | STRONG | SR 1-5466817541 | UNIVERSITY IMAGING AT EAST RIVER ROAD-IMAGING | UNIMER-I | 2 | 200 EAST RIVER ROAD | In Service | 10 | 3 |  |  |  |  | 050OP136547 | UNIVERSITY IMAGING AT EAST RIVER ROAD
URMC | TRAUSI | TRANSDUCER; ULTRASOUND; IMAGING |  | M5SC-D | TRANSDUCER; ULTRASOUND; IMAGING | GEMEDS | GE MEDICAL SYSTEMS | 100888 | 416168YP3 | STRONG MEMORIAL HOSPITAL | STRONG |  | CARDIOLOGY; CARDIAC CATH LAB ;IMAGING | CARCA2-I |  | ep lab | In Service | 10 | 3 |  |  |  |  | 050OP135525 | CARDIOLOGY; CARDIAC CATH LAB
URMC | TRAUSI | TRANSDUCER; ULTRASOUND; IMAGING |  | P2D | PROBE; DOPPLER | GEMEDS | GE MEDICAL SYSTEMS | 100889 | 11AC1443 | STRONG MEMORIAL HOSPITAL | STRONG |  | CARDIOLOGY; CARDIAC CATH LAB ;IMAGING | CARCA2-I |  | EP Lab | In Service | 10 | 3 |  |  |  |  | 050OP135525 | CARDIOLOGY; CARDIAC CATH LAB
URMC | TRAUSI | TRANSDUCER; ULTRASOUND; IMAGING |  | C5-1 | TRANSDUCER; ULTRASOUND; IMAGING | SONULS | SONOSITE ULTRASOUND SYSTEMS | 101332 |  | STRONG MEMORIAL HOSPITAL | STRONG |  | PHYSICAL MEDICINE AND REHABILITATION | PHYMER | 2nd | CC Bldg D; Suite 250 | In Service | 10 | 3 |  |  |  |  | 050OP137585 | REHAB CC
URMC | TRAUSI | TRANSDUCER; ULTRASOUND; IMAGING |  | L15-4 | TRANSDUCER; ULTRASOUND; IMAGING | SONULS | SONOSITE ULTRASOUND SYSTEMS | 101331 | 058B36 | STRONG MEMORIAL HOSPITAL | STRONG |  | PHYSICAL MEDICINE AND REHABILITATION | PHYMER | 2nd | CC Bldg D; Suite 250. | In Service | 10 | 3 |  |  |  |  | 050OP137585 | REHAB CC
URMC | TRAUSI | TRANSDUCER; ULTRASOUND; IMAGING |  | L19-5 | TRANSDUCER; ULTRASOUND; IMAGING | SONULS | SONOSITE ULTRASOUND SYSTEMS | 101330 | 05B75Q | STRONG MEMORIAL HOSPITAL | STRONG |  | PHYSICAL MEDICINE AND REHABILITATION | PHYMER | 2nd | CC Bldg D; Suite 250 | In Service | 10 | 3 |  |  |  |  | 050OP137585 | REHAB CC
URMC | TRAUSI | TRANSDUCER; ULTRASOUND; IMAGING |  | M5SC-D | TRANSDUCER; ULTRASOUND; IMAGING | GEMEDS | GE MEDICAL SYSTEMS | 101335 | 433181YP5 | STRONG MEMORIAL HOSPITAL | STRONG |  | AC-G; ECHOCARDIOGRAPHY; IMAGING | ACGECH-I |  |  | In Service | 10 | 3 |  |  |  |  | 050OP135565 | AC-G; ECHOCARDIOGRAPHY
URMC | TRAUSI | TRANSDUCER; ULTRASOUND; IMAGING |  | RIC5-9-D | TRANSDUCER; ULTRASOUND; IMAGING | GEMEDS | GE MEDICAL SYSTEMS | 94446 | 295505KR2 | STRONG MEMORIAL HOSPITAL | STRONG |  | West Ridge Obstetrics & Gynecology Webster Imaging | WROBGW-I | 1 | 1682 EMPIRE BLVD.; SUITE 200 | In Service | 10 | 3 |  |  |  |  | 091OP347613 | West Ridge Obstetrics & Gynecology
URMC | TRAUSI | TRANSDUCER; ULTRASOUND; IMAGING |  | C1-6-D | TRANSDUCER; ULTRASOUND; IMAGING | GEMEDS | GE MEDICAL SYSTEMS | 94447 | 446077YP0 | STRONG MEMORIAL HOSPITAL | STRONG |  | West Ridge Obstetrics & Gynecology Webster Imaging | WROBGW-I | 1 | 1682 EMPIRE BLVD.; SUITE 200 | In Service | 10 | 3 |  |  |  |  | 091OP347613 | West Ridge Obstetrics & Gynecology
URMC | TRAUSI | TRANSDUCER; ULTRASOUND; IMAGING |  | RAB-6D | TRANSDUCER; ULTRASOUND; IMAGING | GEMEDS | GE MEDICAL SYSTEMS | 94448 | 1193689WX5 | STRONG MEMORIAL HOSPITAL | STRONG |  | West Ridge Obstetrics & Gynecology Webster Imaging | WROBGW-I | 1 | 1682 EMPIRE BLVD.; SUITE 200 | In Service | 10 | 3 |  |  |  |  | 091OP347613 | West Ridge Obstetrics & Gynecology
URMC | TRAUSI | TRANSDUCER; ULTRASOUND; IMAGING |  | C2-9-D | TRANSDUCER; ULTRASOUND; IMAGING | GEMEDS | GE MEDICAL SYSTEMS | 94449 | 445401YP3 | STRONG MEMORIAL HOSPITAL | STRONG |  | West Ridge Obstetrics & Gynecology Webster Imaging | WROBGW-I | 1 | 1682 EMPIRE BLVD.; SUITE 200 | In Service | 10 | 3 |  |  |  |  | 091OP347613 | West Ridge Obstetrics & Gynecology
URMC | TRAUSI | TRANSDUCER; ULTRASOUND; IMAGING |  | PRB6000 | TRANSDUCER; ULTRASOUND; IMAGING | LABMET | LABORIE MEDICAL TECH. CORP. | 100338 | 0K187382 | STRONG MEMORIAL HOSPITAL | STRONG |  | EMERGENCY DEPT-SMH; IMAGING | ED-SMH-I | G | ED Acute 3 | In Service | 10 | 3 |  |  |  |  | 050OP138501 | EMERGENCY DEPARTMENT -SMH
URMC | TRAUSI | TRANSDUCER; ULTRASOUND; IMAGING |  | ML6-15-D | TRANSDUCER; ULTRASONIC; IMAGING | GEMEDS | GE MEDICAL SYSTEMS | 100720 | 307562WP9 | HIGHLAND HOSPITAL OF ROCHESTER | HIGHLAND |  | ULTRASOUND | ULTRAS |  |  | In Service | 10 | 3 |  |  |  |  | OP857500 | ULTRASOUND
URMC | TRAUSI | TRANSDUCER; ULTRASOUND; IMAGING |  | IC5-9-D | TRANSDUCER; ULTRASOUND; IMAGING | GEMEDS | GE MEDICAL SYSTEMS | 100726 | 1194940WX1 | HIGHLAND HOSPITAL OF ROCHESTER | HIGHLAND |  | ULTRASOUND | ULTRAS |  | ultrasound rm 2 | In Service | 10 | 3 |  |  |  |  | OP857500 | ULTRASOUND
URMC | TRAUSI | TRANSDUCER; ULTRASOUND; IMAGING |  | L6-24-D | TRANSDUCER; ULTRASOUND; IMAGING | GEMEDS | GE MEDICAL SYSTEMS | 92638 | (21)BT-226378 | STRONG MEMORIAL HOSPITAL | STRONG |  | Marketplace Advanced Imaging; Imaging | MARADI-I | 1 | Marketplace Advanced Imaging | In Service | 10 | 3 |  |  |  |  | 050OP137626 | Marketplace Advanced Imaging
URMC | TRAUSI | TRANSDUCER; ULTRASOUND; IMAGING |  | L8-18I-D | TRANSDUCER; ULTRASONIC | GEMEDS | GE MEDICAL SYSTEMS | 92639 | 304822WPO | STRONG MEMORIAL HOSPITAL | STRONG |  | Marketplace Advanced Imaging; Imaging | MARADI-I | 1 | Marketplace Advanced Imaging | In Service | 10 | 3 |  |  |  |  | 050OP137626 | Marketplace Advanced Imaging
URMC | TRAUSI | TRANSDUCER; ULTRASOUND; IMAGING |  | HFL38X | TRANSDUCER; ULTRASOUND; IMAGING | SONULS | SONOSITE ULTRASOUND SYSTEMS | 39978 | 05BMBX | HIGHLAND HOSPITAL OF ROCHESTER | HIGHLAND |  | ANESTHESIA | ANESTH | 1 | Basement OR Anesthesia | In Service | 10 | 3 |  |  |  |  | OP857520 | ANESTHESIA
URMC | TRAUSI | TRANSDUCER; ULTRASOUND; IMAGING |  | C1-6-D | TRANSDUCER; ULTRASOUND; IMAGING | GEMEDS | GE MEDICAL SYSTEMS | 101309 | 446285YP9 | STRONG MEMORIAL HOSPITAL | STRONG |  | STRONG WEST IMAGING/RADIOLOGY-IMAGING | SWIMRA-I | 1 |  | In Service | 10 | 3 |  |  |  |  | 050OP139684 | STRONG WEST IMAGING/RADIOLOGY
URMC | TRAUSI | TRANSDUCER; ULTRASOUND; IMAGING |  | RIC5-9-D | TRANSDUCER; ULTRASOUND; IMAGING | GEMEDS | GE MEDICAL SYSTEMS | 39112 | 294105KR2 | HIGHLAND HOSPITAL OF ROCHESTER | HIGHLAND |  | PERINATAL CENTER | PERCEN | 3rd | 3rd floor OB/GYN | In Service | 10 | 3 |  |  |  |  | OP858180 | PERINATAL CLINIC
URMC | TRAUSI | TRANSDUCER; ULTRASOUND; IMAGING |  | SC5-1NS | TRANSDUCER; ULTRASOUND; IMAGING | MINNOA | MINDRAY NORTH AMERICA | 100721 | HX5X28008559 | UR MEDICAL FACULTY GROUP | URMFG |  | HOSPITAL MEDICINE DIVISION- IMAGING | HOSMED-I |  | Hospital medicine procedure team | In Service | 10 | 3 |  |  |  |  | 091OP347079 | HOSPITAL MEDICINE DIVISION- IMAGING
URMC | TRAUSI | TRANSDUCER; ULTRASOUND; IMAGING |  | L12-3RCS | TRANSDUCER; ULTRASOUND; IMAGING | MINNOA | MINDRAY NORTH AMERICA | 100727 | HP8R27015262 | UR MEDICAL FACULTY GROUP | URMFG |  | HOSPITAL MEDICINE DIVISION- IMAGING | HOSMED-I |  | Hospital medicine Procedure team | In Service | 10 | 3 |  |  |  |  | 091OP347079 | HOSPITAL MEDICINE DIVISION- IMAGING
URMC | TRAUSI | TRANSDUCER; ULTRASOUND; IMAGING |  | SC5-1NS | TRANSDUCER; ULTRASOUND; IMAGING | MINNOA | MINDRAY NORTH AMERICA | 100724 | HN4C21003011 | UR MEDICAL FACULTY GROUP | URMFG |  | HOSPITAL MEDICINE DIVISION- IMAGING | HOSMED-I |  | Hospital medicine procedure team | In Service | 10 | 3 |  |  |  |  | 091OP347079 | HOSPITAL MEDICINE DIVISION- IMAGING
URMC | TRAUSI | TRANSDUCER; ULTRASOUND; IMAGING |  | C1-6-D | TRANSDUCER; ULTRASOUND; IMAGING | GEMEDS | GE MEDICAL SYSTEMS | 101051 | 443893YP3 | STRONG MEMORIAL HOSPITAL | STRONG |  | UR VASCULAR SURGERY- IMAGING | URVASU-I | 5 |  | In Service | 10 | 3 |  |  |  |  | 050OP137529 | UR VASCULAR SURGERY
URMC | TRAUSI | TRANSDUCER; ULTRASOUND; IMAGING |  | L2-9-D | TRANSDUCER; ULTRASOUND; IMAGING | GEMEDS | GE MEDICAL SYSTEMS | 92587 | 205941PD8 | STRONG MEMORIAL HOSPITAL | STRONG |  | Marketplace Advanced Imaging; Imaging | MARADI-I |  | Marketplace Advanced Imaging | In Service | 10 | 3 |  |  |  |  | 050OP137626 | Marketplace Advanced Imaging
URMC | TRAUSI | TRANSDUCER; ULTRASOUND; IMAGING |  | C1-6-D | TRANSDUCER; ULTRASOUND; IMAGING | GEMEDS | GE MEDICAL SYSTEMS | 92586 | 420222YP2 | STRONG MEMORIAL HOSPITAL | STRONG |  | Marketplace Advanced Imaging; Imaging | MARADI-I |  | Marketplace Advanced Imaging | In Service | 10 | 3 |  |  |  |  | 050OP137626 | Marketplace Advanced Imaging
URMC | TRAUSI | TRANSDUCER; ULTRASOUND; IMAGING |  | ML6-15-D | TRANSDUCER; ULTRASONIC; IMAGING | GEMEDS | GE MEDICAL SYSTEMS | 92585 | 290578WP4 | STRONG MEMORIAL HOSPITAL | STRONG |  | Marketplace Advanced Imaging; Imaging | MARADI-I |  | Marketplace Advanced Imaging | In Service | 10 | 3 |  |  |  |  | 050OP137626 | Marketplace Advanced Imaging
URMC | TRAUSI | TRANSDUCER; ULTRASOUND; IMAGING |  | C3-10-D | TRANSDUCER; ULTRASOUND; IMAGING | GEMEDS | GE MEDICAL SYSTEMS | 92584 | 417840YP6 | STRONG MEMORIAL HOSPITAL | STRONG |  | Marketplace Advanced Imaging; Imaging | MARADI-I |  | Marketplace Advanced Imaging | In Service | 10 | 3 |  |  |  |  | 050OP137626 | Marketplace Advanced Imaging
URMC | TRAUSI | TRANSDUCER; ULTRASOUND; IMAGING |  | M5SC-D | TRANSDUCER; ULTRASOUND; IMAGING | GEMEDS | GE MEDICAL SYSTEMS | 92583 | 405907YP7 | STRONG MEMORIAL HOSPITAL | STRONG |  | Marketplace Advanced Imaging; Imaging | MARADI-I |  | Marketplace Advanced Imaging | In Service | 10 | 3 |  |  |  |  | 050OP137626 | Marketplace Advanced Imaging
URMC | TRAUSI | TRANSDUCER; ULTRASOUND; IMAGING |  | IC5-9-D | TRANSDUCER; ULTRASOUND; IMAGING | GEMEDS | GE MEDICAL SYSTEMS | 92582 | 10842292WX2 | STRONG MEMORIAL HOSPITAL | STRONG |  | Marketplace Advanced Imaging; Imaging | MARADI-I |  | Marketplace Advanced Imaging | In Service | 10 | 3 |  |  |  |  | 050OP137626 | Marketplace Advanced Imaging
URMC | TRAUSI | TRANSDUCER; ULTRASOUND; IMAGING |  | IC5-9-D | TRANSDUCER; ULTRASOUND; IMAGING | GEMEDS | GE MEDICAL SYSTEMS | 92589 | 1084080WX9 | STRONG MEMORIAL HOSPITAL | STRONG |  | Marketplace Advanced Imaging; Imaging | MARADI-I |  | Marketplace advanced imaging | In Service | 10 | 3 |  |  |  |  | 050OP137626 | Marketplace Advanced Imaging
URMC | TRAUSI | TRANSDUCER; ULTRASOUND; IMAGING |  | C1-6-D | TRANSDUCER; ULTRASOUND; IMAGING | GEMEDS | GE MEDICAL SYSTEMS | 92590 | 420270YP1 | STRONG MEMORIAL HOSPITAL | STRONG |  | Marketplace Advanced Imaging; Imaging | MARADI-I |  | Marketplace advanced imaging | In Service | 10 | 3 |  |  |  |  | 050OP137626 | Marketplace Advanced Imaging
URMC | TRAUSI | TRANSDUCER; ULTRASOUND; IMAGING |  | ML6-15 | TRANSDUCER; ULTRASOUND; IMAGING | GEMEDS | GE MEDICAL SYSTEMS | 92591 | 290617WP0 | STRONG MEMORIAL HOSPITAL | STRONG |  | Marketplace Advanced Imaging; Imaging | MARADI-I |  | Marketplace Advanced imaging | In Service | 10 | 3 |  |  |  |  | 050OP137626 | Marketplace Advanced Imaging
URMC | TRAUSI | TRANSDUCER; ULTRASOUND; IMAGING |  | M5SC-D | TRANSDUCER; ULTRASOUND; IMAGING | GEMEDS | GE MEDICAL SYSTEMS | 92593 | 405909YP3 | STRONG MEMORIAL HOSPITAL | STRONG |  | Marketplace Advanced Imaging; Imaging | MARADI-I |  | Marketplace advanced imaging | In Service | 10 | 3 |  |  |  |  | 050OP137626 | Marketplace Advanced Imaging
URMC | TRAUSI | TRANSDUCER; ULTRASOUND; IMAGING |  | C3-10-D | TRANSDUCER; ULTRASOUND; IMAGING | GEMEDS | GE MEDICAL SYSTEMS | 92594 | 517843YP0 | STRONG MEMORIAL HOSPITAL | STRONG |  | Marketplace Advanced Imaging; Imaging | MARADI-I |  | Marketplace advanced imaging | In Service | 10 | 3 |  |  |  |  | 050OP137626 | Marketplace Advanced Imaging
URMC | TRAUSI | TRANSDUCER; ULTRASOUND; IMAGING |  | L19-5 | TRANSDUCER; ULTRASOUND; IMAGING | SONULS | SONOSITE ULTRASOUND SYSTEMS | 96820 | 56054 | STRONG MEMORIAL HOSPITAL | STRONG |  | MARKETPLACE PROCEDURE SUITE; IMAGING | MARPRS-I |  | Marketplace Procedure suite | In Service | 10 | 3 |  |  |  |  | 050OP137587 | ORTHOPEDIC CLINIC PROCEDURE ROOM
URMC | TRAUSI | TRANSDUCER; ULTRASOUND; IMAGING |  | L15-4 | TRANSDUCER; ULTRASOUND; IMAGING | SONULS | SONOSITE ULTRASOUND SYSTEMS | 92643 | 05607B | STRONG MEMORIAL HOSPITAL | STRONG |  | MARKETPLACE SKILLS LAB; IMAGING | MARSKL-I | TBD | MARKETPLACE SKILLS LAB | In Service | 10 | 3 |  |  |  |  | 050OP345928 | Marketplace Skills Lab
URMC | TRAUSI | TRANSDUCER; ULTRASOUND; IMAGING |  | L12-3 | TRANSDUCER; ULTRASOUND; IMAGING | SONULS | SONOSITE ULTRASOUND SYSTEMS | 96831 | 055W9J | STRONG MEMORIAL HOSPITAL | STRONG |  | MARKETPLACE PROCEDURE SUITE; IMAGING | MARPRS-I |  | Marketplace Procedure suite | In Service | 10 | 3 |  |  |  |  | 050OP137587 | ORTHOPEDIC CLINIC PROCEDURE ROOM
URMC | TRAUSI | TRANSDUCER; ULTRASOUND; IMAGING |  | L15-4 | TRANSDUCER; ULTRASOUND; IMAGING | SONULS | SONOSITE ULTRASOUND SYSTEMS | 96832 | 56099 | STRONG MEMORIAL HOSPITAL | STRONG |  | MARKETPLACE PROCEDURE SUITE; IMAGING | MARPRS-I |  | Marketplace Procedure suite | In Service | 10 | 3 |  |  |  |  | 050OP137587 | ORTHOPEDIC CLINIC PROCEDURE ROOM
URMC | TRAUSI | TRANSDUCER; ULTRASOUND; IMAGING |  | L12-3 | TRANSDUCER; ULTRASOUND; IMAGING | SONULS | SONOSITE ULTRASOUND SYSTEMS | 96823 | 055WBX | STRONG MEMORIAL HOSPITAL | STRONG |  | MARKETPLACE PACU IMAGING | MARPCU-I |  | Marketplace PACU | In Service | 10 | 3 |  |  |  |  | 050OP135701 | Marketplace- SURGERY/PACU/SPD
URMC | TRAUSI | TRANSDUCER; ULTRASOUND; IMAGING |  | P5-1 | TRANSDUCER; ULTRASOUND; IMAGING | SONULS | SONOSITE ULTRASOUND SYSTEMS | 96833 | 052GYT | STRONG MEMORIAL HOSPITAL | STRONG |  | MARKETPLACE PACU IMAGING | MARPCU-I |  | Marketplace PACU | In Service | 10 | 3 |  |  |  |  | 050OP135701 | Marketplace- SURGERY/PACU/SPD
URMC | TRAUSI | TRANSDUCER; ULTRASOUND; IMAGING |  | L19-5 | TRANSDUCER; ULTRASOUND; IMAGING | SONULS | SONOSITE ULTRASOUND SYSTEMS | 96837 | 055ZZH | STRONG MEMORIAL HOSPITAL | STRONG |  | MARKETPLACE PACU IMAGING | MARPCU-I |  | Marketplace PACU | In Service | 10 | 3 |  |  |  |  | 050OP135701 | Marketplace- SURGERY/PACU/SPD
URMC | TRAUSI | TRANSDUCER; ULTRASOUND; IMAGING |  | 9L-D | TRANSDUCER; ULTRASOUND; IMAGING | GEMEDS | GE MEDICAL SYSTEMS | 100417 | 260166WP4 | HIGHLAND HOSPITAL OF ROCHESTER | HIGHLAND |  | MEDICAL IMAGING | DIAGRAD |  | Specials US | In Service | 10 | 3 |  |  |  |  | OP857470 | MEDICAL IMAGING
URMC | TRAUSI | TRANSDUCER; ULTRASOUND; IMAGING |  | RIC5-9W-RS | TRANSDUCER; ULTRASOUND; IMAGING | GEMEDS | GE MEDICAL SYSTEMS | 100418 | 279382KR6 | STRONG MEMORIAL HOSPITAL | STRONG |  | OB/GYN ULTRASOUND GROUP; IMAGING | OBGULG-I | 3 | 3-1400 | In Service | 10 | 3 |  |  |  |  | 050OP136577 | OB/GYN LATTIMORE ROAD
URMC | TRAUSI | TRANSDUCER; ULTRASOUND; IMAGING |  | L19-5 | TRANSDUCER; ULTRASOUND; IMAGING | SONULS | SONOSITE ULTRASOUND SYSTEMS | 96836 | 0560N8 | STRONG MEMORIAL HOSPITAL | STRONG |  | MARKETPLACE PACU IMAGING | MARPCU-I |  | Marketplace PACU | In Service | 10 | 3 |  |  |  |  | 050OP135701 | Marketplace- SURGERY/PACU/SPD
URMC | TRAUSI | TRANSDUCER; ULTRASOUND; IMAGING |  | P5-1 | TRANSDUCER; ULTRASOUND; IMAGING | SONULS | SONOSITE ULTRASOUND SYSTEMS | 96819 | 0538R1 | STRONG MEMORIAL HOSPITAL | STRONG |  | MARKETPLACE PACU IMAGING | MARPCU-I |  | Marketplace PACU | In Service | 10 | 3 |  |  |  |  | 050OP135701 | Marketplace- SURGERY/PACU/SPD
URMC | TRAUSI | TRANSDUCER; ULTRASOUND; IMAGING |  | C5-1 | TRANSDUCER; ULTRASOUND; IMAGING | SONULS | SONOSITE ULTRASOUND SYSTEMS | 96824 | 055WZP | STRONG MEMORIAL HOSPITAL | STRONG |  | MARKETPLACE PACU IMAGING | MARPCU-I |  | Marketplace PACU | In Service | 10 | 3 |  |  |  |  | 050OP135701 | Marketplace- SURGERY/PACU/SPD
URMC | TRAUSI | TRANSDUCER; ULTRASOUND; IMAGING |  | C5-1 | TRANSDUCER; ULTRASOUND; IMAGING | SONULS | SONOSITE ULTRASOUND SYSTEMS | 92645 | 055WZJ | STRONG MEMORIAL HOSPITAL | STRONG |  | MARKETPLACE SKILLS LAB; IMAGING | MARSKL-I | TBD | MARKETPLACE SKILLS LAB | In Service | 10 | 3 |  |  |  |  | 050OP345928 | Marketplace Skills Lab
URMC | TRAUSI | TRANSDUCER; ULTRASOUND; IMAGING |  | L19-5 | TRANSDUCER; ULTRASOUND; IMAGING | SONULS | SONOSITE ULTRASOUND SYSTEMS | 92644 | 055ZZJ | STRONG MEMORIAL HOSPITAL | STRONG |  | MARKETPLACE SKILLS LAB; IMAGING | MARSKL-I | TBD | MARKETPLACE SKILLS LAB | In Service | 10 | 3 |  |  |  |  | 050OP345928 | Marketplace Skills Lab
URMC | TRAUSI | TRANSDUCER; ULTRASOUND; IMAGING |  | L25X/13-6 | TRANSDUCER; ULTRASONIC | SONULS | SONOSITE ULTRASOUND SYSTEMS | 100744 | 058NFP | STRONG MEMORIAL HOSPITAL | STRONG |  | ANESTHESIOLOGY; GROUP 1; IMAGING | ANEST1-I |  |  | In Service | 10 | 3 |  |  |  |  | 050OP136553 | ANESTHESIOLOGY - SMH
URMC | TRAUSI | TRANSDUCER; ULTRASOUND; IMAGING |  | L25X/13-6 | TRANSDUCER; ULTRASONIC | SONULS | SONOSITE ULTRASOUND SYSTEMS | 100746 | 058NYT | STRONG MEMORIAL HOSPITAL | STRONG |  | ANESTHESIOLOGY; GROUP 1; IMAGING | ANEST1-I |  |  | In Service | 10 | 3 |  |  |  |  | 050OP136553 | ANESTHESIOLOGY - SMH
URMC | TRAUSI | TRANSDUCER; ULTRASOUND; IMAGING |  | RC60XI | TRANSDUCER; ULTRASOUND; IMAGING; 5-2 MHZ | SONULS | SONOSITE ULTRASOUND SYSTEMS | 39891 | 058NX2 | HIGHLAND HOSPITAL OF ROCHESTER | HIGHLAND |  | SAME DAY SURGERY | SAMEDAY |  |  | In Service | 10 | 3 |  |  |  |  | OP856200 | SAME DAY SURGERY
URMC | TRAUSI | TRANSDUCER; ULTRASOUND; IMAGING |  | L25X/13-6 | TRANSDUCER; ULTRASONIC | SONULS | SONOSITE ULTRASOUND SYSTEMS | 39890 | 058N86 | HIGHLAND HOSPITAL OF ROCHESTER | HIGHLAND |  | SAME DAY SURGERY | SAMEDAY |  |  | In Service | 10 | 3 |  |  |  |  | OP856200 | SAME DAY SURGERY
URMC | TRAUSI | TRANSDUCER; ULTRASOUND; IMAGING |  | RIC5-9-D | TRANSDUCER; ULTRASOUND; IMAGING | GEMEDS | GE MEDICAL SYSTEMS | 100816 | 289988KR8 | STRONG MEMORIAL HOSPITAL | STRONG |  | OB/GYN ULTRASOUND GROUP; IMAGING | OBGULG-I | 1 |  | In Service | 10 | 3 |  |  |  |  | 050OP136577 | OB/GYN LATTIMORE ROAD
URMC | TRAUSI | TRANSDUCER; ULTRASOUND; IMAGING |  | L25X/13-6 | TRANSDUCER; ULTRASONIC | SONULS | SONOSITE ULTRASOUND SYSTEMS | 100820 | 058BL4 | STRONG MEMORIAL HOSPITAL | STRONG |  | ANESTHESIOLOGY; GROUP 1; IMAGING | ANEST1-I |  | OR | In Service | 10 | 3 |  |  |  |  | 050OP136553 | ANESTHESIOLOGY - SMH
URMC | TRAUSI | TRANSDUCER; ULTRASOUND; IMAGING |  | C252 | TRANSDUCER; ULTRASOUND; IMAGING | FUJIFI | FUJIFILM MEDICAL | 38991 | G3144406 | HIGHLAND HOSPITAL OF ROCHESTER | HIGHLAND |  | HH OPERATING ROOM | OPER |  |  | In Service | 10 | 3 |  |  |  |  | OP857410 | OPERATING ROOM HH
URMC | TRAUSI | TRANSDUCER; ULTRASOUND; IMAGING |  | L43K | TRANSDUCER; ULTRASOUND; IMAGING | FUJIFI | FUJIFILM MEDICAL | 38990 | G3153000 | HIGHLAND HOSPITAL OF ROCHESTER | HIGHLAND |  | HH OPERATING ROOM | OPER |  |  | In Service | 10 | 3 |  |  |  |  | OP857410 | OPERATING ROOM HH
URMC | TRAUSI | TRANSDUCER; ULTRASOUND; IMAGING |  | L83 | TRANSDUCER; ULTRASOUND; IMAGING | SIEMES | SIEMENS MED SYSTEMS | 100723 | 21220461 | STRONG MEMORIAL HOSPITAL | STRONG |  | RADIOLOGY; DIAGNOSTIC; IMAGING | RADDIA-I | B | OR 12 | In Service | 10 | 3 |  |  |  |  | 050OP136555 | IMAGING SCIENCES - SMH
URMC | TRAUSI | TRANSDUCER; ULTRASOUND; IMAGING |  | RIC5-9A-RS | TRANSDUCER; ULTRASOUND; IMAGING | GEMEDS | GE MEDICAL SYSTEMS | 100854 | 250135KR1 | UR MEDICAL FACULTY GROUP | URMFG |  | UR OB/GYN ASSOCIATES OF THE FINGERLAKES- IMAGING | UROBAF-I |  |  | In Service | 10 | 3 |  |  |  |  | 091OP347558 | UR OB/GYN ASSOCIATES OF THE FINGERLAKES
URMC | TRAUSI | TRANSDUCER; ULTRASOUND; IMAGING |  | IC5-9-D | TRANSDUCER; ULTRASOUND; IMAGING | GEMEDS | GE MEDICAL SYSTEMS | 100851 | 1151049WM2 | STRONG MEMORIAL HOSPITAL | STRONG |  | RADIOLOGY; DIAGNOSTIC; IMAGING | RADDIA-I |  | Strong West | In Service | 10 | 3 |  |  |  |  | 050OP136555 | IMAGING SCIENCES - SMH
URMC | TRAUSI | TRANSDUCER; ULTRASOUND; IMAGING |  | L25X/13-6 | TRANSDUCER; ULTRASONIC | SONULS | SONOSITE ULTRASOUND SYSTEMS | 100740 | 058NYY | STRONG MEMORIAL HOSPITAL | STRONG |  | ANESTHESIOLOGY; GROUP 1; IMAGING | ANEST1-I |  |  | In Service | 10 | 3 |  |  |  |  | 050OP136553 | ANESTHESIOLOGY - SMH
URMC | TRAUSI | TRANSDUCER; ULTRASOUND; IMAGING |  | L25X/13-6 | TRANSDUCER; ULTRASONIC | SONULS | SONOSITE ULTRASOUND SYSTEMS | 100742 | 058NFN | STRONG MEMORIAL HOSPITAL | STRONG |  | ANESTHESIOLOGY; GROUP 1; IMAGING | ANEST1-I |  |  | In Service | 10 | 3 |  |  |  |  | 050OP136553 | ANESTHESIOLOGY - SMH
URMC | TRAUSI | TRANSDUCER; ULTRASOUND; IMAGING |  | 10043556 | TRANSDUCER; ULTRASOUND; IMAGING | SIEMES | SIEMENS MED SYSTEMS | 94462 | 20782908 | STRONG MEMORIAL HOSPITAL | STRONG |  | CARDIOLOGY; ELECTROPHYSIOLOGY; IMAGING | CARELE-I | G | Cath Lab | In Service | 10 | 3 |  |  |  |  | 050OP135570 | CARDIOLOGY;ELECTROPHYSIOLOGY G-1200
URMC | TRAUSI | TRANSDUCER; ULTRASOUND; IMAGING |  | 9L-D | TRANSDUCER; ULTRASOUND; IMAGING | GEMEDS | GE MEDICAL SYSTEMS | 100684 | 298710WP5 | STRONG MEMORIAL HOSPITAL | STRONG |  | RADIOLOGY; GENERAL; IMAGING | RADGEN-I | G | STRONG HOSPITAL IR 5 | In Service | 10 | 3 |  |  |  |  | 050OP136555 | IMAGING SCIENCES - SMH
URMC | TRAUSI | TRANSDUCER; ULTRASOUND; IMAGING |  | V11-3WS | TRANSDUCER; ULTRASOUND; IMAGING | MINNOA | MINDRAY NORTH AMERICA | REL22099 | LDL97009680 | HIGHLAND HOSPITAL OF ROCHESTER | HIGHLAND |  | LABOR FLOOR | LABOR | 3 | 1000 SOUTH AVE. LABOR; TRIAGE | In Service | 10 | 3 |  |  |  |  | OP857390 | LABOR FLOOR
URMC | TRAUSI | TRANSDUCER; ULTRASOUND; IMAGING |  | RIC5-9A-RS | TRANSDUCER; ULTRASOUND; IMAGING | GEMEDS | GE MEDICAL SYSTEMS | 97389 | 249524KR0 | STRONG MEMORIAL HOSPITAL | STRONG |  | OB/GYN ULTRASOUND GROUP; IMAGING | OBGULG-I |  | 3-1400 | In Service | 10 | 3 |  |  |  |  | 050OP136577 | OB/GYN LATTIMORE ROAD
URMC | TRAUSI | TRANSDUCER; ULTRASOUND; IMAGING |  | 9L-RS | TRANSDUCER; ULTRASOUND; IMAGING | GEMEDS | GE MEDICAL SYSTEMS | 97823 | 28524WP6 | STRONG MEMORIAL HOSPITAL | STRONG |  | UNIVERSITY IMAGING AT EAST RIVER ROAD-IMAGING | UNIMER-I | 1 | IR room 1st floor | In Service | 10 | 3 |  |  |  |  | 050OP136547 | UNIVERSITY IMAGING AT EAST RIVER ROAD
URMC | TRAUSI | TRANSDUCER; ULTRASOUND; IMAGING |  | C1-5-RS | TRANSDUCER; ULTRASOUND; IMAGING | GEMEDS | GE MEDICAL SYSTEMS | 97824 | 1098794WX9 | STRONG MEMORIAL HOSPITAL | STRONG |  | UNIVERSITY IMAGING AT EAST RIVER ROAD-IMAGING | UNIMER-I | 1 | IR room | In Service | 10 | 3 |  |  |  |  | 050OP136547 | UNIVERSITY IMAGING AT EAST RIVER ROAD
URMC | TRAUSI | TRANSDUCER; ULTRASOUND; IMAGING |  | L4-12T-RS | TRANSDUCER; ULTRASOUND; IMAGING | GEMEDS | GE MEDICAL SYSTEMS | 97825 | 1104322WX1 | STRONG MEMORIAL HOSPITAL | STRONG |  | UNIVERSITY IMAGING AT EAST RIVER ROAD-IMAGING | UNIMER-I | 1 | IR Room | In Service | 10 | 3 |  |  |  |  | 050OP136547 | UNIVERSITY IMAGING AT EAST RIVER ROAD
URMC | TRAUSI | TRANSDUCER; ULTRASOUND; IMAGING |  | L12-3 | TRANSDUCER; ULTRASOUND; IMAGING | PHIMES | PHILIPS MEDICAL SYSTEMS NORTH AMERICA CO | 96095 | 05406C | STRONG MEMORIAL HOSPITAL | STRONG |  | STRONG WEST IMAGING/RADIOLOGY-IMAGING | SWIMRA-I | G | Strong West Surgical Center Sonosite PX Ultrasound Transducer | In Service | 10 | 3 |  |  |  |  | 050OP139684 | STRONG WEST IMAGING/RADIOLOGY
URMC | TRAUSI | TRANSDUCER; ULTRASOUND; IMAGING |  | L19-5 | TRANSDUCER; ULTRASOUND; IMAGING | SONULS | SONOSITE ULTRASOUND SYSTEMS | 96097 | 54129 | STRONG MEMORIAL HOSPITAL | STRONG |  | STRONG WEST IMAGING/RADIOLOGY-IMAGING | SWIMRA-I | G |  | In Service | 10 | 3 |  |  |  |  | 050OP139684 | STRONG WEST IMAGING/RADIOLOGY
URMC | TRAUSI | TRANSDUCER; ULTRASOUND; IMAGING |  | P5-1 | TRANSDUCER; ULTRASOUND; IMAGING | SONULS | SONOSITE ULTRASOUND SYSTEMS | 96096 | 050RB9 | STRONG MEMORIAL HOSPITAL | STRONG |  | STRONG WEST IMAGING/RADIOLOGY-IMAGING | SWIMRA-I | G | Str | In Service | 10 | 3 |  |  |  |  | 050OP139684 | STRONG WEST IMAGING/RADIOLOGY
URMC | TRAUSI | TRANSDUCER; ULTRASOUND; IMAGING |  | 10043556 | TRANSDUCER; ULTRASOUND; IMAGING | SIEMES | SIEMENS MED SYSTEMS | 98638 | 14682711 | STRONG MEMORIAL HOSPITAL | STRONG |  | CARDIOLOGY; CARDIAC CATH LAB ;IMAGING | CARCA2-I |  | CATH LAB | In Service | 10 | 3 |  |  |  |  | 050OP135525 | CARDIOLOGY; CARDIAC CATH LAB
URMC | TRAUSI | TRANSDUCER; ULTRASOUND; IMAGING |  | 4C-RS | TRANSDUCER; ULTRASOUND; IMAGING | GEMEDS | GE MEDICAL SYSTEMS | 98641 | 1093246WX5 | STRONG MEMORIAL HOSPITAL | STRONG |  | OB/GYN ULTRASOUND GROUP; IMAGING | OBGULG-I |  | 3-1406 | In Service | 10 | 3 |  |  |  |  | 050OP136577 | OB/GYN LATTIMORE ROAD
URMC | TRAUSI | TRANSDUCER; ULTRASOUND; IMAGING |  | RM6C | TRANSDUCER; ULTRASOUND; IMAGING | GEMEDS | GE MEDICAL SYSTEMS | 98648 | 240351KR7 | STRONG MEMORIAL HOSPITAL | STRONG |  | OB/GYN ULTRASOUND GROUP; IMAGING | OBGULG-I |  | 125 Latimore Rd | In Service | 10 | 3 |  |  |  |  | 050OP136577 | OB/GYN LATTIMORE ROAD
URMC | TRAUSI | TRANSDUCER; ULTRASOUND; IMAGING |  | IC9-RS | TRANSDUCER; ULTRASOUND; IMAGING | GEMEDS | GE MEDICAL SYSTEMS | 98655 | 1012629WX0 | UR MEDICAL FACULTY GROUP | URMFG |  | STRONG FERTILITY CENTER; IMAGING | STRFEC-I | 2 | 500 Red Creek Dr Suite 200 | In Service | 10 | 3 |  |  |  |  | 091OP349803 | STRONG FERTILITY CENTER
URMC | TRAUSI | TRANSDUCER; ULTRASOUND; IMAGING |  | RIC5-9A-RS | TRANSDUCER; ULTRASOUND; IMAGING | GEMEDS | GE MEDICAL SYSTEMS | 98663 | 238859KR3 | UR MEDICAL FACULTY GROUP | URMFG |  | STRONG FERTILITY CENTER; IMAGING | STRFEC-I | 2 | 500 Red Creek Dr Suite 200 | In Service | 10 | 3 |  |  |  |  | 091OP349803 | STRONG FERTILITY CENTER
URMC | TRAUSI | TRANSDUCER; ULTRASOUND; IMAGING |  | RC60XI | TRANSDUCER; ULTRASOUND; IMAGING; 5-2 MHZ | SONULS | SONOSITE ULTRASOUND SYSTEMS | 39392 | 05535W | HIGHLAND HOSPITAL OF ROCHESTER | HIGHLAND |  | ANESTHESIA | ANESTH | 1 | Located in the OR for Anes use | In Service | 10 | 3 |  |  |  |  | OP857520 | ANESTHESIA
URMC | TRAUSI | TRANSDUCER; ULTRASOUND; IMAGING |  | L25X/13-6 | TRANSDUCER; ULTRASONIC | SONULS | SONOSITE ULTRASOUND SYSTEMS | 39393 | 05404T | HIGHLAND HOSPITAL OF ROCHESTER | HIGHLAND |  | ANESTHESIA | ANESTH | 1 | Located in the OR for Anes use | In Service | 10 | 3 |  |  |  |  | OP857520 | ANESTHESIA
URMC | TRAUSI | TRANSDUCER; ULTRASOUND; IMAGING |  | L25X/13-6 | TRANSDUCER; ULTRASONIC | SONULS | SONOSITE ULTRASOUND SYSTEMS | 39397 | 05403W | HIGHLAND HOSPITAL OF ROCHESTER | HIGHLAND |  | ANESTHESIA | ANESTH | 1 | Located in the OR for Anes use | In Service | 10 | 3 |  |  |  |  | OP857520 | ANESTHESIA
URMC | TRAUSI | TRANSDUCER; ULTRASOUND; IMAGING |  | RC60XI | TRANSDUCER; ULTRASOUND; IMAGING; 5-2 MHZ | SONULS | SONOSITE ULTRASOUND SYSTEMS | 39396 | 053ZWM | HIGHLAND HOSPITAL OF ROCHESTER | HIGHLAND |  | ANESTHESIA | ANESTH | 1 | Located in the OR for Anes use | In Service | 10 | 3 |  |  |  |  | OP857520 | ANESTHESIA
URMC | TRAUSI | TRANSDUCER; ULTRASOUND; IMAGING |  | L8-18I-D | TRANSDUCER; ULTRASONIC | GEMEDS | GE MEDICAL SYSTEMS | 98689 | 280638WP8 | STRONG MEMORIAL HOSPITAL | STRONG |  | RADIOLOGY; ANGIOGRAPHY; IMAGING | RADANG-I |  |  | In Service | 10 | 3 |  |  |  |  | 050OP136600 | IMAGING SCIENCES; ANGIOGRAPHY
URMC | TRAUSI | TRANSDUCER; ULTRASOUND; IMAGING |  | L38XI | TRANSDUCER; ULTRASOUND; IMAGING | SONULS | SONOSITE ULTRASOUND SYSTEMS | 97826 | 053LXQ | STRONG MEMORIAL HOSPITAL | STRONG |  | ANESTHESIOLOGY; GROUP 1; IMAGING | ANEST1-I |  | PRE ANN A B | In Service | 10 | 3 |  |  |  |  | 050OP136553 | ANESTHESIOLOGY - SMH
URMC | TRAUSI | TRANSDUCER; ULTRASOUND; IMAGING |  | 9L-RS | TRANSDUCER; ULTRASOUND; IMAGING | GEMEDS | GE MEDICAL SYSTEMS | 98822 | 285027WP9 | STRONG MEMORIAL HOSPITAL | STRONG |  | CARDIOLOGY; CARDIAC CATH LAB ;IMAGING | CARCA2-I |  |  | In Service | 10 | 3 |  |  |  |  | 050OP135525 | CARDIOLOGY; CARDIAC CATH LAB
URMC | TRAUSI | TRANSDUCER; ULTRASOUND; IMAGING |  | M5SC-RS | TRANSDUCER; ULTRASOUND; IMAGING | GEMEDS | GE MEDICAL SYSTEMS | 98823 | 389242YP9 | STRONG MEMORIAL HOSPITAL | STRONG |  | CARDIOLOGY; CARDIAC CATH LAB ;IMAGING | CARCA2-I |  |  | In Service | 10 | 3 |  |  |  |  | 050OP135525 | CARDIOLOGY; CARDIAC CATH LAB
URMC | TRAUSI | TRANSDUCER; ULTRASOUND; IMAGING |  | E9-3 | TRANSDUCER; ULTRASOUND; IMAGING | ZONARE | ZONARE | 39300 | 10711E9X121L | HIGHLAND HOSPITAL OF ROCHESTER | HIGHLAND |  | EMERGENCY DEPARTMENT - HH | ED-HH | GRND | HH - ED | In Service | 10 | 3 |  |  |  |  | OP856160 | EMERGENCY DEPARTMENT - HH
URMC | TRAUSI | TRANSDUCER; ULTRASOUND; IMAGING |  | M5SC-D | TRANSDUCER; ULTRASOUND; IMAGING | GEMEDS | GE MEDICAL SYSTEMS | 97597 | 419089YP8 | STRONG MEMORIAL HOSPITAL | STRONG |  | PEDIATRIC IMAGING | PEDIMA-I |  |  | In Service | 10 | 3 |  |  |  |  | 050OP136555 | IMAGING SCIENCES - SMH
URMC | TRAUSI | TRANSDUCER; ULTRASOUND; IMAGING |  | L6-24-D | TRANSDUCER; ULTRASOUND; IMAGING | GEMEDS | GE MEDICAL SYSTEMS | 97598 | BT-216250 | STRONG MEMORIAL HOSPITAL | STRONG |  | PEDIATRIC IMAGING | PEDIMA-I |  |  | In Service | 10 | 3 |  |  |  |  | 050OP136555 | IMAGING SCIENCES - SMH
URMC | TRAUSI | TRANSDUCER; ULTRASOUND; IMAGING |  | ML6-15 | TRANSDUCER; ULTRASOUND; IMAGING | GEMEDS | GE MEDICAL SYSTEMS | 97600 | 293826WP4 | STRONG MEMORIAL HOSPITAL | STRONG |  | PEDIATRIC IMAGING | PEDIMA |  |  | In Service | 10 | 3 |  |  |  |  | 050OP136555 | IMAGING SCIENCES - SMH
URMC | TRAUSI | TRANSDUCER; ULTRASOUND; IMAGING |  | C1-6-D | TRANSDUCER; ULTRASOUND; IMAGING | GEMEDS | GE MEDICAL SYSTEMS | 97601 | 415817YP6 | STRONG MEMORIAL HOSPITAL | STRONG |  | PEDIATRIC IMAGING | PEDIMA |  |  | In Service | 10 | 3 |  |  |  |  | 050OP136555 | IMAGING SCIENCES - SMH
URMC | TRAUSI | TRANSDUCER; ULTRASOUND; IMAGING |  | 9L-D | TRANSDUCER; ULTRASOUND; IMAGING | GEMEDS | GE MEDICAL SYSTEMS | 97555 | 289723WP9 | STRONG MEMORIAL HOSPITAL | STRONG |  | CARDIOLOGY; CARDIAC CATH LAB ;IMAGING | CARCA2-I |  | 601 Elmowwod | In Service | 10 | 3 |  |  |  |  | 050OP135525 | CARDIOLOGY; CARDIAC CATH LAB
URMC | TRAUSI | TRANSDUCER; ULTRASOUND; IMAGING |  | M5SC-D | TRANSDUCER; ULTRASOUND; IMAGING | GEMEDS | GE MEDICAL SYSTEMS | 97556 | 4161699YP1 | STRONG MEMORIAL HOSPITAL | STRONG |  | CARDIOLOGY; CARDIAC CATH LAB ;IMAGING | CARCA2-I |  | 601 Elmwood | In Service | 10 | 3 |  |  |  |  | 050OP135525 | CARDIOLOGY; CARDIAC CATH LAB
URMC | TRAUSI | TRANSDUCER; ULTRASOUND; IMAGING |  | L12-3 | TRANSDUCER; ULTRASOUND; IMAGING | PHIMES | PHILIPS MEDICAL SYSTEMS NORTH AMERICA CO | 98796 | B3Z544 | STRONG MEMORIAL HOSPITAL | STRONG |  | OPERATING ROOM; IMAGING | OPEROO-I |  |  | In Service | 10 | 3 |  |  |  |  | 050OP131575 | OPERATING ROOM; SMH
URMC | TRAUSI | TRANSDUCER; ULTRASOUND; IMAGING |  | M5SC-D | TRANSDUCER; ULTRASOUND; IMAGING | GEMEDS | GE MEDICAL SYSTEMS | 97561 | 419083YP1 | STRONG MEMORIAL HOSPITAL | STRONG |  | UR VASCULAR SURGERY- IMAGING | URVASU-I |  | ECHO | In Service | 10 | 3 |  |  |  |  | 050OP137529 | UR VASCULAR SURGERY
URMC | TRAUSI | TRANSDUCER; ULTRASOUND; IMAGING |  | M5SC-D | TRANSDUCER; ULTRASOUND; IMAGING | GEMEDS | GE MEDICAL SYSTEMS | 97559 | 4161722YP5 | STRONG MEMORIAL HOSPITAL | STRONG |  | UR VASCULAR SURGERY- IMAGING | URVASU-I |  | ECHO | In Service | 10 | 3 |  |  |  |  | 050OP137529 | UR VASCULAR SURGERY
URMC | TRAUSI | TRANSDUCER; ULTRASOUND; IMAGING |  | 9L-D | TRANSDUCER; ULTRASOUND; IMAGING | GEMEDS | GE MEDICAL SYSTEMS | 98695 |  | STRONG MEMORIAL HOSPITAL | STRONG |  | UR VASCULAR SURGERY- IMAGING | URVASU-I | 2 | Highland Hospital Cardiology | In Service | 10 | 3 |  |  |  |  | 050OP137529 | UR VASCULAR SURGERY
URMC | TRAUSI | TRANSDUCER; ULTRASOUND; IMAGING |  | S7-3T | TRANSDUCER; ULTRASOUND; IMAGING | PHIMES | PHILIPS MEDICAL SYSTEMS NORTH AMERICA CO | 98703 | F05H63 | STRONG MEMORIAL HOSPITAL | STRONG |  | AC-1; PEDIATRIC CARDIOLOGY; IMAGING | AC1PEC-I |  | Peds Echo Lab; AC-1 | In Service | 10 | 3 |  |  |  |  | 050OP349801 | PEDIATRIC CARDIOLOGY
URMC | TRAUSI | TRANSDUCER; ULTRASOUND; IMAGING |  | E14CL4B | TRANSDUCER; ULTRASOUND; IMAGING | BKMED | B&K MEDICAL SYSTEMS | 96842 | 3139936 | STRONG MEMORIAL HOSPITAL | STRONG |  | URMC UROLOGY BATAVIA; IMAGING | URMURB-I |  | 7995 Call Parkway | In Service | 10 | 3 |  |  |  |  | 050OP137594 | URMC UROLOGY BATAVIA
URMC | TRAUSI | TRANSDUCER; ULTRASOUND; IMAGING |  | 4C-RS | TRANSDUCER; ULTRASOUND; IMAGING | GEMEDS | GE MEDICAL SYSTEMS | 98728 | 1093403WX2 | STRONG MEMORIAL HOSPITAL | STRONG |  | OB/GYN; LATTIMORE ROAD IMAGING | OBGLAT-I |  |  | In Service | 10 | 3 |  |  |  |  | 050OP136577 | OB/GYN LATTIMORE ROAD
URMC | TRAUSI | TRANSDUCER; ULTRASOUND; IMAGING |  | L12-4S | TRANSDUCER; ULTRASOUND; IMAGING | MINNOA | MINDRAY NORTH AMERICA | 98747 | CAYE1C132122 | SCHOOL OF MEDICINE AND DENTISTRY | SCHMED |  | PULMONARY & CRITICAL CARE MEDICINE- IMAGING | PUCRCA-I |  |  | In Service | 10 | 3 |  |  |  |  | 040OP211912 | PULMONARY & CRITICAL CARE MEDICINE
URMC | TRAUSI | TRANSDUCER; ULTRASOUND; IMAGING |  | IC9-RS | TRANSDUCER; ULTRASOUND; IMAGING | GEMEDS | GE MEDICAL SYSTEMS | 98754 | 1117018WXO | UR MEDICAL FACULTY GROUP | URMFG |  | STRONG FERTILITY CENTER; IMAGING | STRFEC-I | 2 | 500 Red Creek Dr. Suite 220 | In Service | 10 | 3 |  |  |  |  | 091OP349803 | STRONG FERTILITY CENTER
URMC | TRAUSI | TRANSDUCER; ULTRASOUND; IMAGING |  | 4VC-D | TRANSDUCER; ULTRASOUND; IMAGING | GEMEDS | GE MEDICAL SYSTEMS | NMH02069 | 402653YPO | NOYES MEMORIAL HOSPITAL | NOYES |  | RESP/CARDIO SERVICES - IMAGING | NMRECA-I |  | X-Ray Department Cardiac Ultrasound | In Service | 10 | 3 |  |  |  |  | 250OP827420 | NMH - EQUIPMENT MNGNT RESPIRATORY / CARDIOLOGY SER
URMC | TRAUSI | TRANSDUCER; ULTRASOUND; IMAGING |  | S7-3T | TRANSDUCER; ULTRASOUND; IMAGING | PHIMES | PHILIPS MEDICAL SYSTEMS NORTH AMERICA CO | 97539 | B1CMBJ | STRONG MEMORIAL HOSPITAL | STRONG |  | AC-1; PEDIATRIC CARDIOLOGY; IMAGING | AC1PEC-I | 1 | AC-1 | In Service | 10 | 3 |  |  |  |  | 050OP349801 | PEDIATRIC CARDIOLOGY
URMC | TRAUSI | TRANSDUCER; ULTRASOUND; IMAGING |  | C1-6-D | TRANSDUCER; ULTRASOUND; IMAGING | GEMEDS | GE MEDICAL SYSTEMS | 96227 | 418569YP0 | STRONG MEMORIAL HOSPITAL | STRONG |  | RADIOLOGY; DIAGNOSTIC; IMAGING | RADDIA-I | G | ED ultrasound | In Service | 10 | 3 |  |  |  |  | 050OP136555 | IMAGING SCIENCES - SMH
URMC | TRAUSI | TRANSDUCER; ULTRASOUND; IMAGING |  | E14CL4B | TRANSDUCER; ULTRASOUND; IMAGING | BKMED | B&K MEDICAL SYSTEMS | 39437 | 3139106 | HIGHLAND HOSPITAL OF ROCHESTER | HIGHLAND |  | RADIATION ONCOLOGY; HIGHLAND | RADON | 1 |  | In Service | 10 | 3 |  |  |  |  | OP857480 | RADIATION ONCOLOGY - HH
URMC | TRAUSI | TRANSDUCER; ULTRASOUND; IMAGING |  | C1-6-D | TRANSDUCER; ULTRASOUND; IMAGING | GEMEDS | GE MEDICAL SYSTEMS | 98763 | 418456YP0 | STRONG MEMORIAL HOSPITAL | STRONG |  | RADIOLOGY; ANGIOGRAPHY; IMAGING | RADANG-I |  | IR | In Service | 10 | 3 |  |  |  |  | 050OP136600 | IMAGING SCIENCES; ANGIOGRAPHY
URMC | TRAUSI | TRANSDUCER; ULTRASOUND; IMAGING |  | 9L-D | TRANSDUCER; ULTRASOUND; IMAGING | GEMEDS | GE MEDICAL SYSTEMS | 98764 | 254835WP2 | STRONG MEMORIAL HOSPITAL | STRONG |  | RADIOLOGY; ANGIOGRAPHY; IMAGING | RADANG-I |  | IR | In Service | 10 | 3 |  |  |  |  | 050OP136600 | IMAGING SCIENCES; ANGIOGRAPHY
URMC | TRAUSI | TRANSDUCER; ULTRASOUND; IMAGING |  | V11-3WS | TRANSDUCER; ULTRASOUND; IMAGING | MINNOA | MINDRAY NORTH AMERICA | 39436 | LDL21014589 | HIGHLAND HOSPITAL OF ROCHESTER | HIGHLAND |  | LABOR FLOOR | LABOR |  | Labor Triage | In Service | 10 | 3 |  |  |  |  | OP857390 | LABOR FLOOR
URMC | TRAUSI | TRANSDUCER; ULTRASOUND; IMAGING |  | M5SC-D | TRANSDUCER; ULTRASOUND; IMAGING | GEMEDS | GE MEDICAL SYSTEMS | 97563 | 416008YP1 | STRONG MEMORIAL HOSPITAL | STRONG |  | UR VASCULAR SURGERY- IMAGING | URVASU-I |  | ECHO | In Service | 10 | 3 |  |  |  |  | 050OP137529 | UR VASCULAR SURGERY
URMC | TRAUSI | TRANSDUCER; ULTRASOUND; IMAGING |  | 10043556 | TRANSDUCER; ULTRASOUND; IMAGING | SIEMES | SIEMENS MED SYSTEMS | 97564 | 20782909 | STRONG MEMORIAL HOSPITAL | STRONG |  | CARDIOLOGY; CARDIAC CATH LAB ;IMAGING | CARCA2-I |  | cath lab | In Service | 10 | 3 |  |  |  |  | 050OP135525 | CARDIOLOGY; CARDIAC CATH LAB
URMC | TRAUSI | TRANSDUCER; ULTRASOUND; IMAGING |  | ML6-15 | TRANSDUCER; ULTRASOUND; IMAGING | GEMEDS | GE MEDICAL SYSTEMS | 98840 | 296422WP9 | STRONG MEMORIAL HOSPITAL | STRONG |  | RADIOLOGY | RADIOL |  |  | In Service | 10 | 3 |  |  |  |  | 050OP136555 | IMAGING SCIENCES - SMH
URMC | TRAUSI | TRANSDUCER; ULTRASOUND; IMAGING |  | RIC5-9-D | TRANSDUCER; ULTRASOUND; IMAGING | GEMEDS | GE MEDICAL SYSTEMS | 98847 | 255879KR9 | STRONG MEMORIAL HOSPITAL | STRONG |  | OB/GYN ULTRASOUND GROUP; IMAGING | OBGULG-I |  |  | In Service | 10 | 3 |  |  |  |  | 050OP136577 | OB/GYN LATTIMORE ROAD
URMC | TRAUSI | TRANSDUCER; ULTRASOUND; IMAGING |  | RIC5-9W-RS | TRANSDUCER; ULTRASOUND; IMAGING | GEMEDS | GE MEDICAL SYSTEMS | 98848 | 279391KR7 | UR MEDICAL FACULTY GROUP | URMFG |  | UR MEDICINE MENOPAUSE AND WOMEN'S HEALTH- IMAGING | URMMHW-I | GND | 2255 South Clinton Avenue | In Service | 10 | 3 |  |  |  |  | 091OP347259 | UR MEDICINE MENOPAUSE AND WOMEN'S HEALTH
URMC | TRAUSI | TRANSDUCER; ULTRASOUND; IMAGING |  | C5-1 | TRANSDUCER; ULTRASOUND; IMAGING | PHIMES | PHILIPS MEDICAL SYSTEMS NORTH AMERICA CO | 94440 | B3NRT7 | STRONG MEMORIAL HOSPITAL | STRONG |  | West Ridge Obstetrics & Gynecology Webster | WROBGW |  |  | In Service | 10 | 3 |  |  |  |  | 091OP347613 | West Ridge Obstetrics & Gynecology
URMC | TRAUSI | TRANSDUCER; ULTRASOUND; IMAGING |  | C10-3V | TRANSDUCER; ULTRASOUND; IMAGING | PHIMES | PHILIPS MEDICAL SYSTEMS NORTH AMERICA CO | 94438 | B338N4 | STRONG MEMORIAL HOSPITAL | STRONG |  | West Ridge Obstetrics & Gynecology Webster | WROBGW | 1 |  | In Service | 10 | 3 |  |  |  |  | 091OP347613 | West Ridge Obstetrics & Gynecology
URMC | TRAUSI | TRANSDUCER; ULTRASOUND; IMAGING |  | C9-2 | TRANSDUCER; ULTRASOUND; IMAGING | PHIMES | PHILIPS MEDICAL SYSTEMS NORTH AMERICA CO | 94441 | B14N3 | STRONG MEMORIAL HOSPITAL | STRONG |  | West Ridge Obstetrics & Gynecology Webster | WROBGW |  |  | In Service | 10 | 3 |  |  |  |  | 091OP347613 | West Ridge Obstetrics & Gynecology
URMC | TRAUSI | TRANSDUCER; ULTRASOUND; IMAGING |  | V6-2 | TRANSDUCER; ULTRASOUND; IMAGING | PHIMES | PHILIPS MEDICAL SYSTEMS NORTH AMERICA CO | 94439 | B1XM2Y | STRONG MEMORIAL HOSPITAL | STRONG |  | West Ridge Obstetrics & Gynecology Webster | WROBGW |  |  | In Service | 10 | 3 |  |  |  |  | 091OP347613 | West Ridge Obstetrics & Gynecology
URMC | TRAUSI | TRANSDUCER; ULTRASOUND; IMAGING |  | C10-3V | TRANSDUCER; ULTRASOUND; IMAGING | PHIMES | PHILIPS MEDICAL SYSTEMS NORTH AMERICA CO | 98867 | F001FB | STRONG MEMORIAL HOSPITAL | STRONG |  | West Ridge Obstetrics & Gynecology Greece Imaging | WROBGG-I |  |  | In Service | 10 | 3 |  |  |  |  | 091OP347613 | West Ridge Obstetrics & Gynecology
URMC | TRAUSI | TRANSDUCER; ULTRASOUND; IMAGING |  | V6-2 | TRANSDUCER; ULTRASOUND; IMAGING | PHIMES | PHILIPS MEDICAL SYSTEMS NORTH AMERICA CO | 98869 | B0T4LT | STRONG MEMORIAL HOSPITAL | STRONG |  | West Ridge Obstetrics & Gynecology Greece Imaging | WROBGG-I |  |  | In Service | 10 | 3 |  |  |  |  | 091OP347613 | West Ridge Obstetrics & Gynecology
URMC | TRAUSI | TRANSDUCER; ULTRASOUND; IMAGING |  | C9-2 | TRANSDUCER; ULTRASOUND; IMAGING | PHIMES | PHILIPS MEDICAL SYSTEMS NORTH AMERICA CO | 98868 | B0Q5WG | STRONG MEMORIAL HOSPITAL | STRONG |  | West Ridge Obstetrics & Gynecology Greece Imaging | WROBGG-I |  |  | In Service | 10 | 3 |  |  |  |  | 091OP347613 | West Ridge Obstetrics & Gynecology
URMC | TRAUSI | TRANSDUCER; ULTRASOUND; IMAGING |  | C5-1 | TRANSDUCER; ULTRASOUND; IMAGING | PHIMES | PHILIPS MEDICAL SYSTEMS NORTH AMERICA CO | 98861 | B01152 | STRONG MEMORIAL HOSPITAL | STRONG |  | West Ridge Obstetrics & Gynecology Greece Imaging | WROBGG-I |  | 3101 West Rdge Road BLD. D | In Service | 10 | 3 |  |  |  |  | 091OP347613 | West Ridge Obstetrics & Gynecology
URMC | TRAUSI | TRANSDUCER; ULTRASOUND; IMAGING |  | L12-3RCS | TRANSDUCER; ULTRASOUND; IMAGING | MINNOA | MINDRAY NORTH AMERICA | NMH02096 | HP8R22010616 | NOYES MEMORIAL HOSPITAL | NOYES |  | INTERVENTIONAL RADIOLOGY | NMHINTRA |  |  | In Service | 10 | 3 |  |  |  |  | 250OP827360 | NMH - EQUIPMENT MNGNT INTERVENTIONAL RAD
URMC | TRAUSI | TRANSDUCER; ULTRASOUND; IMAGING |  | SC5-1NS | TRANSDUCER; ULTRASOUND; IMAGING | MINNOA | MINDRAY NORTH AMERICA | NMH02097 | HX5X24004986 | NOYES MEMORIAL HOSPITAL | NOYES |  | INTERVENTIONAL RADIOLOGY | NMHINTRA |  |  | In Service | 10 | 3 |  |  |  |  | 250OP827360 | NMH - EQUIPMENT MNGNT INTERVENTIONAL RAD
URMC | TRAUSI | TRANSDUCER; ULTRASOUND; IMAGING |  | L9-3S | TRANSDUCER; ULTRASOUND; IMAGING | MINNOA | MINDRAY NORTH AMERICA | NMH02098 | CB3W1B015470 | NOYES MEMORIAL HOSPITAL | NOYES |  | INTERVENTIONAL RADIOLOGY | NMHINTRA |  |  | In Service | 10 | 3 |  |  |  |  | 250OP827360 | NMH - EQUIPMENT MNGNT INTERVENTIONAL RAD
URMC | TRAUSI | TRANSDUCER; ULTRASOUND; IMAGING |  | M5SC-RS | TRANSDUCER; ULTRASOUND; IMAGING | GEMEDS | GE MEDICAL SYSTEMS | 98917 | 426836YP3 | STRONG MEMORIAL HOSPITAL | STRONG |  | CARDIOLOGY; CARDIAC CATH LAB ;IMAGING | CARCA2-I |  |  | In Service | 10 | 3 |  |  |  |  | 050OP135525 | CARDIOLOGY; CARDIAC CATH LAB
URMC | TRAUSI | TRANSDUCER; ULTRASOUND; IMAGING |  | IC9-RS | TRANSDUCER; ULTRASOUND; IMAGING | GEMEDS | GE MEDICAL SYSTEMS | 98932 | 1136022WXP | UR MEDICAL FACULTY GROUP | URMFG |  | STRONG FERTILITY CENTER; IMAGING | STRFEC-I |  | 500 RED CREEK SUITE 200 | In Service | 10 | 3 |  |  |  |  | 091OP349803 | STRONG FERTILITY CENTER
URMC | TRAUSI | TRANSDUCER; ULTRASOUND; IMAGING |  | C1-6-D | TRANSDUCER; ULTRASOUND; IMAGING | GEMEDS | GE MEDICAL SYSTEMS | 94460 | 427702YP6 | STRONG MEMORIAL HOSPITAL | STRONG |  | RADIOLOGY; ANGIOGRAPHY; IMAGING | RADANG-I |  | IR | In Service | 10 | 3 |  |  |  |  | 050OP136600 | IMAGING SCIENCES; ANGIOGRAPHY
URMC | TRAUSI | TRANSDUCER; ULTRASOUND; IMAGING |  | 4VC-D | TRANSDUCER; ULTRASOUND; IMAGING | GEMEDS | GE MEDICAL SYSTEMS | 96235 | 428666YP2 | STRONG MEMORIAL HOSPITAL | STRONG |  | ANESTHESIOLOGY; GROUP 1; IMAGING | ANEST1-I |  |  | In Service | 10 | 3 |  |  |  |  | 050OP136553 | ANESTHESIOLOGY - SMH
URMC | TRAUSI | TRANSDUCER; ULTRASOUND; IMAGING |  | S7-3T | TRANSDUCER; ULTRASOUND; IMAGING | PHIMES | PHILIPS MEDICAL SYSTEMS NORTH AMERICA CO | 98944 | F01WZ7 | STRONG MEMORIAL HOSPITAL | STRONG |  | AC-1; PEDIATRIC CARDIOLOGY; IMAGING | AC1PEC-I |  | Peds Echo Lab AC-1 | In Service | 10 | 3 |  |  |  |  | 050OP349801 | PEDIATRIC CARDIOLOGY
URMC | TRAUSI | TRANSDUCER; ULTRASOUND; IMAGING |  | 12L-RS | TRANSDUCER; ULTRASOUND; IMAGING | GEMEDS | GE MEDICAL SYSTEMS | 97372 | 1115400WX2 | STRONG MEMORIAL HOSPITAL | STRONG |  | UR VASCULAR SURGERY- IMAGING | URVASU-I | B | Strong Pre An B | In Service | 10 | 3 |  |  |  |  | 050OP137529 | UR VASCULAR SURGERY
URMC | TRAUSI | TRANSDUCER; ULTRASOUND; IMAGING |  | RIC5-9A-RS | TRANSDUCER; ULTRASOUND; IMAGING | GEMEDS | GE MEDICAL SYSTEMS | 92597 | 246223KR2 | UR MEDICAL FACULTY GROUP | URMFG |  | STRONG FERTILITY CENTER; IMAGING | STRFEC-I | 2 | 500 Red Creek Dr. Suite 220 | In Service | 10 | 3 |  |  |  |  | 091OP349803 | STRONG FERTILITY CENTER
URMC | TRAUSI | TRANSDUCER; ULTRASOUND; IMAGING |  | ML6-15-D | TRANSDUCER; ULTRASONIC; IMAGING | GEMEDS | GE MEDICAL SYSTEMS | 39627 | 300871WP1 | HIGHLAND HOSPITAL OF ROCHESTER | HIGHLAND |  | ULTRASOUND | ULTRAS | 2 | HH 1000 South Ave; Ultrasound | In Service | 10 | 3 |  |  |  |  | OP857500 | ULTRASOUND
URMC | TRAUSI | TRANSDUCER; ULTRASOUND; IMAGING |  | IP57 | TRANSDUCER; ULTRASOUND; IMAGING | BKMED | B&K MEDICAL SYSTEMS | 99868 | 3144119 | STRONG MEMORIAL HOSPITAL | STRONG |  | URMC UROLOGY BATAVIA; IMAGING | URMURB-I |  | 7995 Call Parkway | In Service | 10 | 3 |  |  |  |  | 050OP137594 | URMC UROLOGY BATAVIA
URMC | TRAUSI | TRANSDUCER; ULTRASOUND; IMAGING |  | ML6-15-D | TRANSDUCER; ULTRASONIC; IMAGING | GEMEDS | GE MEDICAL SYSTEMS | 96244 | 299595WP9 | STRONG MEMORIAL HOSPITAL | STRONG |  | UNIVERSITY IMAGING AT EAST RIVER ROAD-IMAGING | UNIMER-I | 2nd | 200 East River Road | In Service | 10 | 3 |  |  |  |  | 050OP136547 | UNIVERSITY IMAGING AT EAST RIVER ROAD
URMC | TRAUSI | TRANSDUCER; ULTRASOUND; IMAGING |  | P5-1 | TRANSDUCER; ULTRASOUND; IMAGING | SONULS | SONOSITE ULTRASOUND SYSTEMS | 96815 | 055WXN | STRONG MEMORIAL HOSPITAL | STRONG |  | MARKETPLACE PACU IMAGING | MARPCU-I |  | Marketplace PACU | In Service | 10 | 3 |  |  |  |  | 050OP135701 | Marketplace- SURGERY/PACU/SPD
URMC | TRAUSI | TRANSDUCER; ULTRASOUND; IMAGING |  | L19-5 | TRANSDUCER; ULTRASOUND; IMAGING | SONULS | SONOSITE ULTRASOUND SYSTEMS | 96817 | 055VZM | STRONG MEMORIAL HOSPITAL | STRONG |  | MARKETPLACE PACU IMAGING | MARPCU-I |  | Marketplace PACU | In Service | 10 | 3 |  |  |  |  | 050OP135701 | Marketplace- SURGERY/PACU/SPD
URMC | TRAUSI | TRANSDUCER; ULTRASOUND; IMAGING |  | PRB6000 | TRANSDUCER; ULTRASOUND; IMAGING | LABMET | LABORIE MEDICAL TECH. CORP. | 99857 | 0M5139113 | STRONG MEMORIAL HOSPITAL | STRONG |  | UROLOGY AT SAWGRASS | UROSAW | 2 | 158 Sawgrass Drive | In Service | 10 | 3 |  |  |  |  | 050OP137518 | AC-2; UROLOGY
URMC | TRAUSI | TRANSDUCER; ULTRASOUND; IMAGING |  | C5-2 | TRANSDUCER; ULTRASOUND; IMAGING | SIEMES | SIEMENS MED SYSTEMS | 96239 | 21660041 | STRONG MEMORIAL HOSPITAL | STRONG |  | RADIOLOGY; DIAGNOSTIC; IMAGING | RADDIA-I | B | OR 12 | In Service | 10 | 3 |  |  |  |  | 050OP136555 | IMAGING SCIENCES - SMH
URMC | TRAUSI | TRANSDUCER; ULTRASOUND; IMAGING |  | RIC5-9-D | TRANSDUCER; ULTRASOUND; IMAGING | GEMEDS | GE MEDICAL SYSTEMS | 98969 | 231941KR6 | STRONG MEMORIAL HOSPITAL | STRONG |  | OB/GYN ULTRASOUND GROUP; IMAGING | OBGULG-I |  | Lattermore | In Service | 10 | 3 |  |  |  |  | 050OP136577 | OB/GYN LATTIMORE ROAD
URMC | TRAUSI | TRANSDUCER; ULTRASOUND; IMAGING |  | E14CL4B | TRANSDUCER; ULTRASOUND; IMAGING | BKMED | B&K MEDICAL SYSTEMS | 99811 | 3115372 | UR MEDICAL FACULTY GROUP | URMFG |  | UNIVERSITY UROLOGY - SAWGRASS | UNIURC |  | 158 sawgrass | In Service | 10 | 3 |  |  |  |  | 091OP347553 | UNIV UROLOGY-WHITE SPRUCE/PARK RIDG
URMC | TRAUSI | TRANSDUCER; ULTRASOUND; IMAGING |  | EL18-4 | TRANSDUCER; ULTRASOUND; IMAGING | PHIMES | PHILIPS MEDICAL SYSTEMS NORTH AMERICA CO | SJH11177 | F02WWL | ST JAMES HOSPITAL | STJAMES |  | RADIOLOGY - IMAGING | SJRADI-I |  |  | In Service | 10 | 3 |  |  |  |  | SJH7320 | SJH - RADIOLOGY
URMC | TRAUSI | TRANSDUCER; ULTRASOUND; IMAGING |  | I10-22-RS | TRANSDUCER; ULTRASONIC | GEMEDS | GE MEDICAL SYSTEMS | 94442 | 1006399WX8 | STRONG MEMORIAL HOSPITAL | STRONG |  | PEDIATRIC IMAGING | PEDIMA-I | G |  | In Service | 10 | 3 |  |  |  |  | 050OP136555 | IMAGING SCIENCES - SMH
URMC | TRAUSI | TRANSDUCER; ULTRASOUND; IMAGING |  | I4-20T-RS | TRANSDUCER; ULTRASONIC | GEMEDS | GE MEDICAL SYSTEMS | 9443 |  | STRONG MEMORIAL HOSPITAL | STRONG |  | PEDIATRIC IMAGING | PEDIMA-I | G |  | In Service | 10 | 3 |  |  |  |  | 050OP136555 | IMAGING SCIENCES - SMH
URMC | TRAUSI | TRANSDUCER; ULTRASOUND; IMAGING |  | L25X/13-6 | TRANSDUCER; ULTRASONIC | SONULS | SONOSITE ULTRASOUND SYSTEMS | 89886 | 051GLN | STRONG MEMORIAL HOSPITAL | STRONG |  | RADIOLOGY; ANGIOGRAPHY; IMAGING | RADANG-I |  |  | In Service | 10 | 3 |  |  |  |  | 050OP136600 | IMAGING SCIENCES; ANGIOGRAPHY
URMC | TRAUSI | TRANSDUCER; ULTRASOUND; IMAGING |  | RM6C | TRANSDUCER; ULTRASOUND; IMAGING | GEMEDS | GE MEDICAL SYSTEMS | 38796 | 272311KR2 | HIGHLAND HOSPITAL OF ROCHESTER | HIGHLAND |  | OB/GYN DEPARTMENT | OBGDEP | 1 | 1000 South Ave; POB; Suite 105 | In Service | 10 | 3 |  |  |  |  | OP858140 | OB/GYN DEPARTMENT
URMC | TRAUSI | TRANSDUCER; ULTRASOUND; IMAGING |  | RM7C | TRANSDUCER; ULTRASOUND; IMAGING | GEMEDS | GE MEDICAL SYSTEMS | 38279 | 274975KR2 | HIGHLAND HOSPITAL OF ROCHESTER | HIGHLAND |  | PERINATAL CENTER | PERCEN |  | 909 culver Road | In Service | 10 | 3 |  |  |  |  | OP858180 | PERINATAL CLINIC
URMC | TRAUSI | TRANSDUCER; ULTRASOUND; IMAGING |  | EM6C | TRANSDUCER; ULTRASOUND; IMAGING | GEMEDS | GE MEDICAL SYSTEMS | 38278 | 268823KR2 | HIGHLAND HOSPITAL OF ROCHESTER | HIGHLAND |  | PERINATAL CENTER | PERCEN |  | 909 Culver Road | In Service | 10 | 3 |  |  |  |  | OP858180 | PERINATAL CLINIC
URMC | TRAUSI | TRANSDUCER; ULTRASOUND; IMAGING |  | C2-9-D | TRANSDUCER; ULTRASOUND; IMAGING | GEMEDS | GE MEDICAL SYSTEMS | 38277 | 389408YP6 | HIGHLAND HOSPITAL OF ROCHESTER | HIGHLAND |  | PERINATAL CENTER | PERCEN |  | Culver | In Service | 10 | 3 |  |  |  |  | OP858180 | PERINATAL CLINIC
URMC | TRAUSI | TRANSDUCER; ULTRASOUND; IMAGING |  | HFL50X | TRANSDUCER; ULTRASOUND; IMAGING; 15-6 MHZ | SONULS | SONOSITE ULTRASOUND SYSTEMS | 56544 | 04937Z | STRONG MEMORIAL HOSPITAL | STRONG |  | PHYSICAL THERAPY - OFFSITE | PHYTHO |  | CC Building D suite 250 | In Service | 10 | 3 |  |  |  |  | 050OP137589 | PEDS OUTPATIENT PHYSICAL THERAPY
URMC | TRAUSI | TRANSDUCER; ULTRASOUND; IMAGING |  | C1-6-D | TRANSDUCER; ULTRASOUND; IMAGING | GEMEDS | GE MEDICAL SYSTEMS | 38276 | 400203YP6 | HIGHLAND HOSPITAL OF ROCHESTER | HIGHLAND |  | PERINATAL CENTER | PERCEN |  | 909 Culver Road | In Service | 10 | 3 |  |  |  |  | OP858180 | PERINATAL CLINIC
URMC | TRAUSI | TRANSDUCER; ULTRASOUND; IMAGING |  | L14-6NS | TRANSDUCER; ULTRASOUND; IMAGING | MINNOA | MINDRAY NORTH AMERICA | JMH01508 | CB2P98026596 | JONES MEMORIAL HOSPITAL | JONES | 1863615 | GENERAL SURGERY - DR NYGUEN | JMGENSUR |  |  | In Service | 10 | 3 |  |  |  |  | 300OP836695 | JMH - GENERAL SURGERY DR. NYGUEN
URMC | TRAUSI | TRANSDUCER; ULTRASOUND; IMAGING |  | C5-2S | TRANSDUCER; ULTRASONIC | MINNOA | MINDRAY NORTH AMERICA | JMH01509 | 9KD98070805 | JONES MEMORIAL HOSPITAL | JONES | 647352 | GENERAL SURGERY - DR NYGUEN | JMGENSUR |  |  | In Service | 10 | 3 |  |  |  |  | 300OP836695 | JMH - GENERAL SURGERY DR. NYGUEN
URMC | TRAUSI | TRANSDUCER; ULTRASOUND; IMAGING |  | RIC5-9-D | TRANSDUCER; ULTRASOUND; IMAGING | GEMEDS | GE MEDICAL SYSTEMS | 96180 | 238004KR6 | HIGHLAND HOSPITAL OF ROCHESTER | HIGHLAND |  | PROFESSIONAL OFFICE BUIDING | POB |  | POB | In Service | 10 | 3 |  |  |  |  | OP859400 | PROFESSIONAL OFFICE BUIDING
URMC | TRAUSI | TRANSDUCER; ULTRASOUND; IMAGING |  | RIC5-9-D | TRANSDUCER; ULTRASOUND; IMAGING | GEMEDS | GE MEDICAL SYSTEMS | 38274 | 238004KR6 | HIGHLAND HOSPITAL OF ROCHESTER | HIGHLAND |  | PROFESSIONAL OFFICE BUIDING | POB |  | POB | In Service | 10 | 3 |  |  |  |  | OP859400 | PROFESSIONAL OFFICE BUIDING
URMC | TRAUSI | TRANSDUCER; ULTRASOUND; IMAGING |  | RIC5-9-D | TRANSDUCER; ULTRASOUND; IMAGING | GEMEDS | GE MEDICAL SYSTEMS | JMH01604 | 230613KR2 | JONES MEMORIAL HOSPITAL | JONES |  | MAIN STREET ULTRASOUND | JMMSULTR |  |  | In Service | 10 | 3 |  |  |  |  | 300OP837360 | JMH - MAIN STREET ULTRASOUND
URMC | TRAUSI | TRANSDUCER; ULTRASOUND; IMAGING |  | C2-9-D | TRANSDUCER; ULTRASOUND; IMAGING | GEMEDS | GE MEDICAL SYSTEMS | JMH01606 | 293516YP1 | JONES MEMORIAL HOSPITAL | JONES |  | MAIN STREET ULTRASOUND | JMMSULTR |  |  | In Service | 10 | 3 |  |  |  |  | 300OP837360 | JMH - MAIN STREET ULTRASOUND
URMC | TRAUSI | TRANSDUCER; ULTRASOUND; IMAGING |  | C1-5-D | TRANSDUCER; ULTRASOUND; IMAGING | GEMEDS | GE MEDICAL SYSTEMS | JMH01607 | 288473YP2 | JONES MEMORIAL HOSPITAL | JONES |  | MAIN STREET ULTRASOUND | JMMSULTR |  |  | In Service | 10 | 3 |  |  |  |  | 300OP837360 | JMH - MAIN STREET ULTRASOUND
URMC | TRAUSI | TRANSDUCER; ULTRASOUND; IMAGING |  | RAB-6D | TRANSDUCER; ULTRASOUND; IMAGING | GEMEDS | GE MEDICAL SYSTEMS | JMH01608 | 639953WX9 | JONES MEMORIAL HOSPITAL | JONES |  | MAIN STREET ULTRASOUND | JMMSULTR |  |  | In Service | 10 | 3 |  |  |  |  | 300OP837360 | JMH - MAIN STREET ULTRASOUND
URMC | TRAUSI | TRANSDUCER; ULTRASOUND; IMAGING |  | PRB6000 | TRANSDUCER; ULTRASOUND; IMAGING | LABMET | LABORIE MEDICAL TECH. CORP. | 96345 | PRB-6000/0L8117612 | SCHOOL OF NURSING | SCHNUR |  | SCHOOL OF NURSING | SCHOFNUR |  |  | In Service | 10 | 3 |  |  |  |  | 060OP211499 | SCHOOL OF NURSING
URMC | TRAUSI | TRANSDUCER; ULTRASOUND; IMAGING |  | IQ+ | TRANSDUCER; ULTRASOUND; IMAGING | BUTNEI | BUTTERFLY NETWORKS; INC | 89887 | (21)BT21210466 | CENTRAL ADMINISTRATION | CENADM |  | UNIVERSITY HEALTH SERVICES; OFFSITES | UNIHEO | 4 | 738 Library Road | In Service | 10 | 3 |  |  |  |  | 010OP217063 | UNIVERSITY HEALTH SERVICES
URMC | TRAUSI | TRANSDUCER; ULTRASOUND; IMAGING |  | L25X/13-6 | TRANSDUCER; ULTRASONIC | SONULS | SONOSITE ULTRASOUND SYSTEMS | 94861 | 04XNCP | STRONG MEMORIAL HOSPITAL | STRONG |  | RADIOLOGY; ANGIOGRAPHY; IMAGING | RADANG-I | gnd | IR | In Service | 10 | 3 |  |  |  |  | 050OP136600 | IMAGING SCIENCES; ANGIOGRAPHY
URMC | TRAUSI | TRANSDUCER; ULTRASOUND; IMAGING |  | L4-12T-RS | TRANSDUCER; ULTRASOUND; IMAGING | GEMEDS | GE MEDICAL SYSTEMS | 94423 | 986327WX5 | STRONG MEMORIAL HOSPITAL | STRONG |  | OPERATING ROOM; IMAGING | OPEROO-I | B | PERIOPERATIVE SERVICES - OR 11 | In Service | 10 | 3 |  |  |  |  | 050OP131575 | OPERATING ROOM; SMH
URMC | TRAUSI | TRANSDUCER; ULTRASOUND; IMAGING |  | L8-18I-RS | TRANSDUCER; ULTRASOUND; IMAGING | GEMEDS | GE MEDICAL SYSTEMS | 94424 | 266432WP4 | STRONG MEMORIAL HOSPITAL | STRONG |  | OPERATING ROOM; IMAGING | OPEROO-I | B | PERIOPERATIVE SERVICES - OR 11 | In Service | 10 | 3 |  |  |  |  | 050OP131575 | OPERATING ROOM; SMH
URMC | TRAUSI | TRANSDUCER; ULTRASOUND; IMAGING |  | PRB6000 | TRANSDUCER; ULTRASOUND; IMAGING | LABMET | LABORIE MEDICAL TECH. CORP. | 95593 | PRB-6000/OL6111162 | STRONG MEMORIAL HOSPITAL | STRONG |  | 7-1600 MEDICAL ICU IMAGING | MIC7-I |  | 7-1600 MICU | In Service | 10 | 3 |  |  |  |  | 050OP134589 | 7-1600; MEDICAL ICU
URMC | TRAUSI | TRANSDUCER; ULTRASOUND; IMAGING |  | RIC5-9-D | TRANSDUCER; ULTRASOUND; IMAGING | GEMEDS | GE MEDICAL SYSTEMS | 94389 | 269861KR1 | STRONG MEMORIAL HOSPITAL | STRONG |  | UNIVERSITY IMAGING AT EAST RIVER ROAD-IMAGING | UNIMER-I |  |  | In Service | 10 | 3 |  |  |  |  | 050OP136547 | UNIVERSITY IMAGING AT EAST RIVER ROAD
URMC | TRAUSI | TRANSDUCER; ULTRASOUND; IMAGING |  | L15 | TRANSDUCER; ULTRASOUND; IMAGING | SONULS | SONOSITE ULTRASOUND SYSTEMS | 94946 | 0503TX | STRONG MEMORIAL HOSPITAL | STRONG |  | ORTHOPEDIC CLINIC; IMAGING EQUIPMENT | ORTCL2-I |  |  | In Service | 10 | 3 |  |  |  |  | 050OP137515 | ORTHOPAEDIC CLINIC
URMC | TRAUSI | TRANSDUCER; ULTRASOUND; IMAGING |  | L19-5 | TRANSDUCER; ULTRASOUND; IMAGING | SONULS | SONOSITE ULTRASOUND SYSTEMS | 94945 | 50147 | STRONG MEMORIAL HOSPITAL | STRONG |  | ORTHOPEDIC CLINIC; IMAGING EQUIPMENT | ORTCL2-I |  |  | In Service | 10 | 3 |  |  |  |  | 050OP137515 | ORTHOPAEDIC CLINIC
URMC | TRAUSI | TRANSDUCER; ULTRASOUND; IMAGING |  | C5-1 | TRANSDUCER; ULTRASOUND; IMAGING | SONULS | SONOSITE ULTRASOUND SYSTEMS | 94944 | 0503PB | STRONG MEMORIAL HOSPITAL | STRONG |  | ORTHOPEDIC CLINIC; IMAGING EQUIPMENT | ORTCL2-I |  |  | In Service | 10 | 3 |  |  |  |  | 050OP137515 | ORTHOPAEDIC CLINIC
URMC | TRAUSI | TRANSDUCER; ULTRASOUND; IMAGING |  | L15 | TRANSDUCER; ULTRASOUND; IMAGING | SONULS | SONOSITE ULTRASOUND SYSTEMS | 94949 | 05014Y | UR MEDICAL FACULTY GROUP | URMFG |  | ORTHOPAEDICS& REHABILITATION CANANDAIGUA-IMA | ORTCAN-I |  |  | In Service | 10 | 3 |  |  |  |  | 091OP347575 | ORTHOPAEDICS & REHABILITATION CANANDAIGUA
URMC | TRAUSI | TRANSDUCER; ULTRASOUND; IMAGING |  | L19-5 | TRANSDUCER; ULTRASOUND; IMAGING | SONULS | SONOSITE ULTRASOUND SYSTEMS | 94950 | 05033Q | UR MEDICAL FACULTY GROUP | URMFG |  | ORTHOPAEDICS& REHABILITATION CANANDAIGUA-IMA | ORTCAN-I |  |  | In Service | 10 | 3 |  |  |  |  | 091OP347575 | ORTHOPAEDICS & REHABILITATION CANANDAIGUA
URMC | TRAUSI | TRANSDUCER; ULTRASOUND; IMAGING |  | C5-1 | TRANSDUCER; ULTRASOUND; IMAGING | SONULS | SONOSITE ULTRASOUND SYSTEMS | 94951 | 0504M3 | UR MEDICAL FACULTY GROUP | URMFG |  | ORTHOPAEDICS& REHABILITATION CANANDAIGUA-IMA | ORTCAN-I |  |  | In Service | 10 | 3 |  |  |  |  | 091OP347575 | ORTHOPAEDICS & REHABILITATION CANANDAIGUA
URMC | TRAUSI | TRANSDUCER; ULTRASOUND; IMAGING |  | L19-5 | TRANSDUCER; ULTRASOUND; IMAGING | SONULS | SONOSITE ULTRASOUND SYSTEMS | 94953 | 50122 | STRONG MEMORIAL HOSPITAL | STRONG |  | ORTHOPEDIC CLINIC; IMAGING EQUIPMENT | ORTCL2-I |  |  | In Service | 10 | 3 |  |  |  |  | 050OP137515 | ORTHOPAEDIC CLINIC
URMC | TRAUSI | TRANSDUCER; ULTRASOUND; IMAGING |  | L15 | TRANSDUCER; ULTRASOUND; IMAGING | SONULS | SONOSITE ULTRASOUND SYSTEMS | 94954 | 04ZZ94 | STRONG MEMORIAL HOSPITAL | STRONG |  | ORTHOPEDIC CLINIC; IMAGING EQUIPMENT | ORTCL2-I |  |  | In Service | 10 | 3 |  |  |  |  | 050OP137515 | ORTHOPAEDIC CLINIC
URMC | TRAUSI | TRANSDUCER; ULTRASOUND; IMAGING |  | X6-1 | TRANSDUCER; ULTRASOUND; IMAGING | PHIMES | PHILIPS MEDICAL SYSTEMS NORTH AMERICA CO | 96026 | F02RT6 | STRONG MEMORIAL HOSPITAL | STRONG |  | OPERATING ROOM; IMAGING | OPEROO-I |  |  | In Service | 10 | 3 |  |  |  |  | 050OP131575 | OPERATING ROOM; SMH
URMC | TRAUSI | TRANSDUCER; ULTRASOUND; IMAGING |  | C5-1 | TRANSDUCER; ULTRASOUND; IMAGING | PHIMES | PHILIPS MEDICAL SYSTEMS NORTH AMERICA CO | 96027 | F0304F | STRONG MEMORIAL HOSPITAL | STRONG |  | OPERATING ROOM; IMAGING | OPEROO-I |  |  | In Service | 10 | 3 |  |  |  |  | 050OP131575 | OPERATING ROOM; SMH
URMC | TRAUSI | TRANSDUCER; ULTRASOUND; IMAGING |  | L12-3 | TRANSDUCER; ULTRASOUND; IMAGING | PHIMES | PHILIPS MEDICAL SYSTEMS NORTH AMERICA CO | 96029 | F035BO | STRONG MEMORIAL HOSPITAL | STRONG |  | OPERATING ROOM; IMAGING | OPEROO-I |  |  | In Service | 10 | 3 |  |  |  |  | 050OP131575 | OPERATING ROOM; SMH
URMC | TRAUSI | TRANSDUCER; ULTRASOUND; IMAGING |  | L15-7IO | TRANSDUCER; ULTRASOUND; IMAGING | PHIMES | PHILIPS MEDICAL SYSTEMS NORTH AMERICA CO | 96028 | F03235 | STRONG MEMORIAL HOSPITAL | STRONG |  | OPERATING ROOM; IMAGING | OPEROO-I |  |  | In Service | 10 | 3 |  |  |  |  | 050OP131575 | OPERATING ROOM; SMH
URMC | TRAUSI | TRANSDUCER; ULTRASOUND; IMAGING |  | EL18-4 | TRANSDUCER; ULTRASOUND; IMAGING | PHIMES | PHILIPS MEDICAL SYSTEMS NORTH AMERICA CO | 96031 | F02TNY | STRONG MEMORIAL HOSPITAL | STRONG |  | OPERATING ROOM; IMAGING | OPEROO-I |  |  | In Service | 10 | 3 |  |  |  |  | 050OP131575 | OPERATING ROOM; SMH
URMC | TRAUSI | TRANSDUCER; ULTRASOUND; IMAGING |  | XL14-3 | TRANSDUCER; ULTRASOUND; IMAGING | PHIMES | PHILIPS MEDICAL SYSTEMS NORTH AMERICA CO | 96030 | F02RRD | STRONG MEMORIAL HOSPITAL | STRONG |  | OPERATING ROOM; IMAGING | OPEROO-I |  |  | In Service | 10 | 3 |  |  |  |  | 050OP131575 | OPERATING ROOM; SMH
URMC | TRAUSI | TRANSDUCER; ULTRASOUND; IMAGING |  | RM6C | TRANSDUCER; ULTRASOUND; IMAGING | GEMEDS | GE MEDICAL SYSTEMS | 39014 | 26769KR9 | HIGHLAND HOSPITAL OF ROCHESTER | HIGHLAND |  | PROFESSIONAL OFFICE BUIDING | POB | 1ST |  | In Service | 10 | 3 |  |  |  |  | OP859400 | PROFESSIONAL OFFICE BUIDING
URMC | TRAUSI | TRANSDUCER; ULTRASOUND; IMAGING |  | IC5-9-D | TRANSDUCER; ULTRASOUND; IMAGING | GEMEDS | GE MEDICAL SYSTEMS | 92254 | 933032WX5 | STRONG MEMORIAL HOSPITAL | STRONG |  | STRONG WEST IMAGING/RADIOLOGY-IMAGING | SWIMRA-I |  | 1st floor. | NONE | 10 | 3 |  |  |  |  | 050OP139684 | STRONG WEST IMAGING/RADIOLOGY
URMC | TRAUSI | TRANSDUCER; ULTRASOUND; IMAGING |  | 9L-D | TRANSDUCER; ULTRASOUND; IMAGING | GEMEDS | GE MEDICAL SYSTEMS | 92653 | 262386WP6 | STRONG MEMORIAL HOSPITAL | STRONG |  | UR VASCULAR SURGERY- IMAGING | URVASU-I | 1 | 140 Canal View | In Service | 10 | 3 |  |  |  |  | 050OP137529 | UR VASCULAR SURGERY
URMC | TRAUSI | TRANSDUCER; ULTRASOUND; IMAGING |  | IC10-3 | TRANSDUCER; ULTRASOUND; IMAGING | SONULS | SONOSITE ULTRASOUND SYSTEMS | 95650 | 050LY4 | STRONG MEMORIAL HOSPITAL | STRONG |  | OB/GYN ULTRASOUND GROUP; IMAGING | OBGULG-I |  | 3-1400 | In Service | 10 | 3 |  |  |  |  | 050OP136577 | OB/GYN LATTIMORE ROAD
URMC | TRAUSI | TRANSDUCER; ULTRASOUND; IMAGING |  | IP57 | TRANSDUCER; ULTRASOUND; IMAGING | BKMED | B&K MEDICAL SYSTEMS | REL21396 | 3120887 | STRONG MEMORIAL HOSPITAL | STRONG |  | UROLOGY AT SAWGRASS; IMAGING | UROSAW-I | 2 | 158 SAWGRASS DRIVE; 2ND FLOOR | In Service | 10 | 3 |  |  |  |  | 050OP137518 | AC-2; UROLOGY
URMC | TRAUSI | TRANSDUCER; ULTRASOUND; IMAGING |  | L8-18I-RS | TRANSDUCER; ULTRASOUND; IMAGING | GEMEDS | GE MEDICAL SYSTEMS | 96912 | 276899WP2 | STRONG MEMORIAL HOSPITAL | STRONG |  | AC-6; PEDIATRICS/PED OUTREACH ; IMAGING | AC6PED-I |  |  | In Service | 10 | 3 |  |  |  |  | 050OP137513 | AC-6; PEDIATRICS/PED OUTREACH PROG
URMC | TRAUSI | TRANSDUCER; ULTRASOUND; IMAGING |  | L4-12T-RS | TRANSDUCER; ULTRASOUND; IMAGING | GEMEDS | GE MEDICAL SYSTEMS | 96913 | 10357004WX4 | STRONG MEMORIAL HOSPITAL | STRONG |  | AC-6; PEDIATRICS/PED OUTREACH ; IMAGING | AC6PED-I |  |  | In Service | 10 | 3 |  |  |  |  | 050OP137513 | AC-6; PEDIATRICS/PED OUTREACH PROG
URMC | TRAUSI | TRANSDUCER; ULTRASOUND; IMAGING |  | L10-22-RS | PROBE; ULTRASONIC | GEMEDS | GE MEDICAL SYSTEMS | 94428 | 1061852WX8 | UR MEDICAL FACULTY GROUP | URMFG |  | E.N.T. CLINIC | ENTCLI |  |  | In Service | 11 | 2 |  |  |  |  | 091OP349331 | E.N.T. CLINIC
URMC | TRAUSI | TRANSDUCER; ULTRASOUND; IMAGING |  | L4-12T-RS | TRANSDUCER; ULTRASOUND; IMAGING | GEMEDS | GE MEDICAL SYSTEMS | 94429 | 1065313WX7 | UR MEDICAL FACULTY GROUP | URMFG |  | E.N.T. CLINIC | ENTCLI |  |  | In Service | 10 | 3 |  |  |  |  | 091OP349331 | E.N.T. CLINIC
URMC | TRAUSI | TRANSDUCER; ULTRASOUND; IMAGING |  | 12S-D | TRANSDUCER; ULTRASOUND; IMAGING | GEMEDS | GE MEDICAL SYSTEMS | 96966 | 204179PD6 | STRONG MEMORIAL HOSPITAL | STRONG |  | ANESTHESIOLOGY; GROUP 1; IMAGING | ANEST1-I |  |  | In Service | 10 | 3 |  |  |  |  | 050OP136553 | ANESTHESIOLOGY - SMH
URMC | TRAUSI | TRANSDUCER; ULTRASOUND; IMAGING |  | ML6-15-D | TRANSDUCER; ULTRASONIC; IMAGING | GEMEDS | GE MEDICAL SYSTEMS | 94431 | 274779WP8 | STRONG MEMORIAL HOSPITAL | STRONG |  | ALLERGY/RHEUM./IMMUN.; OFFSITE; IMAGING | ALLIMR-I | 220 | 400 Red Creek; Dept 220 | In Service | 10 | 3 |  |  |  |  | 050OP137527 | ALLERGY/IMMUNOLOGY/RHEUMATOLOGY
URMC | TRAUSI | TRANSDUCER; ULTRASOUND; IMAGING |  | V11-3WS | TRANSDUCER; ULTRASOUND; IMAGING | MINNOA | MINDRAY NORTH AMERICA | 38009 | LDL9B010504 | HIGHLAND HOSPITAL OF ROCHESTER | HIGHLAND |  | OB/GYN DEPARTMENT | OBGDEP | 3W | 1000 SOUTH AVE; 3RD FLOOR; LABOR/TRIAGE | In Service | 10 | 3 |  |  |  |  | OP858140 | OB/GYN DEPARTMENT
URMC | TRAUSI | TRANSDUCER; ULTRASOUND; IMAGING |  | V11-3WS | TRANSDUCER; ULTRASOUND; IMAGING | MINNOA | MINDRAY NORTH AMERICA | 92602 | LDL17013543 | HIGHLAND HOSPITAL OF ROCHESTER | HIGHLAND |  | OB/GYN DEPARTMENT | OBGDEP | 3W | 1000 SOUTH AVE; 3RD FLOOR; LABOR/TRIAGE | In Service | 10 | 3 |  |  |  |  | OP858140 | OB/GYN DEPARTMENT
URMC | TRAUSI | TRANSDUCER; ULTRASOUND; IMAGING |  | C5-1S | TRANSDUCER; ULTRASOUND; IMAGING | MINNOA | MINDRAY NORTH AMERICA | 92601 | 9SD02024248 | HIGHLAND HOSPITAL OF ROCHESTER | HIGHLAND |  | OB/GYN DEPARTMENT | OBGDEP |  | 1000 SOUTH AVE; 3RD FLOOR; LABOR/TRIAGE | In Service | 10 | 3 |  |  |  |  | OP858140 | OB/GYN DEPARTMENT
URMC | TRAUSI | TRANSDUCER; ULTRASOUND; IMAGING |  | RIC5-9A-RS | TRANSDUCER; ULTRASOUND; IMAGING | GEMEDS | GE MEDICAL SYSTEMS | 97360 | 236216KR8 | UR MEDICAL FACULTY GROUP | URMFG |  | STRONG FERTILITY CENTER; IMAGING | STRFEC-I |  |  | In Service | 10 | 3 |  |  |  |  | 091OP349803 | STRONG FERTILITY CENTER
URMC | TRAUSI | TRANSDUCER; ULTRASOUND; IMAGING |  | L14-6S | TRANSDUCER; ULTRASOUND; IMAGING | MINNOA | MINDRAY NORTH AMERICA | 97369 | 8MR17005916 | STRONG MEMORIAL HOSPITAL | STRONG |  | DEPARTMENT OF MEDICINE- IMAGING | DEPMED-I |  | 2369-05-01 | In Service | 10 | 3 |  |  |  |  | 050OP137552 | AC-5; MEDICINE
URMC | TRAUSI | TRANSDUCER; ULTRASOUND; IMAGING |  | RIC5-9-D | TRANSDUCER; ULTRASOUND; IMAGING | GEMEDS | GE MEDICAL SYSTEMS | 97354 | 279500KR3 | HIGHLAND HOSPITAL OF ROCHESTER | HIGHLAND |  | PROFESSIONAL OFFICE BUIDING | POB |  |  | In Service | 10 | 3 |  |  |  |  | OP859400 | PROFESSIONAL OFFICE BUIDING
URMC | TRAUSI | TRANSDUCER; ULTRASOUND; IMAGING |  | EL18-4 | TRANSDUCER; ULTRASOUND; IMAGING | PHIMES | PHILIPS MEDICAL SYSTEMS NORTH AMERICA CO | 39296 | F047YH | HIGHLAND HOSPITAL OF ROCHESTER | HIGHLAND |  | BREAST CARE CENTER | BRECAC | 130 | 500 RED CREEK; SUIT 130 | In Service | 10 | 3 |  |  |  |  | OP857170 | RED CREEK BCC
URMC | TRAUSI | TRANSDUCER; ULTRASOUND; IMAGING |  | C1-6-D | TRANSDUCER; ULTRASOUND; IMAGING | GEMEDS | GE MEDICAL SYSTEMS | 94456 | 413084YP5 | STRONG MEMORIAL HOSPITAL | STRONG |  | STRONG WEST IMAGING/RADIOLOGY-IMAGING | SWIMRA-I | 1 | Strong West; Imaging | In Service | 10 | 3 |  |  |  |  | 050OP139684 | STRONG WEST IMAGING/RADIOLOGY
URMC | TRAUSI | TRANSDUCER; ULTRASOUND; IMAGING |  | X8-2T | TRANSDUCER; ULTRASOUND; IMAGING | PHIMES | PHILIPS MEDICAL SYSTEMS NORTH AMERICA CO | 97432 | F04YM8 | STRONG MEMORIAL HOSPITAL | STRONG |  | AC-1; PEDIATRIC CARDIOLOGY; IMAGING | AC1PEC-I |  | Stored in PEDs OR GCH | In Service | 10 | 3 |  |  |  |  | 050OP349801 | PEDIATRIC CARDIOLOGY
URMC | TRAUSI | TRANSDUCER; ULTRASOUND; IMAGING |  | PRB6000 | TRANSDUCER; ULTRASOUND; IMAGING | LABMET | LABORIE MEDICAL TECH. CORP. | 96658 | PRB60009L8116873 | STRONG MEMORIAL HOSPITAL | STRONG |  | UROLOGY AT SAWGRASS | UROSAW |  | 158 SAWGRASS DR | In Service | 10 | 3 |  |  |  |  | 050OP137518 | AC-2; UROLOGY
URMC | TRAUSI | TRANSDUCER; ULTRASOUND; IMAGING |  | PRB6000 | TRANSDUCER; ULTRASOUND; IMAGING | LABMET | LABORIE MEDICAL TECH. CORP. | SJH11483 | PRB-6000/9L8115663 | ST JAMES HOSPITAL | STJAMES |  | UROLOGY CLINIC | SJUROCLI |  |  | In Service | 10 | 3 |  |  |  |  | SJH6835 | SJH - UROLOGY CLINIC
URMC | TRAUSI | TRANSDUCER; ULTRASOUND; IMAGING |  | 12L-RS | TRANSDUCER; ULTRASOUND; IMAGING | GEMEDS | GE MEDICAL SYSTEMS | NMH01717 | 769474WX8 | NOYES MEMORIAL HOSPITAL | NOYES |  | NHS OR | NMHNHSOR |  |  | In Service | 10 | 3 |  |  |  |  | 250OP827045 | NMH - EQUIPMENT MNGNT LHS OR
URMC | TRAUSI | TRANSDUCER; ULTRASOUND; IMAGING |  | ML6-15 | TRANSDUCER; ULTRASOUND; IMAGING | GEMEDS | GE MEDICAL SYSTEMS | 89888 | 277362WP0 | STRONG MEMORIAL HOSPITAL | STRONG |  | STRONG WEST IMAGING/RADIOLOGY-IMAGING | SWIMRA-I | 1 | 156 West Ave. | In Service | 10 | 3 |  |  |  |  | 050OP139684 | STRONG WEST IMAGING/RADIOLOGY
URMC | TRAUSI | TRANSDUCER; ULTRASOUND; IMAGING |  | E14CL4B | TRANSDUCER; ULTRASOUND; IMAGING | BKMED | B&K MEDICAL SYSTEMS | 96356 | 3137716 | UR MEDICAL FACULTY GROUP | URMFG |  | UNIVERSITY UROLOGY - SAWGRASS | UNIURC |  |  | In Service | 10 | 3 |  |  |  |  | 091OP347553 | UNIV UROLOGY-WHITE SPRUCE/PARK RIDG
URMC | TRAUSI | TRANSDUCER; ULTRASOUND; IMAGING |  | SP5-1S | TRANSDUCER; ULTRASONIC; P/N 120-002703-00 | MINNOA | MINDRAY NORTH AMERICA | 96743 | CB3C19055770 | STRONG MEMORIAL HOSPITAL | STRONG |  | EMERGENCY DEPT-SMH; IMAGING | ED-SMH-I |  |  | In Service | 10 | 3 |  |  |  |  | 050OP138501 | EMERGENCY DEPARTMENT -SMH
URMC | TRAUSI | TRANSDUCER; ULTRASOUND; IMAGING |  | C5-1S | TRANSDUCER; ULTRASOUND; IMAGING | MINNOA | MINDRAY NORTH AMERICA | 96744 | PSD18046986 | STRONG MEMORIAL HOSPITAL | STRONG |  | EMERGENCY DEPT-SMH; IMAGING | ED-SMH-I |  |  | In Service | 10 | 3 |  |  |  |  | 050OP138501 | EMERGENCY DEPARTMENT -SMH
URMC | TRAUSI | TRANSDUCER; ULTRASOUND; IMAGING |  | L6-24-D | TRANSDUCER; ULTRASOUND; IMAGING | GEMEDS | GE MEDICAL SYSTEMS | 96347 | BT-215560 | STRONG MEMORIAL HOSPITAL | STRONG |  | ALLERGY/RHEUM./IMMUN.; OFFSITE; IMAGING | ALLIMR-I | 2 | Suite 240 | In Service | 10 | 3 |  |  |  |  | 050OP137527 | ALLERGY/IMMUNOLOGY/RHEUMATOLOGY
URMC | TRAUSI | TRANSDUCER; ULTRASOUND; IMAGING |  | RIC5-9-D | TRANSDUCER; ULTRASOUND; IMAGING | GEMEDS | GE MEDICAL SYSTEMS | 96770 | 277544KR3 | STRONG MEMORIAL HOSPITAL | STRONG |  | UNIVERSITY IMAGING AT EAST RIVER ROAD-IMAGING | UNIMER-I |  |  | In Service | 10 | 3 |  |  |  |  | 050OP136547 | UNIVERSITY IMAGING AT EAST RIVER ROAD
URMC | TRAUSI | TRANSDUCER; ULTRASOUND; IMAGING |  | RIC5-9-D | TRANSDUCER; ULTRASOUND; IMAGING | GEMEDS | GE MEDICAL SYSTEMS | 96787 | 277541KR9 | STRONG MEMORIAL HOSPITAL | STRONG |  | FETAL MONITORING OFFSITE (SPA) | FETMOL |  |  | In Service | 10 | 3 |  |  |  |  | 050OP135529 | AC-5; FETAL MONITORING LAB
URMC | TRAUSI | TRANSDUCER; ULTRASOUND; IMAGING |  | C1-5 | TRANSDUCER; ULTRASOUND; IMAGING | GEMEDS | GE MEDICAL SYSTEMS | 96865 | 1056229WX6 | STRONG MEMORIAL HOSPITAL | STRONG |  | PAIN TREATMENT CENTER-SAWGRASS; IMAGING | PAITCS-I |  |  | In Service | 10 | 3 |  |  |  |  | 050OP137571 | PAIN TREATMENT CENTER - SAWGRASS
URMC | TRAUSI | TRANSDUCER; ULTRASOUND; IMAGING |  | 9L-RS | TRANSDUCER; ULTRASOUND; IMAGING | GEMEDS | GE MEDICAL SYSTEMS | 96866 | 278968WP3 | STRONG MEMORIAL HOSPITAL | STRONG |  | PAIN TREATMENT CENTER-SAWGRASS; IMAGING | PAITCS-I |  |  | In Service | 10 | 3 |  |  |  |  | 050OP137571 | PAIN TREATMENT CENTER - SAWGRASS
URMC | TRAUSI | TRANSDUCER; ULTRASOUND; IMAGING |  | C5-1 | TRANSDUCER; ULTRASOUND; IMAGING | SONULS | SONOSITE ULTRASOUND SYSTEMS | 38280 | 052G7T | HIGHLAND HOSPITAL OF ROCHESTER | HIGHLAND |  | FAMILY MEDICINE; SOUTH CLINTON AVE | FAMSOU |  |  | In Service | 10 | 3 |  |  |  |  | OP858990 | FAMILY MEDICINE; SOUTH AVENUE
URMC | TRAUSI | TRANSDUCER; ULTRASOUND; IMAGING |  | L19-5 | TRANSDUCER; ULTRASOUND; IMAGING | SONULS | SONOSITE ULTRASOUND SYSTEMS | 38281 | 052J3H | HIGHLAND HOSPITAL OF ROCHESTER | HIGHLAND |  | FAMILY MEDICINE; SOUTH CLINTON AVE | FAMSOU |  |  | In Service | 10 | 3 |  |  |  |  | OP858990 | FAMILY MEDICINE; SOUTH AVENUE
URMC | TRAUSI | TRANSDUCER; ULTRASOUND; IMAGING |  | IC10-3 | TRANSDUCER; ULTRASOUND; IMAGING | SONULS | SONOSITE ULTRASOUND SYSTEMS | 38794 | C50T05 | HIGHLAND HOSPITAL OF ROCHESTER | HIGHLAND |  | FAMILY MEDICINE; SOUTH CLINTON AVE | FAMSOU |  |  | In Service | 10 | 3 |  |  |  |  | OP858990 | FAMILY MEDICINE; SOUTH AVENUE
URMC | TRAUSI | TRANSDUCER; ULTRASOUND; IMAGING |  | M5SC-D | TRANSDUCER; ULTRASOUND; IMAGING | GEMEDS | GE MEDICAL SYSTEMS | 39239 | 405559YP6 | HIGHLAND HOSPITAL OF ROCHESTER | HIGHLAND |  | UR MEDICINE HEART AND VASCULAR- IMAGING | URMEHV-I |  | 600 Red Creek Drive | In Service | 10 | 3 |  |  |  |  | OP857090 | UR MEDICINE HEART AND VASCULAR
URMC | TRAUSI | TRANSDUCER; ULTRASOUND; IMAGING |  | P2D | PROBE; DOPPLER | GEMEDS | GE MEDICAL SYSTEMS | 39240 | 11AB1550 | HIGHLAND HOSPITAL OF ROCHESTER | HIGHLAND |  | UR MEDICINE HEART AND VASCULAR- IMAGING | URMEHV-I |  | 600 red Creek Drive | In Service | 10 | 3 |  |  |  |  | OP857090 | UR MEDICINE HEART AND VASCULAR
URMC | TRAUSI | TRANSDUCER; ULTRASOUND; IMAGING |  | 12L-RS | TRANSDUCER; ULTRASOUND; IMAGING | GEMEDS | GE MEDICAL SYSTEMS | 96351 | 1033086WX8 | STRONG MEMORIAL HOSPITAL | STRONG |  | PHYSICAL THERAPY - OFFSITE | PHYTHO | 2 | CC Blgd D; 4901 Lac du Ville; Suite 250 | In Service | 10 | 3 |  |  |  |  | 050OP137589 | PEDS OUTPATIENT PHYSICAL THERAPY
URMC | TRAUSI | TRANSDUCER; ULTRASOUND; IMAGING |  | L10-22-RS | PROBE; ULTRASONIC | GEMEDS | GE MEDICAL SYSTEMS | 96350 | 511686WX8 | STRONG MEMORIAL HOSPITAL | STRONG |  | PHYSICAL THERAPY - OFFSITE | PHYTHO | 2 | CC Bldg D; 4901 Lac du Ville suite 250 | In Service | 11 | 2 |  |  |  |  | 050OP137589 | PEDS OUTPATIENT PHYSICAL THERAPY
URMC | TRAUSI | TRANSDUCER; ULTRASOUND; IMAGING |  | L10-22-RS | PROBE; ULTRASONIC | GEMEDS | GE MEDICAL SYSTEMS | 96348 | 762573WX4 | STRONG MEMORIAL HOSPITAL | STRONG |  | PHYSICAL THERAPY - OFFSITE | PHYTHO | 2 | CC Bldg D; 4901 lac du Ville; Suite 250 | In Service | 11 | 2 |  |  |  |  | 050OP137589 | PEDS OUTPATIENT PHYSICAL THERAPY
URMC | TRAUSI | TRANSDUCER; ULTRASOUND; IMAGING |  | 12L-RS | TRANSDUCER; ULTRASOUND; IMAGING | GEMEDS | GE MEDICAL SYSTEMS | 96349 | 1021739WX6 | STRONG MEMORIAL HOSPITAL | STRONG |  | PHYSICAL THERAPY - OFFSITE | PHYTHO | 2 | Suite 250 | In Service | 10 | 3 |  |  |  |  | 050OP137589 | PEDS OUTPATIENT PHYSICAL THERAPY
URMC | TRAUSI | TRANSDUCER; ULTRASOUND; IMAGING |  | C2-9-D | TRANSDUCER; ULTRASOUND; IMAGING | GEMEDS | GE MEDICAL SYSTEMS | 96916 | 407617YPO | STRONG MEMORIAL HOSPITAL | STRONG |  | PEDIATRIC IMAGING | PEDIMA-I |  |  | In Service | 10 | 3 |  |  |  |  | 050OP136555 | IMAGING SCIENCES - SMH
URMC | TRAUSI | TRANSDUCER; ULTRASOUND; IMAGING |  | 9L-RS | TRANSDUCER; ULTRASOUND; IMAGING | GEMEDS | GE MEDICAL SYSTEMS | 92092 | 248651WP2 | STRONG MEMORIAL HOSPITAL | STRONG |  | RADIOLOGY; ANGIOGRAPHY; IMAGING | RADANG-I |  | IR | In Service | 10 | 3 |  |  |  |  | 050OP136600 | IMAGING SCIENCES; ANGIOGRAPHY
URMC | TRAUSI | TRANSDUCER; ULTRASOUND; IMAGING |  | C1-5-RS | TRANSDUCER; ULTRASOUND; IMAGING | GEMEDS | GE MEDICAL SYSTEMS | 92091 | 945414WX1 | STRONG MEMORIAL HOSPITAL | STRONG |  | RADIOLOGY; ANGIOGRAPHY; IMAGING | RADANG-I |  | IR | In Service | 10 | 3 |  |  |  |  | 050OP136600 | IMAGING SCIENCES; ANGIOGRAPHY
URMC | TRAUSI | TRANSDUCER; ULTRASOUND; IMAGING |  | M5SC-D | TRANSDUCER; ULTRASOUND; IMAGING | GEMEDS | GE MEDICAL SYSTEMS | 93112 | 372171YP9 | STRONG MEMORIAL HOSPITAL | STRONG |  | AC-G; ECHOCARDIOGRAPHY; IMAGING | ACGECH-I |  | ACG | In Service | 10 | 3 |  |  |  |  | 050OP135565 | AC-G; ECHOCARDIOGRAPHY
URMC | TRAUSI | TRANSDUCER; ULTRASOUND; IMAGING |  | M5SC-D | TRANSDUCER; ULTRASOUND; IMAGING | GEMEDS | GE MEDICAL SYSTEMS | 93109 | 372157YP8 | STRONG MEMORIAL HOSPITAL | STRONG |  | AC-G; ECHOCARDIOGRAPHY; IMAGING | ACGECH-I |  |  | In Service | 10 | 3 |  |  |  |  | 050OP135565 | AC-G; ECHOCARDIOGRAPHY
URMC | TRAUSI | TRANSDUCER; ULTRASOUND; IMAGING |  | C10-3V | TRANSDUCER; ULTRASOUND; IMAGING | PHIMES | PHILIPS MEDICAL SYSTEMS NORTH AMERICA CO | SJH10997 | B3BN7B | ST JAMES HOSPITAL | STJAMES |  | RADIOLOGY - IMAGING | SJRADI-I | 1 | 7329 Seneca Road North | In Service | 10 | 3 |  |  |  |  | SJH7320 | SJH - RADIOLOGY
URMC | TRAUSI | TRANSDUCER; ULTRASOUND; IMAGING |  | C10-4EC | TRANSDUCER; ULTRASOUND; IMAGING | PHIMES | PHILIPS MEDICAL SYSTEMS NORTH AMERICA CO | SJH10998 | B35MJZ | ST JAMES HOSPITAL | STJAMES |  | RADIOLOGY - IMAGING | SJRADI-I | 1 | 7329 Seneca Road North | In Service | 10 | 3 |  |  |  |  | SJH7320 | SJH - RADIOLOGY
URMC | TRAUSI | TRANSDUCER; ULTRASOUND; IMAGING |  | C10-4EC | TRANSDUCER; ULTRASOUND; IMAGING | PHIMES | PHILIPS MEDICAL SYSTEMS NORTH AMERICA CO | SJH10999 | B35MDR | ST JAMES HOSPITAL | STJAMES |  | ULTRASOUND - IMAGING | SJULTR-I | 1 | 7329 Seneca Road North | In Service | 10 | 3 |  |  |  |  | SJH7370 | SJH - ULTRASOUND
URMC | TRAUSI | TRANSDUCER; ULTRASOUND; IMAGING |  | C10-3V | TRANSDUCER; ULTRASOUND; IMAGING | PHIMES | PHILIPS MEDICAL SYSTEMS NORTH AMERICA CO | SJH11000 | B3BXLY | ST JAMES HOSPITAL | STJAMES |  | ULTRASOUND - IMAGING | SJULTR-I | 1 | 7329 Seneca Road North | In Service | 10 | 3 |  |  |  |  | SJH7370 | SJH - ULTRASOUND
URMC | TRAUSI | TRANSDUCER; ULTRASOUND; IMAGING |  | L15-7IO | TRANSDUCER; ULTRASOUND; IMAGING | PHIMES | PHILIPS MEDICAL SYSTEMS NORTH AMERICA CO | SJH11001 | B37TGC | ST JAMES HOSPITAL | STJAMES |  | ULTRASOUND - IMAGING | SJULTR-I | 1 | 7329 Seneca Road North | In Service | 10 | 3 |  |  |  |  | SJH7370 | SJH - ULTRASOUND
URMC | TRAUSI | TRANSDUCER; ULTRASOUND; IMAGING |  | M5SC-D | TRANSDUCER; ULTRASOUND; IMAGING | GEMEDS | GE MEDICAL SYSTEMS | SJH11002 | 204404YP8 | ST JAMES HOSPITAL | STJAMES |  | ULTRASOUND - IMAGING | SJULTR-I | 1 | 7329 Seneca Road North | In Service | 10 | 3 |  |  |  |  | SJH7370 | SJH - ULTRASOUND
URMC | TRAUSI | TRANSDUCER; ULTRASOUND; IMAGING |  | V6-2 | TRANSDUCER; ULTRASOUND; IMAGING | PHIMES | PHILIPS MEDICAL SYSTEMS NORTH AMERICA CO | SJH11003 | B35C45 | ST JAMES HOSPITAL | STJAMES |  | RADIOLOGY - IMAGING | SJRADI-I | 1 | 7329 Seneca Road North MOB; Suite 113 | In Service | 10 | 3 |  |  |  |  | SJH7320 | SJH - RADIOLOGY
URMC | TRAUSI | TRANSDUCER; ULTRASOUND; IMAGING |  | C10-3V | TRANSDUCER; ULTRASOUND; IMAGING | PHIMES | PHILIPS MEDICAL SYSTEMS NORTH AMERICA CO | SJH110044 | B3609Z | ST JAMES HOSPITAL | STJAMES |  | RADIOLOGY - IMAGING | SJRADI-I | 1 | 7329 Seneca Road North MOB; Suite 113 | In Service | 10 | 3 |  |  |  |  | SJH7320 | SJH - RADIOLOGY
URMC | TRAUSI | TRANSDUCER; ULTRASOUND; IMAGING |  | S12-4 | TRANSDUCER; ULTRASOUND; IMAGING | PHIMES | PHILIPS MEDICAL SYSTEMS NORTH AMERICA CO | 93700 | B3X7HB | STRONG MEMORIAL HOSPITAL | STRONG |  | AC-1; PEDIATRIC CARDIOLOGY; IMAGING | AC1PEC-I | 1 | AC1 | In Service | 10 | 3 |  |  |  |  | 050OP349801 | PEDIATRIC CARDIOLOGY
URMC | TRAUSI | TRANSDUCER; ULTRASOUND; IMAGING |  | S5-1 | TRANSDUCER; ULTRASOUND; IMAGING | PHIMES | PHILIPS MEDICAL SYSTEMS NORTH AMERICA CO | 93701 | F019M0 | STRONG MEMORIAL HOSPITAL | STRONG |  | AC-1; PEDIATRIC CARDIOLOGY; IMAGING | AC1PEC-I | 1 | AC1 | In Service | 10 | 3 |  |  |  |  | 050OP349801 | PEDIATRIC CARDIOLOGY
URMC | TRAUSI | TRANSDUCER; ULTRASOUND; IMAGING |  | S9-2 | TRANSDUCER; ULTRASOUND; IMAGING | PHIMES | PHILIPS MEDICAL SYSTEMS NORTH AMERICA CO | 93702 | F01F1G | STRONG MEMORIAL HOSPITAL | STRONG |  | AC-1; PEDIATRIC CARDIOLOGY; IMAGING | AC1PEC-I | 1 | AC1 | In Service | 10 | 3 |  |  |  |  | 050OP349801 | PEDIATRIC CARDIOLOGY
URMC | TRAUSI | TRANSDUCER; ULTRASOUND; IMAGING |  | X5-1 | TRANSDUCER; ULTRASOUND; IMAGING | PHIMES | PHILIPS MEDICAL SYSTEMS NORTH AMERICA CO | 93703 | F01F7F | STRONG MEMORIAL HOSPITAL | STRONG |  | AC-1; PEDIATRIC CARDIOLOGY; IMAGING | AC1PEC-I | 1 | AC1 | In Service | 10 | 3 |  |  |  |  | 050OP349801 | PEDIATRIC CARDIOLOGY
URMC | TRAUSI | TRANSDUCER; ULTRASOUND; IMAGING |  | S12-4 | TRANSDUCER; ULTRASOUND; IMAGING | PHIMES | PHILIPS MEDICAL SYSTEMS NORTH AMERICA CO | 93706 | B3XBPK | STRONG MEMORIAL HOSPITAL | STRONG |  | AC-1; PEDIATRIC CARDIOLOGY; IMAGING | AC1PEC-I | 1 | AC1 | In Service | 10 | 3 |  |  |  |  | 050OP349801 | PEDIATRIC CARDIOLOGY
URMC | TRAUSI | TRANSDUCER; ULTRASOUND; IMAGING |  | S9-2 | TRANSDUCER; ULTRASOUND; IMAGING | PHIMES | PHILIPS MEDICAL SYSTEMS NORTH AMERICA CO | 93707 | F01DYT | STRONG MEMORIAL HOSPITAL | STRONG |  | AC-1; PEDIATRIC CARDIOLOGY; IMAGING | AC1PEC-I | 1 | AC1 | In Service | 10 | 3 |  |  |  |  | 050OP349801 | PEDIATRIC CARDIOLOGY
URMC | TRAUSI | TRANSDUCER; ULTRASOUND; IMAGING |  | X5-1 | TRANSDUCER; ULTRASOUND; IMAGING | PHIMES | PHILIPS MEDICAL SYSTEMS NORTH AMERICA CO | 93708 | F01B3G | STRONG MEMORIAL HOSPITAL | STRONG |  | AC-1; PEDIATRIC CARDIOLOGY; IMAGING | AC1PEC-I | 1 | AC1 | In Service | 10 | 3 |  |  |  |  | 050OP349801 | PEDIATRIC CARDIOLOGY
URMC | TRAUSI | TRANSDUCER; ULTRASOUND; IMAGING |  | S5-1 | TRANSDUCER; ULTRASOUND; IMAGING | PHIMES | PHILIPS MEDICAL SYSTEMS NORTH AMERICA CO | 93709 | F01D00 | STRONG MEMORIAL HOSPITAL | STRONG |  | AC-1; PEDIATRIC CARDIOLOGY; IMAGING | AC1PEC-I | 1 | AC1 | In Service | 10 | 3 |  |  |  |  | 050OP349801 | PEDIATRIC CARDIOLOGY
URMC | TRAUSI | TRANSDUCER; ULTRASOUND; IMAGING |  | X8-2T | TRANSDUCER; ULTRASOUND; IMAGING | PHIMES | PHILIPS MEDICAL SYSTEMS NORTH AMERICA CO | 93710 | F01BC0 | STRONG MEMORIAL HOSPITAL | STRONG |  | AC-1; PEDIATRIC CARDIOLOGY; IMAGING | AC1PEC-I | 1 | AC1 | In Service | 10 | 3 |  |  |  |  | 050OP349801 | PEDIATRIC CARDIOLOGY
URMC | TRAUSI | TRANSDUCER; ULTRASOUND; IMAGING |  | C9-2 | TRANSDUCER; ULTRASOUND; IMAGING | PHIMES | PHILIPS MEDICAL SYSTEMS NORTH AMERICA CO | 93712 | F0193W | STRONG MEMORIAL HOSPITAL | STRONG |  | AC-1; PEDIATRIC CARDIOLOGY; IMAGING | AC1PEC-I | 1 | AC1 | In Service | 10 | 3 |  |  |  |  | 050OP349801 | PEDIATRIC CARDIOLOGY
URMC | TRAUSI | TRANSDUCER; ULTRASOUND; IMAGING |  | X5-1 | TRANSDUCER; ULTRASOUND; IMAGING | PHIMES | PHILIPS MEDICAL SYSTEMS NORTH AMERICA CO | 93713 | F01DG4 | STRONG MEMORIAL HOSPITAL | STRONG |  | AC-1; PEDIATRIC CARDIOLOGY; IMAGING | AC1PEC-I | 1 | AC1 | In Service | 10 | 3 |  |  |  |  | 050OP349801 | PEDIATRIC CARDIOLOGY
URMC | TRAUSI | TRANSDUCER; ULTRASOUND; IMAGING |  | C5-1 | TRANSDUCER; ULTRASOUND; IMAGING | PHIMES | PHILIPS MEDICAL SYSTEMS NORTH AMERICA CO | 93714 | F01D64 | STRONG MEMORIAL HOSPITAL | STRONG |  | AC-1; PEDIATRIC CARDIOLOGY; IMAGING | AC1PEC-I | 1 | AC1 | In Service | 10 | 3 |  |  |  |  | 050OP349801 | PEDIATRIC CARDIOLOGY
URMC | TRAUSI | TRANSDUCER; ULTRASOUND; IMAGING |  | S9-2 | TRANSDUCER; ULTRASOUND; IMAGING | PHIMES | PHILIPS MEDICAL SYSTEMS NORTH AMERICA CO | 93715 | F01CB5 | STRONG MEMORIAL HOSPITAL | STRONG |  | AC-1; PEDIATRIC CARDIOLOGY; IMAGING | AC1PEC-I | 1 | AC1 | In Service | 10 | 3 |  |  |  |  | 050OP349801 | PEDIATRIC CARDIOLOGY
URMC | TRAUSI | TRANSDUCER; ULTRASOUND; IMAGING |  | S5-1 | TRANSDUCER; ULTRASOUND; IMAGING | PHIMES | PHILIPS MEDICAL SYSTEMS NORTH AMERICA CO | 93716 | F01BM1 | STRONG MEMORIAL HOSPITAL | STRONG |  | AC-1; PEDIATRIC CARDIOLOGY; IMAGING | AC1PEC-I | 1 | AC1 | In Service | 10 | 3 |  |  |  |  | 050OP349801 | PEDIATRIC CARDIOLOGY
URMC | TRAUSI | TRANSDUCER; ULTRASOUND; IMAGING |  | S12-4 | TRANSDUCER; ULTRASOUND; IMAGING | PHIMES | PHILIPS MEDICAL SYSTEMS NORTH AMERICA CO | 93719 | B3X7F4 | STRONG MEMORIAL HOSPITAL | STRONG |  | AC-1; PEDIATRIC CARDIOLOGY; IMAGING | AC1PEC-I | 1 | AC1 | In Service | 10 | 3 |  |  |  |  | 050OP349801 | PEDIATRIC CARDIOLOGY
URMC | TRAUSI | TRANSDUCER; ULTRASOUND; IMAGING |  | S12-4 | TRANSDUCER; ULTRASOUND; IMAGING | PHIMES | PHILIPS MEDICAL SYSTEMS NORTH AMERICA CO | 93662 | B3X7DV | STRONG MEMORIAL HOSPITAL | STRONG |  | AC-1; PEDIATRIC CARDIOLOGY; IMAGING | AC1PEC-I | 1 | AC1 | In Service | 10 | 3 |  |  |  |  | 050OP349801 | PEDIATRIC CARDIOLOGY
URMC | TRAUSI | TRANSDUCER; ULTRASOUND; IMAGING |  | S9-2 | TRANSDUCER; ULTRASOUND; IMAGING | PHIMES | PHILIPS MEDICAL SYSTEMS NORTH AMERICA CO | 93663 | F012N2 | STRONG MEMORIAL HOSPITAL | STRONG |  | AC-1; PEDIATRIC CARDIOLOGY; IMAGING | AC1PEC-I | 1 | AC1 | In Service | 10 | 3 |  |  |  |  | 050OP349801 | PEDIATRIC CARDIOLOGY
URMC | TRAUSI | TRANSDUCER; ULTRASOUND; IMAGING |  | S5-1 | TRANSDUCER; ULTRASOUND; IMAGING | PHIMES | PHILIPS MEDICAL SYSTEMS NORTH AMERICA CO | 93664 | F014JF | STRONG MEMORIAL HOSPITAL | STRONG |  | AC-1; PEDIATRIC CARDIOLOGY; IMAGING | AC1PEC-I | 1 | AC1 | In Service | 10 | 3 |  |  |  |  | 050OP349801 | PEDIATRIC CARDIOLOGY
URMC | TRAUSI | TRANSDUCER; ULTRASOUND; IMAGING |  | X5-1 | TRANSDUCER; ULTRASOUND; IMAGING | PHIMES | PHILIPS MEDICAL SYSTEMS NORTH AMERICA CO | 93665 | F0162T | STRONG MEMORIAL HOSPITAL | STRONG |  | AC-1; PEDIATRIC CARDIOLOGY; IMAGING | AC1PEC-I | 1 | AC1 | In Service | 10 | 3 |  |  |  |  | 050OP349801 | PEDIATRIC CARDIOLOGY
URMC | TRAUSI | TRANSDUCER; ULTRASOUND; IMAGING |  | S12-4 | TRANSDUCER; ULTRASOUND; IMAGING | PHIMES | PHILIPS MEDICAL SYSTEMS NORTH AMERICA CO | 93668 | B3WZZJ | STRONG MEMORIAL HOSPITAL | STRONG |  | AC-1; PEDIATRIC CARDIOLOGY; IMAGING | AC1PEC-I | 1 | AC1 | In Service | 10 | 3 |  |  |  |  | 050OP349801 | PEDIATRIC CARDIOLOGY
URMC | TRAUSI | TRANSDUCER; ULTRASOUND; IMAGING |  | S9-2 | TRANSDUCER; ULTRASOUND; IMAGING | PHIMES | PHILIPS MEDICAL SYSTEMS NORTH AMERICA CO | 93669 | F011V9 | STRONG MEMORIAL HOSPITAL | STRONG |  | AC-1; PEDIATRIC CARDIOLOGY; IMAGING | AC1PEC-I | 1 | AC1 | In Service | 10 | 3 |  |  |  |  | 050OP349801 | PEDIATRIC CARDIOLOGY
URMC | TRAUSI | TRANSDUCER; ULTRASOUND; IMAGING |  | S5-1 | TRANSDUCER; ULTRASOUND; IMAGING | PHIMES | PHILIPS MEDICAL SYSTEMS NORTH AMERICA CO | 93670 | F011PZ | STRONG MEMORIAL HOSPITAL | STRONG |  | AC-1; PEDIATRIC CARDIOLOGY; IMAGING | AC1PEC-I | 1 | AC1 | In Service | 10 | 3 |  |  |  |  | 050OP349801 | PEDIATRIC CARDIOLOGY
URMC | TRAUSI | TRANSDUCER; ULTRASOUND; IMAGING |  | X5-1 | TRANSDUCER; ULTRASOUND; IMAGING | PHIMES | PHILIPS MEDICAL SYSTEMS NORTH AMERICA CO | 93671 | F0167R | STRONG MEMORIAL HOSPITAL | STRONG |  | AC-1; PEDIATRIC CARDIOLOGY; IMAGING | AC1PEC-I | 1 | AC1 | In Service | 10 | 3 |  |  |  |  | 050OP349801 | PEDIATRIC CARDIOLOGY
URMC | TRAUSI | TRANSDUCER; ULTRASOUND; IMAGING |  | S9-2 | TRANSDUCER; ULTRASOUND; IMAGING | PHIMES | PHILIPS MEDICAL SYSTEMS NORTH AMERICA CO | 93674 | F013WV | STRONG MEMORIAL HOSPITAL | STRONG |  | AC-1; PEDIATRIC CARDIOLOGY; IMAGING | AC1PEC-I | 1 | AC1 | In Service | 10 | 3 |  |  |  |  | 050OP349801 | PEDIATRIC CARDIOLOGY
URMC | TRAUSI | TRANSDUCER; ULTRASOUND; IMAGING |  | S12-4 | TRANSDUCER; ULTRASOUND; IMAGING | PHIMES | PHILIPS MEDICAL SYSTEMS NORTH AMERICA CO | 93675 | B3X7NC | STRONG MEMORIAL HOSPITAL | STRONG |  | AC-1; PEDIATRIC CARDIOLOGY; IMAGING | AC1PEC-I | 1 | AC1 | In Service | 10 | 3 |  |  |  |  | 050OP349801 | PEDIATRIC CARDIOLOGY
URMC | TRAUSI | TRANSDUCER; ULTRASOUND; IMAGING |  | S5-1 | TRANSDUCER; ULTRASOUND; IMAGING | PHIMES | PHILIPS MEDICAL SYSTEMS NORTH AMERICA CO | 93676 | F014HW | STRONG MEMORIAL HOSPITAL | STRONG |  | AC-1; PEDIATRIC CARDIOLOGY; IMAGING | AC1PEC-I | 1 | AC1 | In Service | 10 | 3 |  |  |  |  | 050OP349801 | PEDIATRIC CARDIOLOGY
URMC | TRAUSI | TRANSDUCER; ULTRASOUND; IMAGING |  | X5-1 | TRANSDUCER; ULTRASOUND; IMAGING | PHIMES | PHILIPS MEDICAL SYSTEMS NORTH AMERICA CO | 93677 | F016KV | STRONG MEMORIAL HOSPITAL | STRONG |  | AC-1; PEDIATRIC CARDIOLOGY; IMAGING | AC1PEC-I | 1 | AC1 | In Service | 10 | 3 |  |  |  |  | 050OP349801 | PEDIATRIC CARDIOLOGY
URMC | TRAUSI | TRANSDUCER; ULTRASOUND; IMAGING |  | S7-3T | TRANSDUCER; ULTRASOUND; IMAGING | PHIMES | PHILIPS MEDICAL SYSTEMS NORTH AMERICA CO | 93672 | F0141M | STRONG MEMORIAL HOSPITAL | STRONG |  | AC-1; PEDIATRIC CARDIOLOGY; IMAGING | AC1PEC-I | 1 | AC1 | In Service | 10 | 3 |  |  |  |  | 050OP349801 | PEDIATRIC CARDIOLOGY
URMC | TRAUSI | TRANSDUCER; ULTRASOUND; IMAGING |  | X8-2T | TRANSDUCER; ULTRASOUND; IMAGING | PHIMES | PHILIPS MEDICAL SYSTEMS NORTH AMERICA CO | 93678 | F017BT | STRONG MEMORIAL HOSPITAL | STRONG |  | AC-1; PEDIATRIC CARDIOLOGY; IMAGING | AC1PEC-I | 1 | AC1 | In Service | 10 | 3 |  |  |  |  | 050OP349801 | PEDIATRIC CARDIOLOGY
URMC | TRAUSI | TRANSDUCER; ULTRASOUND; IMAGING |  | RIC5-9-D | TRANSDUCER; ULTRASOUND; IMAGING | GEMEDS | GE MEDICAL SYSTEMS | 38747 |  | HIGHLAND HOSPITAL OF ROCHESTER | HIGHLAND |  | OB/GYN DEPARTMENT | OBGDEP | 1st | POB suite 105 | In Service | 10 | 3 |  |  |  |  | OP858140 | OB/GYN DEPARTMENT
URMC | TRAUSI | TRANSDUCER; ULTRASOUND; IMAGING |  | SWIFTLINK | TRANSDUCER; ULTRASOUND; IMAGING | SIEMES | SIEMENS MED SYSTEMS | 93723 | 10282242 | STRONG MEMORIAL HOSPITAL | STRONG |  | RADIOLOGY; ANGIOGRAPHY; IMAGING | RADANG-I | GROU | IR | In Service | 10 | 3 |  |  |  |  | 050OP136600 | IMAGING SCIENCES; ANGIOGRAPHY
URMC | TRAUSI | TRANSDUCER; ULTRASOUND; IMAGING |  | SP5-1S | TRANSDUCER; ULTRASONIC; P/N 120-002703-00 | MINNOA | MINDRAY NORTH AMERICA | 93474 | CB3C0C041595 | STRONG MEMORIAL HOSPITAL | STRONG |  | EMERGENCY DEPT-SMH; IMAGING | ED-SMH-I | G | ED | In Service | 10 | 3 |  |  |  |  | 050OP138501 | EMERGENCY DEPARTMENT -SMH
URMC | TRAUSI | TRANSDUCER; ULTRASOUND; IMAGING |  | L12-3RCS | TRANSDUCER; ULTRASOUND; IMAGING | MINNOA | MINDRAY NORTH AMERICA | 93473 | CR1E0B03932 | STRONG MEMORIAL HOSPITAL | STRONG |  | EMERGENCY DEPT-SMH; IMAGING | ED-SMH-I |  | ED | In Service | 10 | 3 |  |  |  |  | 050OP138501 | EMERGENCY DEPARTMENT -SMH
URMC | TRAUSI | TRANSDUCER; ULTRASOUND; IMAGING |  | C5-1S | TRANSDUCER; ULTRASOUND; IMAGING | MINNOA | MINDRAY NORTH AMERICA | 93472 | CB3D0C036774 | STRONG MEMORIAL HOSPITAL | STRONG |  | EMERGENCY DEPT-SMH; IMAGING | ED-SMH-I | G | ED | In Service | 10 | 3 |  |  |  |  | 050OP138501 | EMERGENCY DEPARTMENT -SMH
URMC | TRAUSI | TRANSDUCER; ULTRASOUND; IMAGING |  | L25X/13-6 | TRANSDUCER; ULTRASONIC | SONULS | SONOSITE ULTRASOUND SYSTEMS | 89884 | 03Y3VY | STRONG MEMORIAL HOSPITAL | STRONG |  | URMC SURGERY CENTER - SAWGRASS | URMCSC-1 | 1 | 180 Sawgrass Dr. | In Service | 10 | 3 |  |  |  |  | 050OP134539 | URMC SURGERY CENTER - SAWGRASS
URMC | TRAUSI | TRANSDUCER; ULTRASOUND; IMAGING |  | L38X/10-5 | TRANSDUCER; ULTRASOUND; IMAGING | SONULS | SONOSITE ULTRASOUND SYSTEMS | 89885 | 03GGJC | STRONG MEMORIAL HOSPITAL | STRONG |  | URMC SURGERY CENTER - SAWGRASS | URMCSC-1 | 1 | 180 Sawgrass Dr. | In Service | 10 | 3 |  |  |  |  | 050OP134539 | URMC SURGERY CENTER - SAWGRASS
URMC | TRAUSI | TRANSDUCER; ULTRASOUND; IMAGING |  | RIC5-9-D | TRANSDUCER; ULTRASOUND; IMAGING | GEMEDS | GE MEDICAL SYSTEMS | 38545 | 221288KR4 | HIGHLAND HOSPITAL OF ROCHESTER | HIGHLAND |  | CULVER MEDICAL GROUP | CULMEG |  | 909 Culver Road | In Service | 10 | 3 |  |  |  |  | OP856890 | CULVER MEDICAL GROUP
URMC | TRAUSI | TRANSDUCER; ULTRASOUND; IMAGING |  | IQ+ | TRANSDUCER; ULTRASOUND; IMAGING | BUTNEI | BUTTERFLY NETWORKS; INC | 93153 | BN20050495 | STRONG MEMORIAL HOSPITAL | STRONG |  | IMAGING SCIENCES | IMASCI |  | IMAGING SCIENCES RESERACH | In Service | 10 | 3 |  |  |  |  | 040OP349302 | IMAGING SCIENCES
URMC | TRAUSI | TRANSDUCER; ULTRASOUND; IMAGING |  | IQ+ | TRANSDUCER; ULTRASOUND; IMAGING | BUTNEI | BUTTERFLY NETWORKS; INC | 93154 | BT20411679 | STRONG MEMORIAL HOSPITAL | STRONG |  | IMAGING SCIENCES | IMASCI |  | IMAGING SCIENCES RESERACH | In Service | 10 | 3 |  |  |  |  | 040OP349302 | IMAGING SCIENCES
URMC | TRAUSI | TRANSDUCER; ULTRASOUND; IMAGING |  | IQ+ | TRANSDUCER; ULTRASOUND; IMAGING | BUTNEI | BUTTERFLY NETWORKS; INC | 93155 | BN20062581 | STRONG MEMORIAL HOSPITAL | STRONG |  | IMAGING SCIENCES | IMASCI |  | IMAGING SCIENCES RESERACH | In Service | 10 | 3 |  |  |  |  | 040OP349302 | IMAGING SCIENCES
URMC | TRAUSI | TRANSDUCER; ULTRASOUND; IMAGING |  | RIC5-9A-RS | TRANSDUCER; ULTRASOUND; IMAGING | GEMEDS | GE MEDICAL SYSTEMS | 93452 | 263040KR8 | UR MEDICAL FACULTY GROUP | URMFG |  | STRONG FERTILITY CENTER; IMAGING | STRFEC-I | 2 | 500 Red Creek Dr. Suite 220 | In Service | 10 | 3 |  |  |  |  | 091OP349803 | STRONG FERTILITY CENTER
URMC | TRAUSI | TRANSDUCER; ULTRASOUND; IMAGING |  | 4VC-D | TRANSDUCER; ULTRASOUND; IMAGING | GEMEDS | GE MEDICAL SYSTEMS | 89118 | 375029YP6 | STRONG MEMORIAL HOSPITAL | STRONG |  | AC-G; ECHOCARDIOGRAPHY; IMAGING | ACGECH-I |  | Clinto Crossings Building G | In Service | 10 | 3 |  |  |  |  | 050OP135565 | AC-G; ECHOCARDIOGRAPHY
URMC | TRAUSI | TRANSDUCER; ULTRASOUND; IMAGING |  | P2D | PROBE; DOPPLER | GEMEDS | GE MEDICAL SYSTEMS | 89119 | 11P2247 | STRONG MEMORIAL HOSPITAL | STRONG |  | AC-G; ECHOCARDIOGRAPHY; IMAGING | ACGECH-I | 1 |  | In Service | 10 | 3 |  |  |  |  | 050OP135565 | AC-G; ECHOCARDIOGRAPHY
URMC | TRAUSI | TRANSDUCER; ULTRASOUND; IMAGING |  | IQ+ | TRANSDUCER; ULTRASOUND; IMAGING | BUTNEI | BUTTERFLY NETWORKS; INC | 93150 | BN20060509 | STRONG MEMORIAL HOSPITAL | STRONG |  | IMAGING SCIENCES | IMASCI |  | IMAGING SCIENCES RESERACH-OB/Imaging | In Service | 10 | 3 |  |  |  |  | 040OP349302 | IMAGING SCIENCES
URMC | TRAUSI | TRANSDUCER; ULTRASOUND; IMAGING |  | C1-5-RS | TRANSDUCER; ULTRASOUND; IMAGING | GEMEDS | GE MEDICAL SYSTEMS | 91398 | 5384874 | UR MEDICAL FACULTY GROUP | URMFG |  | STRONG FERTILITY CENTER; IMAGING | STRFEC-I | 2 | 500 Red Creek Dr. Suite 220 | In Service | 10 | 3 |  |  |  |  | 091OP349803 | STRONG FERTILITY CENTER
URMC | TRAUSI | TRANSDUCER; ULTRASOUND; IMAGING |  | M5SC-D | TRANSDUCER; ULTRASOUND; IMAGING | GEMEDS | GE MEDICAL SYSTEMS | 38160 | 368200YP2 | HIGHLAND HOSPITAL OF ROCHESTER | HIGHLAND |  | UR MEDICINE HEART AND VASCULAR- IMAGING | URMEHV-I |  | 600 Red Creek Dr. | In Service | 10 | 3 |  |  |  |  | OP857090 | UR MEDICINE HEART AND VASCULAR
URMC | TRAUSI | TRANSDUCER; ULTRASOUND; IMAGING |  | RC60XI | TRANSDUCER; ULTRASOUND; IMAGING; 5-2 MHZ | SONULS | SONOSITE ULTRASOUND SYSTEMS | 38798 | 04Z199 | HIGHLAND HOSPITAL OF ROCHESTER | HIGHLAND |  | HH OPERATING ROOM | OPER |  | OP-Anesthesia | In Service | 10 | 3 |  |  |  |  | OP857410 | OPERATING ROOM HH
URMC | TRAUSI | TRANSDUCER; ULTRASOUND; IMAGING |  | L25X/13-6 | TRANSDUCER; ULTRASONIC | SONULS | SONOSITE ULTRASOUND SYSTEMS | 38797 | 04YFTG | HIGHLAND HOSPITAL OF ROCHESTER | HIGHLAND |  | HH OPERATING ROOM | OPER |  | OR-Anesthesia | In Service | 10 | 3 |  |  |  |  | OP857410 | OPERATING ROOM HH
URMC | TRAUSI | TRANSDUCER; ULTRASOUND; IMAGING |  | RC60XI | TRANSDUCER; ULTRASOUND; IMAGING; 5-2 MHZ | SONULS | SONOSITE ULTRASOUND SYSTEMS | SJH11079 | 04J9DW | ST JAMES HOSPITAL | STJAMES |  | CENTER FOR ORTHOPEDICS MOB | SJCENORT | 1 | 7309 Seneca Rd. North; Suite 107 | In Service | 10 | 3 |  |  |  |  | SJH6810 | SJH - CENTER FOR ORTHOPEDICS
URMC | TRAUSI | TRANSDUCER; ULTRASOUND; IMAGING |  | L25X/13-6 | TRANSDUCER; ULTRASONIC | SONULS | SONOSITE ULTRASOUND SYSTEMS | SJH11081 | 04JGZV | ST JAMES HOSPITAL | STJAMES |  | CENTER FOR ORTHOPEDICS MOB | SJCENORT | 1 | 7309 Seneca Rd. North; Suite 107 | In Service | 10 | 3 |  |  |  |  | SJH6810 | SJH - CENTER FOR ORTHOPEDICS
URMC | TRAUSI | TRANSDUCER; ULTRASOUND; IMAGING |  | HFL50X | TRANSDUCER; ULTRASOUND; IMAGING; 15-6 MHZ | SONULS | SONOSITE ULTRASOUND SYSTEMS | SJH11080 | 04HN8F | ST JAMES HOSPITAL | STJAMES |  | CENTER FOR ORTHOPEDICS MOB | SJCENORT |  |  | In Service | 10 | 3 |  |  |  |  | SJH6810 | SJH - CENTER FOR ORTHOPEDICS
URMC | TRAUSI | TRANSDUCER; ULTRASOUND; IMAGING |  | L25X/13-6 | TRANSDUCER; ULTRASONIC | SONULS | SONOSITE ULTRASOUND SYSTEMS | 38801 | 04XTRX | HIGHLAND HOSPITAL OF ROCHESTER | HIGHLAND |  | HH OPERATING ROOM | OPER |  | OR-Anesthesia | In Service | 10 | 3 |  |  |  |  | OP857410 | OPERATING ROOM HH
URMC | TRAUSI | TRANSDUCER; ULTRASOUND; IMAGING |  | RC60XI | TRANSDUCER; ULTRASOUND; IMAGING; 5-2 MHZ | SONULS | SONOSITE ULTRASOUND SYSTEMS | 38800 | 04Z1WL | HIGHLAND HOSPITAL OF ROCHESTER | HIGHLAND |  | HH OPERATING ROOM | OPER |  | OR-Anesthesia | In Service | 10 | 3 |  |  |  |  | OP857410 | OPERATING ROOM HH
URMC | TRAUSI | TRANSDUCER; ULTRASOUND; IMAGING |  | M5SC-D | TRANSDUCER; ULTRASOUND; IMAGING | GEMEDS | GE MEDICAL SYSTEMS | 93912 | 380728YP6 | STRONG MEMORIAL HOSPITAL | STRONG |  | UNIVERSITY IMAGING AT EAST RIVER ROAD-IMAGING | UNIMER-I | 2 | 200 EAST RIVER ROAD | In Service | 10 | 3 |  |  |  |  | 050OP136547 | UNIVERSITY IMAGING AT EAST RIVER ROAD
URMC | TRAUSI | TRANSDUCER; ULTRASOUND; IMAGING |  | C3-10-D | TRANSDUCER; ULTRASOUND; IMAGING | GEMEDS | GE MEDICAL SYSTEMS | 93913 | 378843YP7 | STRONG MEMORIAL HOSPITAL | STRONG |  | UNIVERSITY IMAGING AT EAST RIVER ROAD-IMAGING | UNIMER-I | 2 | 200 EAST RIVER ROAD | In Service | 10 | 3 |  |  |  |  | 050OP136547 | UNIVERSITY IMAGING AT EAST RIVER ROAD
URMC | TRAUSI | TRANSDUCER; ULTRASOUND; IMAGING |  | C1-6-D | TRANSDUCER; ULTRASOUND; IMAGING | GEMEDS | GE MEDICAL SYSTEMS | 93914 | 379150YP6 | STRONG MEMORIAL HOSPITAL | STRONG |  | UNIVERSITY IMAGING AT EAST RIVER ROAD-IMAGING | UNIMER-I | 2 | 200 EAST RIVER ROAD | In Service | 10 | 3 |  |  |  |  | 050OP136547 | UNIVERSITY IMAGING AT EAST RIVER ROAD
URMC | TRAUSI | TRANSDUCER; ULTRASOUND; IMAGING |  | L2-9-D | TRANSDUCER; ULTRASOUND; IMAGING | GEMEDS | GE MEDICAL SYSTEMS | 93915 | 196510PD2 | STRONG MEMORIAL HOSPITAL | STRONG |  | UNIVERSITY IMAGING AT EAST RIVER ROAD-IMAGING | UNIMER-I | 2 | 200 EAST RIVER ROAD | In Service | 10 | 3 |  |  |  |  | 050OP136547 | UNIVERSITY IMAGING AT EAST RIVER ROAD
URMC | TRAUSI | TRANSDUCER; ULTRASOUND; IMAGING |  | IC5-9-D | TRANSDUCER; ULTRASOUND; IMAGING | GEMEDS | GE MEDICAL SYSTEMS | 93916 | 917988WX8 | STRONG MEMORIAL HOSPITAL | STRONG |  | UNIVERSITY IMAGING PENFIELD- IMAGING | UNIMPE-I | 2 | 2064 Fairport Nine Mile Point Rd; Suite 200 | In Service | 10 | 3 |  |  |  |  | 050OP137611 | UNIVERSITY IMAGING PENFIELD- IMAGING
URMC | TRAUSI | TRANSDUCER; ULTRASOUND; IMAGING |  | S8-3T | TRANSDUCER; ULTRASOUND; IMAGING | PHIMES | PHILIPS MEDICAL SYSTEMS NORTH AMERICA CO | 94088 | B3XC3V | STRONG MEMORIAL HOSPITAL | STRONG |  | AC-1; PEDIATRIC CARDIOLOGY; IMAGING | AC1PEC-I |  | AC-GROUND | In Service | 10 | 3 |  |  |  |  | 050OP349801 | PEDIATRIC CARDIOLOGY
URMC | TRAUSI | TRANSDUCER; ULTRASOUND; IMAGING |  | S12-4 | TRANSDUCER; ULTRASOUND; IMAGING | PHIMES | PHILIPS MEDICAL SYSTEMS NORTH AMERICA CO | 94089 | B3XLHJ | STRONG MEMORIAL HOSPITAL | STRONG |  | AC-1; PEDIATRIC CARDIOLOGY; IMAGING | AC1PEC-I |  | AC-GROUND | In Service | 10 | 3 |  |  |  |  | 050OP349801 | PEDIATRIC CARDIOLOGY
URMC | TRAUSI | TRANSDUCER; ULTRASOUND; IMAGING |  | S5-1 | TRANSDUCER; ULTRASOUND; IMAGING | PHIMES | PHILIPS MEDICAL SYSTEMS NORTH AMERICA CO | 94091 | F01Q54 | STRONG MEMORIAL HOSPITAL | STRONG |  | AC-1; PEDIATRIC CARDIOLOGY; IMAGING | AC1PEC-I |  | AC-GROUND | In Service | 10 | 3 |  |  |  |  | 050OP349801 | PEDIATRIC CARDIOLOGY
URMC | TRAUSI | TRANSDUCER; ULTRASOUND; IMAGING |  | RAB-6D | TRANSDUCER; ULTRASOUND; IMAGING | GEMEDS | GE MEDICAL SYSTEMS | 94093 | 146499KR9 | STRONG MEMORIAL HOSPITAL | STRONG |  | OB/GYN ULTRASOUND GROUP | OBGULG |  | 500 Red Creek | In Service | 10 | 3 |  |  |  |  | 050OP137568 | OB/GYN CLINICAL LAB
URMC | TRAUSI | TRANSDUCER; ULTRASOUND; IMAGING |  | C1-5-D | TRANSDUCER; ULTRASOUND; IMAGING | GEMEDS | GE MEDICAL SYSTEMS | 38521 | 961651WX7 | HIGHLAND HOSPITAL OF ROCHESTER | HIGHLAND |  | OB/GYN DEPARTMENT | OBGDEP |  |  | In Service | 10 | 3 |  |  |  |  | OP858140 | OB/GYN DEPARTMENT
URMC | TRAUSI | TRANSDUCER; ULTRASOUND; IMAGING |  | C1-5-RS | TRANSDUCER; ULTRASOUND; IMAGING | GEMEDS | GE MEDICAL SYSTEMS | 94174 | 967302WX1 | UR MEDICAL FACULTY GROUP | URMFG |  | UR OB/GYN ASSOCIATES OF THE FINGERLAKES- IMAGING | UROBAF-I |  | 253 MAIN STREET DANSVILLE | In Service | 10 | 3 |  |  |  |  | 091OP347558 | UR OB/GYN ASSOCIATES OF THE FINGERLAKES
URMC | TRAUSI | TRANSDUCER; ULTRASOUND; IMAGING |  | L2-9-D | TRANSDUCER; ULTRASOUND; IMAGING | GEMEDS | GE MEDICAL SYSTEMS | 94849 | 199814PD5 | STRONG MEMORIAL HOSPITAL | STRONG |  | PEDIATRIC IMAGING | PEDIMA |  |  | In Service | 10 | 3 |  |  |  |  | 050OP136555 | IMAGING SCIENCES - SMH
URMC | TRAUSI | TRANSDUCER; ULTRASOUND; IMAGING |  | C5-1S | TRANSDUCER; ULTRASOUND; IMAGING | MINNOA | MINDRAY NORTH AMERICA | 94818 | CB3D13041197 | UR MEDICAL FACULTY GROUP | URMFG |  | HOSPITAL MEDICINE DIVISION- IMAGING | HOSMED-I | 3 | HOSPITAL MEDICINE DIVISION. 601 ELMWOOD | In Service | 10 | 3 |  |  |  |  | 091OP347079 | HOSPITAL MEDICINE DIVISION- IMAGING
URMC | TRAUSI | TRANSDUCER; ULTRASOUND; IMAGING |  | L12-3RCS | TRANSDUCER; ULTRASOUND; IMAGING | MINNOA | MINDRAY NORTH AMERICA | 94819 | CR1E13005579 | UR MEDICAL FACULTY GROUP | URMFG |  | HOSPITAL MEDICINE DIVISION- IMAGING | HOSMED-I | 3 | HOSPITAL MEDICINE DIVISION. 601 ELMWOOD | In Service | 10 | 3 |  |  |  |  | 091OP347079 | HOSPITAL MEDICINE DIVISION- IMAGING
URMC | TRAUSI | TRANSDUCER; ULTRASOUND; IMAGING |  | SP5-1S | TRANSDUCER; ULTRASONIC; P/N 120-002703-00 | MINNOA | MINDRAY NORTH AMERICA | 94820 | CB3C14048735 | UR MEDICAL FACULTY GROUP | URMFG |  | HOSPITAL MEDICINE DIVISION- IMAGING | HOSMED-I | 3 | HOSPITAL MEDICINE DIVISION. 601 ELMWOOD | In Service | 10 | 3 |  |  |  |  | 091OP347079 | HOSPITAL MEDICINE DIVISION- IMAGING
URMC | TRAUSI | TRANSDUCER; ULTRASOUND; IMAGING |  | RIC5-9-D | TRANSDUCER; ULTRASOUND; IMAGING | GEMEDS | GE MEDICAL SYSTEMS | 94839 | 269861KR1 | STRONG MEMORIAL HOSPITAL | STRONG |  | UNIVERSITY IMAGING AT EAST RIVER ROAD-IMAGING | UNIMER-I |  |  | In Service | 10 | 3 |  |  |  |  | 050OP136547 | UNIVERSITY IMAGING AT EAST RIVER ROAD
URMC | TRAUSI | TRANSDUCER; ULTRASOUND; IMAGING |  | S8-3T | TRANSDUCER; ULTRASOUND; IMAGING | PHIMES | PHILIPS MEDICAL SYSTEMS NORTH AMERICA CO | 94719 | B30FJJ | STRONG MEMORIAL HOSPITAL | STRONG |  | AC-1; PEDIATRIC CARDIOLOGY; IMAGING | AC1PEC-I | 1 | AC1 | In Service | 10 | 3 |  |  |  |  | 050OP349801 | PEDIATRIC CARDIOLOGY
URMC | TRAUSI | TRANSDUCER; ULTRASOUND; IMAGING |  | L8-18I-RS | TRANSDUCER; ULTRASOUND; IMAGING | GEMEDS | GE MEDICAL SYSTEMS | 93165 | 261441WPO | STRONG MEMORIAL HOSPITAL | STRONG |  | OPERATING ROOM; IMAGING | OPEROO-I |  |  | In Service | 10 | 3 |  |  |  |  | 050OP131575 | OPERATING ROOM; SMH
URMC | TRAUSI | TRANSDUCER; ULTRASOUND; IMAGING |  | L4-12T-RS | TRANSDUCER; ULTRASOUND; IMAGING | GEMEDS | GE MEDICAL SYSTEMS | 93166 | 963239WX5 | STRONG MEMORIAL HOSPITAL | STRONG |  | OPERATING ROOM; IMAGING | OPEROO-I |  |  | In Service | 10 | 3 |  |  |  |  | 050OP131575 | OPERATING ROOM; SMH
URMC | TRAUSI | TRANSDUCER; ULTRASOUND; IMAGING |  | L25X/13-6 | TRANSDUCER; ULTRASONIC | SONULS | SONOSITE ULTRASOUND SYSTEMS | 91376 | 03J8HT | STRONG MEMORIAL HOSPITAL | STRONG |  | URMC SURGERY CENTER-SAWGRASS; IMAGING | URMCSC-I | G | 180 Sawgrass | In Service | 10 | 3 |  |  |  |  | 050OP134539 | URMC SURGERY CENTER - SAWGRASS
URMC | TRAUSI | TRANSDUCER; ULTRASOUND; IMAGING |  | RAB-6D | TRANSDUCER; ULTRASOUND; IMAGING | GEMEDS | GE MEDICAL SYSTEMS | 38883 | 844812WX8 | HIGHLAND HOSPITAL OF ROCHESTER | HIGHLAND | 38883 | PERINATAL CENTER | PERCEN |  | 909 Culver Road | In Service | 10 | 3 |  |  |  |  | OP858180 | PERINATAL CLINIC
URMC | TRAUSI | TRANSDUCER; ULTRASOUND; IMAGING |  | RIC5-9-D | TRANSDUCER; ULTRASOUND; IMAGING | GEMEDS | GE MEDICAL SYSTEMS | 92910 | 267598KR1 | STRONG MEMORIAL HOSPITAL | STRONG |  | OB/GYN ULTRASOUND GROUP; IMAGING | OBGULG-I | 2 | 500 Red Creek; Suite 210 | In Service | 10 | 3 |  |  |  |  | 050OP136577 | OB/GYN LATTIMORE ROAD
URMC | TRAUSI | TRANSDUCER; ULTRASOUND; IMAGING |  | C1-6-D | TRANSDUCER; ULTRASOUND; IMAGING | GEMEDS | GE MEDICAL SYSTEMS | 92911 | 379580YP4 | STRONG MEMORIAL HOSPITAL | STRONG |  | OB/GYN ULTRASOUND GROUP; IMAGING | OBGULG-I | 2 | 500 Red Creek; Suite 210 | In Service | 10 | 3 |  |  |  |  | 050OP136577 | OB/GYN LATTIMORE ROAD
URMC | TRAUSI | TRANSDUCER; ULTRASOUND; IMAGING |  | C2-9-D | TRANSDUCER; ULTRASOUND; IMAGING | GEMEDS | GE MEDICAL SYSTEMS | 92912 | 381674YP1 | STRONG MEMORIAL HOSPITAL | STRONG |  | OB/GYN ULTRASOUND GROUP; IMAGING | OBGULG-I | 2 | 500 Red Creek; Suite 210 | In Service | 10 | 3 |  |  |  |  | 050OP136577 | OB/GYN LATTIMORE ROAD
URMC | TRAUSI | TRANSDUCER; ULTRASOUND; IMAGING |  | RM7C | TRANSDUCER; ULTRASOUND; IMAGING | GEMEDS | GE MEDICAL SYSTEMS | 92913 | 267937KR1 | STRONG MEMORIAL HOSPITAL | STRONG |  | OB/GYN ULTRASOUND GROUP; IMAGING | OBGULG-I | 2 | 500 Red Creek; Suite 210 | In Service | 10 | 3 |  |  |  |  | 050OP136577 | OB/GYN LATTIMORE ROAD
URMC | TRAUSI | TRANSDUCER; ULTRASOUND; IMAGING |  | RC60XI | TRANSDUCER; ULTRASOUND; IMAGING; 5-2 MHZ | SONULS | SONOSITE ULTRASOUND SYSTEMS | 38842 | 04Z8RT | HIGHLAND HOSPITAL OF ROCHESTER | HIGHLAND |  | HH OPERATING ROOM | OPER |  |  | In Service | 10 | 3 |  |  |  |  | OP857410 | OPERATING ROOM HH
URMC | TRAUSI | TRANSDUCER; ULTRASOUND; IMAGING |  | L25X/13-6 | TRANSDUCER; ULTRASONIC | SONULS | SONOSITE ULTRASOUND SYSTEMS | 38843 | 04Z80G | HIGHLAND HOSPITAL OF ROCHESTER | HIGHLAND |  | HH OPERATING ROOM | OPER |  |  | In Service | 10 | 3 |  |  |  |  | OP857410 | OPERATING ROOM HH
URMC | TRAUSI | TRANSDUCER; ULTRASOUND; IMAGING |  | 4VC-D | TRANSDUCER; ULTRASOUND; IMAGING | GEMEDS | GE MEDICAL SYSTEMS | 94183 | 381924YP0 | STRONG MEMORIAL HOSPITAL | STRONG |  | AC-G; ECHOCARDIOGRAPHY; IMAGING | ACGECH-I |  |  | In Service | 10 | 3 |  |  |  |  | 050OP135565 | AC-G; ECHOCARDIOGRAPHY
URMC | TRAUSI | TRANSDUCER; ULTRASOUND; IMAGING |  | S4-1 | TRANSDUCER; ULTRASOUND; IMAGING | PHIMES | PHILIPS MEDICAL SYSTEMS NORTH AMERICA CO | 94682 | 884838085183 | STRONG MEMORIAL HOSPITAL | STRONG |  | 3-2800; BURN/TRAUMA; IMAGING | 3-2800-I |  | located in room 4-2355 | In Service | 10 | 3 |  |  |  |  | 050OP134570 | 3-2800; PROG CARE BURN/TRAUMA/STEPD
URMC | TRAUSI | TRANSDUCER; ULTRASOUND; IMAGING |  | C9-2 | TRANSDUCER; ULTRASOUND; IMAGING | PHIMES | PHILIPS MEDICAL SYSTEMS NORTH AMERICA CO | SJH10564 | B38PTT | ST JAMES HOSPITAL | STJAMES |  | ULTRASOUND - IMAGING | SJULTR-I | 1 | 7329 Seneca Rd North - Hornell | In Service | 10 | 3 |  |  |  |  | SJH7370 | SJH - ULTRASOUND
URMC | TRAUSI | TRANSDUCER; ULTRASOUND; IMAGING |  | L12-3 | TRANSDUCER; ULTRASOUND; IMAGING | PHIMES | PHILIPS MEDICAL SYSTEMS NORTH AMERICA CO | SJH10565 | B3C3ZW | ST JAMES HOSPITAL | STJAMES |  | ULTRASOUND - IMAGING | SJULTR-I | 1 | 7329 Seneca Rd North - Hornell | In Service | 10 | 3 |  |  |  |  | SJH7370 | SJH - ULTRASOUND
URMC | TRAUSI | TRANSDUCER; ULTRASOUND; IMAGING |  | EL18-4 | TRANSDUCER; ULTRASOUND; IMAGING | PHIMES | PHILIPS MEDICAL SYSTEMS NORTH AMERICA CO | SJH10566 | B3B005 | ST JAMES HOSPITAL | STJAMES |  | ULTRASOUND - IMAGING | SJULTR-I | 1 | 7329 Seneca Rd North - Hornell | In Service | 10 | 3 |  |  |  |  | SJH7370 | SJH - ULTRASOUND
URMC | TRAUSI | TRANSDUCER; ULTRASOUND; IMAGING |  | C5-1 | TRANSDUCER; ULTRASOUND; IMAGING | PHIMES | PHILIPS MEDICAL SYSTEMS NORTH AMERICA CO | SJH10567 | B38CZV | ST JAMES HOSPITAL | STJAMES |  | ULTRASOUND - IMAGING | SJULTR-I | 1 | 7329 Seneca Rd North - Hornell | In Service | 10 | 3 |  |  |  |  | SJH7370 | SJH - ULTRASOUND
URMC | TRAUSI | TRANSDUCER; ULTRASOUND; IMAGING |  | L20-5S | TRANSDUCER; ULTRASOUND; IMAGING | MINNOA | MINDRAY NORTH AMERICA | SJH10161 | VQD87000612 | ST JAMES HOSPITAL | STJAMES |  | RADIOLOGY - IMAGING | SJRADI-I | 2 | 7329 Seneca Rd North | In Service | 10 | 3 |  |  |  |  | SJH7320 | SJH - RADIOLOGY
URMC | TRAUSI | TRANSDUCER; ULTRASOUND; IMAGING |  | C5-2S | TRANSDUCER; ULTRASONIC | MINNOA | MINDRAY NORTH AMERICA | SJH10162 | 9KD94067945 | ST JAMES HOSPITAL | STJAMES |  | RADIOLOGY - IMAGING | SJRADI-I | 2 | 7329 Seneca Rd North - Hornell | In Service | 10 | 3 |  |  |  |  | SJH7320 | SJH - RADIOLOGY
URMC | TRAUSI | TRANSDUCER; ULTRASOUND; IMAGING |  | L12-3RCS | TRANSDUCER; ULTRASOUND; IMAGING | MINNOA | MINDRAY NORTH AMERICA | SJH10164 | CR1E95000700 | ST JAMES HOSPITAL | STJAMES |  | ANESTHESIA - IMAGING | SJANES-I | 2 | 7329 Seneca Rd North - Hornell | In Service | 10 | 3 |  |  |  |  | SJH7080 | SJH - ANESTHESIA
URMC | TRAUSI | TRANSDUCER; ULTRASOUND; IMAGING |  | C5-2S | TRANSDUCER; ULTRASONIC | MINNOA | MINDRAY NORTH AMERICA | SJH10165 | 9KD94067631 | ST JAMES HOSPITAL | STJAMES |  | ANESTHESIA - IMAGING | SJANES-I | 2 | 7329 Seneca Rd North - Hornell | In Service | 10 | 3 |  |  |  |  | SJH7080 | SJH - ANESTHESIA
URMC | TRAUSI | TRANSDUCER; ULTRASOUND; IMAGING |  | 9T-RS | TRANSDUCER; ULTRASOUND; IMAGING | GEMEDS | GE MEDICAL SYSTEMS | 89994 | 31132 | STRONG MEMORIAL HOSPITAL | STRONG |  | AC-G; ECHOCARDIOGRAPHY; IMAGING | ACGECH-I |  |  | In Service | 10 | 3 |  |  |  |  | 050OP135565 | AC-G; ECHOCARDIOGRAPHY
URMC | TRAUSI | TRANSDUCER; ULTRASOUND; IMAGING |  | C10-3 | TRANSDUCER; ULTRASOUND; IMAGING | PHIMES | PHILIPS MEDICAL SYSTEMS NORTH AMERICA CO | SJH10577 | B34JJL | ST JAMES HOSPITAL | STJAMES |  | RADIOLOGY - IMAGING | SJRADI-I | 1 | 7329 Seneca Rd North; Suite 113; MOB - Hornell | In Service | 10 | 3 |  |  |  |  | SJH7320 | SJH - RADIOLOGY
URMC | TRAUSI | TRANSDUCER; ULTRASOUND; IMAGING |  | C10-3 | TRANSDUCER; ULTRASOUND; IMAGING | PHIMES | PHILIPS MEDICAL SYSTEMS NORTH AMERICA CO | SJH10675 | B35C4J | ST JAMES HOSPITAL | STJAMES |  | RADIOLOGY - IMAGING | SJRADI-I | 1 | 7329 Seneca Rd North; Suite 113; MOB - Hornell | In Service | 10 | 3 |  |  |  |  | SJH7320 | SJH - RADIOLOGY
URMC | TRAUSI | TRANSDUCER; ULTRASOUND; IMAGING |  | C9-2 | TRANSDUCER; ULTRASOUND; IMAGING | PHIMES | PHILIPS MEDICAL SYSTEMS NORTH AMERICA CO | SJH10676 | B3351M | ST JAMES HOSPITAL | STJAMES |  | RADIOLOGY - IMAGING | SJRADI-I | 1 | 7329 Seneca Rd North; Suite 113; MOB - Hornell | In Service | 10 | 3 |  |  |  |  | SJH7320 | SJH - RADIOLOGY
URMC | TRAUSI | TRANSDUCER; ULTRASOUND; IMAGING |  | L12-3 | TRANSDUCER; ULTRASOUND; IMAGING | PHIMES | PHILIPS MEDICAL SYSTEMS NORTH AMERICA CO | SJH10677 | B326QH | ST JAMES HOSPITAL | STJAMES |  | RADIOLOGY - IMAGING | SJRADI-I | 1 | 7329 Seneca Rd North; Suite 113; MOB - Hornell | In Service | 10 | 3 |  |  |  |  | SJH7320 | SJH - RADIOLOGY
URMC | TRAUSI | TRANSDUCER; ULTRASOUND; IMAGING |  | C5-1 | TRANSDUCER; ULTRASOUND; IMAGING | PHIMES | PHILIPS MEDICAL SYSTEMS NORTH AMERICA CO | SJH10678 | B2YYCK | ST JAMES HOSPITAL | STJAMES |  | RADIOLOGY - IMAGING | SJRADI-I | 1 | 7329 Seneca Rd North; Suite 113; MOB - Hornell | In Service | 10 | 3 |  |  |  |  | SJH7320 | SJH - RADIOLOGY
URMC | TRAUSI | TRANSDUCER; ULTRASOUND; IMAGING |  | C5-1 | TRANSDUCER; ULTRASOUND; IMAGING | PHIMES | PHILIPS MEDICAL SYSTEMS NORTH AMERICA CO | SJH10572 | B31CXW | ST JAMES HOSPITAL | STJAMES |  | RADIOLOGY - IMAGING | SJRADI-I | 1 | 7329 Seneca Rd North; Suite 113; MOB - Hornell | In Service | 10 | 3 |  |  |  |  | SJH7320 | SJH - RADIOLOGY
URMC | TRAUSI | TRANSDUCER; ULTRASOUND; IMAGING |  | C9-2 | TRANSDUCER; ULTRASOUND; IMAGING | PHIMES | PHILIPS MEDICAL SYSTEMS NORTH AMERICA CO | SJH10573 | B3352V | ST JAMES HOSPITAL | STJAMES |  | RADIOLOGY - IMAGING | SJRADI-I | 1 | 7329 Seneca Rd North; Suite 113; MOB - Hornell | In Service | 10 | 3 |  |  |  |  | SJH7320 | SJH - RADIOLOGY
URMC | TRAUSI | TRANSDUCER; ULTRASOUND; IMAGING |  | EL18-4 | TRANSDUCER; ULTRASOUND; IMAGING | PHIMES | PHILIPS MEDICAL SYSTEMS NORTH AMERICA CO | SJH10574 | B30TW5 | ST JAMES HOSPITAL | STJAMES |  | RADIOLOGY - IMAGING | SJRADI-I | 1 | 7329 Seneca Rd North; Suite 113; MOB - Hornell | In Service | 10 | 3 |  |  |  |  | SJH7320 | SJH - RADIOLOGY
URMC | TRAUSI | TRANSDUCER; ULTRASOUND; IMAGING |  | L2-9-D | TRANSDUCER; ULTRASOUND; IMAGING | GEMEDS | GE MEDICAL SYSTEMS | 38038 | 188125PD9 | HIGHLAND HOSPITAL OF ROCHESTER | HIGHLAND |  | ULTRASOUND | ULTRAS | 2 |  | In Service | 10 | 3 |  |  |  |  | OP857500 | ULTRASOUND
URMC | TRAUSI | TRANSDUCER; ULTRASOUND; IMAGING |  | P10X/8-4 | TRANSDUCER; ULTRASOUND; IMAGING | SONULS | SONOSITE ULTRASOUND SYSTEMS | 89839 | 03P0Y5 | STRONG MEMORIAL HOSPITAL | STRONG |  | CHILDRENS HOSPITAL 3RD FLOOR | GCHNICU |  | GCH Blue Equipment Room | In Service | 10 | 3 |  |  |  |  | 050OP134514 | 3-3400; NEONATAL ICU
URMC | TRAUSI | TRANSDUCER; ULTRASOUND; IMAGING |  | L25X/13-6 | TRANSDUCER; ULTRASONIC | SONULS | SONOSITE ULTRASOUND SYSTEMS | 89840 | 03P2ZH | STRONG MEMORIAL HOSPITAL | STRONG |  | CHILDRENS HOSPITAL 3RD FLOOR | GCHNICU |  | GCH Blue Equipment Room | In Service | 10 | 3 |  |  |  |  | 050OP134514 | 3-3400; NEONATAL ICU
URMC | TRAUSI | TRANSDUCER; ULTRASOUND; IMAGING |  | L2-9-D | TRANSDUCER; ULTRASOUND; IMAGING | GEMEDS | GE MEDICAL SYSTEMS | 38040 | 1890300PDOI | HIGHLAND HOSPITAL OF ROCHESTER | HIGHLAND |  | ULTRASOUND | ULTRAS | 2 |  | In Service | 10 | 3 |  |  |  |  | OP857500 | ULTRASOUND
URMC | TRAUSI | TRANSDUCER; ULTRASOUND; IMAGING |  | ML6-15-D | TRANSDUCER; ULTRASONIC; IMAGING | GEMEDS | GE MEDICAL SYSTEMS | 91130 | 240569WP4 | STRONG MEMORIAL HOSPITAL | STRONG | U2007556-20 | UNIVERSITY IMAGING AT EAST RIVER ROAD-IMAGING | UNIMER-I | 2nd | 200 East River Road | In Service | 10 | 3 |  |  |  |  | 050OP136547 | UNIVERSITY IMAGING AT EAST RIVER ROAD
URMC | TRAUSI | TRANSDUCER; ULTRASOUND; IMAGING |  | C1-6-D | TRANSDUCER; ULTRASOUND; IMAGING | GEMEDS | GE MEDICAL SYSTEMS | 91131 | 350960YP1 | STRONG MEMORIAL HOSPITAL | STRONG | U2007556-20 | UNIVERSITY IMAGING AT EAST RIVER ROAD-IMAGING | UNIMER-I | 2nd | 200 East River Road | In Service | 10 | 3 |  |  |  |  | 050OP136547 | UNIVERSITY IMAGING AT EAST RIVER ROAD
URMC | TRAUSI | TRANSDUCER; ULTRASOUND; IMAGING |  | L2-9-D | TRANSDUCER; ULTRASOUND; IMAGING | GEMEDS | GE MEDICAL SYSTEMS | 91132 | 189042PD5 | STRONG MEMORIAL HOSPITAL | STRONG | U2007556-20 | UNIVERSITY IMAGING AT EAST RIVER ROAD-IMAGING | UNIMER-I | 2nd | 200 East River Road | In Service | 10 | 3 |  |  |  |  | 050OP136547 | UNIVERSITY IMAGING AT EAST RIVER ROAD
URMC | TRAUSI | TRANSDUCER; ULTRASOUND; IMAGING |  | M5SC-D | TRANSDUCER; ULTRASOUND; IMAGING | GEMEDS | GE MEDICAL SYSTEMS | 91133 | 352782YP2 | STRONG MEMORIAL HOSPITAL | STRONG | U2007556-20 | UNIVERSITY IMAGING AT EAST RIVER ROAD-IMAGING | UNIMER-I | 2nd | 200 East River Road | In Service | 10 | 3 |  |  |  |  | 050OP136547 | UNIVERSITY IMAGING AT EAST RIVER ROAD
URMC | TRAUSI | TRANSDUCER; ULTRASOUND; IMAGING |  | C3-10-D | TRANSDUCER; ULTRASOUND; IMAGING | GEMEDS | GE MEDICAL SYSTEMS | 91134 | 350402YP4 | STRONG MEMORIAL HOSPITAL | STRONG | U2007556-20 | UNIVERSITY IMAGING AT EAST RIVER ROAD-IMAGING | UNIMER-I | 2nd | 200 East River Road | In Service | 10 | 3 |  |  |  |  | 050OP136547 | UNIVERSITY IMAGING AT EAST RIVER ROAD
URMC | TRAUSI | TRANSDUCER; ULTRASOUND; IMAGING |  | L8-18I-D | TRANSDUCER; ULTRASONIC | GEMEDS | GE MEDICAL SYSTEMS | 91135 | 240111WP5 | STRONG MEMORIAL HOSPITAL | STRONG | U2007556-20 | UNIVERSITY IMAGING AT EAST RIVER ROAD-IMAGING | UNIMER-I | 2nd | 200 East River Road | In Service | 10 | 3 |  |  |  |  | 050OP136547 | UNIVERSITY IMAGING AT EAST RIVER ROAD
URMC | TRAUSI | TRANSDUCER; ULTRASOUND; IMAGING |  | 12L-RS | TRANSDUCER; ULTRASOUND; IMAGING | GEMEDS | GE MEDICAL SYSTEMS | 91179 | 844442WX4 | STRONG MEMORIAL HOSPITAL | STRONG |  | ANESTHESIOLOGY; GROUP 1; IMAGING | ANEST1-I |  |  | In Service | 10 | 3 |  |  |  |  | 050OP136553 | ANESTHESIOLOGY - SMH
URMC | TRAUSI | TRANSDUCER; ULTRASOUND; IMAGING |  | I12L | TRANSDUCER; ULTRASOUND; IMAGING | GEMEDS | GE MEDICAL SYSTEMS | 91180 | 184596PD5 | STRONG MEMORIAL HOSPITAL | STRONG |  | AC-3; ENDOCRINOLOGY; IMAGING | AC3END-I | 3 | AC | In Service | 10 | 3 |  |  |  |  | 050OP137552 | AC-5; MEDICINE
URMC | TRAUSI | TRANSDUCER; ULTRASOUND; IMAGING |  | C3-10-D | TRANSDUCER; ULTRASOUND; IMAGING | GEMEDS | GE MEDICAL SYSTEMS | 91121 | 350400YP8 | STRONG MEMORIAL HOSPITAL | STRONG | U2007556-20 | UNIVERSITY IMAGING AT EAST RIVER ROAD-IMAGING | UNIMER-I | 2nd | 200 East Rive Road | In Service | 10 | 3 |  |  |  |  | 050OP136547 | UNIVERSITY IMAGING AT EAST RIVER ROAD
URMC | TRAUSI | TRANSDUCER; ULTRASOUND; IMAGING |  | RIC5-9-D | TRANSDUCER; ULTRASOUND; IMAGING | GEMEDS | GE MEDICAL SYSTEMS | 91122 | 253452KR7 | STRONG MEMORIAL HOSPITAL | STRONG | U2007556-20 | UNIVERSITY IMAGING AT EAST RIVER ROAD-IMAGING | UNIMER-I | 2nd | 200 East River Road | In Service | 10 | 3 |  |  |  |  | 050OP136547 | UNIVERSITY IMAGING AT EAST RIVER ROAD
URMC | TRAUSI | TRANSDUCER; ULTRASOUND; IMAGING |  | L8-18I-D | TRANSDUCER; ULTRASONIC | GEMEDS | GE MEDICAL SYSTEMS | 91123 | 240090WP1 | STRONG MEMORIAL HOSPITAL | STRONG | U2007556-20 | UNIVERSITY IMAGING AT EAST RIVER ROAD-IMAGING | UNIMER-I | 2nd | 200 East River Road | In Service | 10 | 3 |  |  |  |  | 050OP136547 | UNIVERSITY IMAGING AT EAST RIVER ROAD
URMC | TRAUSI | TRANSDUCER; ULTRASOUND; IMAGING |  | IC5-9-D | TRANSDUCER; ULTRASOUND; IMAGING | GEMEDS | GE MEDICAL SYSTEMS | 91124 | 85554WX2 | STRONG MEMORIAL HOSPITAL | STRONG | U2007556-20 | UNIVERSITY IMAGING AT EAST RIVER ROAD-IMAGING | UNIMER-I | 2nd | 200 East River Road | In Service | 10 | 3 |  |  |  |  | 050OP136547 | UNIVERSITY IMAGING AT EAST RIVER ROAD
URMC | TRAUSI | TRANSDUCER; ULTRASOUND; IMAGING |  | L2-9-D | TRANSDUCER; ULTRASOUND; IMAGING | GEMEDS | GE MEDICAL SYSTEMS | 91125 | 188784PD3 | STRONG MEMORIAL HOSPITAL | STRONG | U2007556-20 | UNIVERSITY IMAGING AT EAST RIVER ROAD-IMAGING | UNIMER-I | 2nd | 200 East River Road | In Service | 10 | 3 |  |  |  |  | 050OP136547 | UNIVERSITY IMAGING AT EAST RIVER ROAD
URMC | TRAUSI | TRANSDUCER; ULTRASOUND; IMAGING |  | M5SC-D | TRANSDUCER; ULTRASOUND; IMAGING | GEMEDS | GE MEDICAL SYSTEMS | 91127 | 352781YP9 | STRONG MEMORIAL HOSPITAL | STRONG | U2007556-20 | UNIVERSITY IMAGING AT EAST RIVER ROAD-IMAGING | UNIMER-I | 2nd | 200 East River Road | In Service | 10 | 3 |  |  |  |  | 050OP136547 | UNIVERSITY IMAGING AT EAST RIVER ROAD
URMC | TRAUSI | TRANSDUCER; ULTRASOUND; IMAGING |  | M5SC-D | TRANSDUCER; ULTRASOUND; IMAGING | GEMEDS | GE MEDICAL SYSTEMS | 91116 | 352786YP8 | STRONG MEMORIAL HOSPITAL | STRONG | U2007556-20 | UNIVERSITY IMAGING AT EAST RIVER ROAD-IMAGING | UNIMER-I | 2nd | 200 East River Road | In Service | 10 | 3 |  |  |  |  | 050OP136547 | UNIVERSITY IMAGING AT EAST RIVER ROAD
URMC | TRAUSI | TRANSDUCER; ULTRASOUND; IMAGING |  | L2-9-D | TRANSDUCER; ULTRASOUND; IMAGING | GEMEDS | GE MEDICAL SYSTEMS | 91117 | 189292PD6 | STRONG MEMORIAL HOSPITAL | STRONG | U2007556-20 | UNIVERSITY IMAGING AT EAST RIVER ROAD-IMAGING | UNIMER-I | 2nd | 200 East River Road | In Service | 10 | 3 |  |  |  |  | 050OP136547 | UNIVERSITY IMAGING AT EAST RIVER ROAD
URMC | TRAUSI | TRANSDUCER; ULTRASOUND; IMAGING |  | ML6-15 | TRANSDUCER; ULTRASOUND; IMAGING | GEMEDS | GE MEDICAL SYSTEMS | 91118 | 240570WP2 | STRONG MEMORIAL HOSPITAL | STRONG | U2007556-20 | UNIVERSITY IMAGING AT EAST RIVER ROAD-IMAGING | UNIMER-I | 2nd | 200 East River Road | In Service | 10 | 3 |  |  |  |  | 050OP136547 | UNIVERSITY IMAGING AT EAST RIVER ROAD
URMC | TRAUSI | TRANSDUCER; ULTRASOUND; IMAGING |  | C9-2 | TRANSDUCER; ULTRASOUND; IMAGING | PHIMES | PHILIPS MEDICAL SYSTEMS NORTH AMERICA CO | SJH10497 | B38GCY | ST JAMES HOSPITAL | STJAMES |  | RADIOLOGY - IMAGING | SJRADI-I | 1 | 7329 Seneca Rd North - Hornell | In Service | 10 | 3 |  |  |  |  | SJH7320 | SJH - RADIOLOGY
URMC | TRAUSI | TRANSDUCER; ULTRASOUND; IMAGING |  | C5-1 | TRANSDUCER; ULTRASOUND; IMAGING | PHIMES | PHILIPS MEDICAL SYSTEMS NORTH AMERICA CO | SJH10499 | B38CTN | ST JAMES HOSPITAL | STJAMES |  | RADIOLOGY - IMAGING | SJRADI-I | 1 | 7329 Seneca Rd North - Hornell | Out of Service | 10 | 3 |  |  |  |  | SJH7320 | SJH - RADIOLOGY
URMC | TRAUSI | TRANSDUCER; ULTRASOUND; IMAGING |  | EL18-4 | TRANSDUCER; ULTRASOUND; IMAGING | PHIMES | PHILIPS MEDICAL SYSTEMS NORTH AMERICA CO | SJH10500 | B3B00M | ST JAMES HOSPITAL | STJAMES |  | RADIOLOGY - IMAGING | SJRADI-I | 1 | 7329 Seneca Rd North - Hornell | In Service | 10 | 3 |  |  |  |  | SJH7320 | SJH - RADIOLOGY
URMC | TRAUSI | TRANSDUCER; ULTRASOUND; IMAGING |  | 8808E | TRANSDUCER; ULTRASOUND; IMAGING | BKMED | B&K MEDICAL SYSTEMS | 90597 | 3034539 | STRONG MEMORIAL HOSPITAL | STRONG |  | OPERATING ROOM; IMAGING | OPEROO-I | B | MAIN OR; Robotic Rooms; AKA R-room | In Service | 10 | 3 |  |  |  |  | 050OP131575 | OPERATING ROOM; SMH
URMC | TRAUSI | TRANSDUCER; ULTRASOUND; IMAGING |  | L2-9-D | TRANSDUCER; ULTRASOUND; IMAGING | GEMEDS | GE MEDICAL SYSTEMS | 91106 | 188772PD8 | STRONG MEMORIAL HOSPITAL | STRONG | U2007556-20 | UNIVERSITY IMAGING AT EAST RIVER ROAD-IMAGING | UNIMER-I |  | 200 East River Road | In Service | 10 | 3 |  |  |  |  | 050OP136547 | UNIVERSITY IMAGING AT EAST RIVER ROAD
URMC | TRAUSI | TRANSDUCER; ULTRASOUND; IMAGING |  | IC5-9-D | TRANSDUCER; ULTRASOUND; IMAGING | GEMEDS | GE MEDICAL SYSTEMS | 91107 | 849853WX7 | STRONG MEMORIAL HOSPITAL | STRONG | U2007556-20 | UNIVERSITY IMAGING AT EAST RIVER ROAD-IMAGING | UNIMER-I | 2nd | 200 East River Road | In Service | 10 | 3 |  |  |  |  | 050OP136547 | UNIVERSITY IMAGING AT EAST RIVER ROAD
URMC | TRAUSI | TRANSDUCER; ULTRASOUND; IMAGING |  | C3-10-D | TRANSDUCER; ULTRASOUND; IMAGING | GEMEDS | GE MEDICAL SYSTEMS | 91108 | 336786YP9 | STRONG MEMORIAL HOSPITAL | STRONG | U2007556-20 | UNIVERSITY IMAGING AT EAST RIVER ROAD-IMAGING | UNIMER-I | 2nd | 200 East River Road | In Service | 10 | 3 |  |  |  |  | 050OP136547 | UNIVERSITY IMAGING AT EAST RIVER ROAD
URMC | TRAUSI | TRANSDUCER; ULTRASOUND; IMAGING |  | C1-6-D | TRANSDUCER; ULTRASOUND; IMAGING | GEMEDS | GE MEDICAL SYSTEMS | 91109 | 350944YP5 | STRONG MEMORIAL HOSPITAL | STRONG | U2007556-20 | UNIVERSITY IMAGING AT EAST RIVER ROAD-IMAGING | UNIMER-I | 2nd | 200 East River Road | In Service | 10 | 3 |  |  |  |  | 050OP136547 | UNIVERSITY IMAGING AT EAST RIVER ROAD
URMC | TRAUSI | TRANSDUCER; ULTRASOUND; IMAGING |  | ML6-15-D | TRANSDUCER; ULTRASONIC; IMAGING | GEMEDS | GE MEDICAL SYSTEMS | 91110 | 240212WP1 | STRONG MEMORIAL HOSPITAL | STRONG | U2007556-20 | UNIVERSITY IMAGING AT EAST RIVER ROAD-IMAGING | UNIMER-I | 2nd | 200 East River Road | In Service | 10 | 3 |  |  |  |  | 050OP136547 | UNIVERSITY IMAGING AT EAST RIVER ROAD
URMC | TRAUSI | TRANSDUCER; ULTRASOUND; IMAGING |  | M5SC-D | TRANSDUCER; ULTRASOUND; IMAGING | GEMEDS | GE MEDICAL SYSTEMS | 91111 | 347377YP4 | STRONG MEMORIAL HOSPITAL | STRONG | U2007556-20 | UNIVERSITY IMAGING AT EAST RIVER ROAD-IMAGING | UNIMER-I | 2nd | 200 East River Road | In Service | 10 | 3 |  |  |  |  | 050OP136547 | UNIVERSITY IMAGING AT EAST RIVER ROAD
URMC | TRAUSI | TRANSDUCER; ULTRASOUND; IMAGING |  | RIC5-9-D | TRANSDUCER; ULTRASOUND; IMAGING | GEMEDS | GE MEDICAL SYSTEMS | 91112 | 253372KR7 | STRONG MEMORIAL HOSPITAL | STRONG | U2007556-20 | UNIVERSITY IMAGING AT EAST RIVER ROAD-IMAGING | UNIMER-I | 2nd | 200 East River Road | In Service | 10 | 3 |  |  |  |  | 050OP136547 | UNIVERSITY IMAGING AT EAST RIVER ROAD
URMC | TRAUSI | TRANSDUCER; ULTRASOUND; IMAGING |  | L7SVA | TRANSDUCER; ULTRASOUND; IMAGING | BARACS | BARD ACCESS SYSTEMS (ULTRASOUND) | 91162 | 2200121028 | STRONG MEMORIAL HOSPITAL | STRONG |  | 4-2800 CICU- IMAGING | 4-2800-I |  |  | In Service | 10 | 3 |  |  |  |  | 050OP134512 | 4-2800 CICU
URMC | TRAUSI | TRANSDUCER; ULTRASOUND; IMAGING |  | L8-18I-D | TRANSDUCER; ULTRASONIC | GEMEDS | GE MEDICAL SYSTEMS | 91113 | 230104WP2 | STRONG MEMORIAL HOSPITAL | STRONG | U2007556-20 | UNIVERSITY IMAGING AT EAST RIVER ROAD-IMAGING | UNIMER-I | 2nd | 200 East River Road | In Service | 10 | 3 |  |  |  |  | 050OP136547 | UNIVERSITY IMAGING AT EAST RIVER ROAD
URMC | TRAUSI | TRANSDUCER; ULTRASOUND; IMAGING |  | IC5-9-D | TRANSDUCER; ULTRASOUND; IMAGING | GEMEDS | GE MEDICAL SYSTEMS | 89116 | 780483WX4 | STRONG MEMORIAL HOSPITAL | STRONG |  | RADIOLOGY; DIAGNOSTIC; IMAGING | RADDIA-I | 2 | East River RD | In Service | 10 | 3 |  |  |  |  | 050OP136555 | IMAGING SCIENCES - SMH
URMC | TRAUSI | TRANSDUCER; ULTRASOUND; IMAGING |  | RIC5-9-D | TRANSDUCER; ULTRASOUND; IMAGING | GEMEDS | GE MEDICAL SYSTEMS | 89121 | 222798KR1 | STRONG MEMORIAL HOSPITAL | STRONG |  | OB/GYN ULTRASOUND GROUP; IMAGING | OBGULG-I |  |  | In Service | 10 | 3 |  |  |  |  | 050OP136577 | OB/GYN LATTIMORE ROAD
URMC | TRAUSI | TRANSDUCER; ULTRASOUND; IMAGING |  | C3-10-D | TRANSDUCER; ULTRASOUND; IMAGING | GEMEDS | GE MEDICAL SYSTEMS | 89122 | 330286YP6 | STRONG MEMORIAL HOSPITAL | STRONG |  | RADIOLOGY; DIAGNOSTIC; IMAGING | RADDIA-I |  | ED SOUTH | In Service | 10 | 3 |  |  |  |  | 050OP136555 | IMAGING SCIENCES - SMH
URMC | TRAUSI | TRANSDUCER; ULTRASOUND; IMAGING |  | C1-6-D | TRANSDUCER; ULTRASOUND; IMAGING | GEMEDS | GE MEDICAL SYSTEMS | 89137 | 336231YP6 | STRONG MEMORIAL HOSPITAL | STRONG |  | RADIOLOGY; DIAGNOSTIC; IMAGING | RADDIA-I |  | ED south ultrasound | In Service | 10 | 3 |  |  |  |  | 050OP136555 | IMAGING SCIENCES - SMH
URMC | TRAUSI | TRANSDUCER; ULTRASOUND; IMAGING |  | ML6-15 | TRANSDUCER; ULTRASOUND; IMAGING | GEMEDS | GE MEDICAL SYSTEMS | 89371 | 336575YP6 | STRONG MEMORIAL HOSPITAL | STRONG |  | RADIOLOGY; DIAGNOSTIC; IMAGING | RADDIA-I |  |  | In Service | 10 | 3 |  |  |  |  | 050OP136555 | IMAGING SCIENCES - SMH
URMC | TRAUSI | TRANSDUCER; ULTRASOUND; IMAGING |  | ML6-15 | TRANSDUCER; ULTRASOUND; IMAGING | GEMEDS | GE MEDICAL SYSTEMS | 89374 | 336584YP8 | STRONG MEMORIAL HOSPITAL | STRONG |  | STRONG WEST IMAGING/RADIOLOGY-IMAGING | SWIMRA-I | 1st | Ultrasound Room | In Service | 10 | 3 |  |  |  |  | 050OP139684 | STRONG WEST IMAGING/RADIOLOGY
URMC | TRAUSI | TRANSDUCER; ULTRASOUND; IMAGING |  | ML6-15 | TRANSDUCER; ULTRASOUND; IMAGING | GEMEDS | GE MEDICAL SYSTEMS | 89375 | 336571YP5 | STRONG MEMORIAL HOSPITAL | STRONG |  | RADIOLOGY; GENERAL; IMAGING | RADGEN-I |  |  | In Service | 10 | 3 |  |  |  |  | 050OP136555 | IMAGING SCIENCES - SMH
URMC | TRAUSI | TRANSDUCER; ULTRASOUND; IMAGING |  | SP5-1S | TRANSDUCER; ULTRASONIC; P/N 120-002703-00 | MINNOA | MINDRAY NORTH AMERICA | 89406 | 9SC96021367 | STRONG MEMORIAL HOSPITAL | STRONG |  | 7-1600 MEDICAL ICU IMAGING | MIC7-I | 7 | 7-1600 | In Service | 10 | 3 |  |  |  |  | 050OP134589 | 7-1600; MEDICAL ICU
URMC | TRAUSI | TRANSDUCER; ULTRASOUND; IMAGING |  | IC9-RS | TRANSDUCER; ULTRASOUND; IMAGING | GEMEDS | GE MEDICAL SYSTEMS | 89348 | 81863WWX4 | STRONG MEMORIAL HOSPITAL | STRONG |  | OB/GYN ULTRASOUND GROUP; IMAGING | OBGULG-I |  | 3-1406 | In Service | 10 | 3 |  |  |  |  | 050OP136577 | OB/GYN LATTIMORE ROAD
URMC | TRAUSI | TRANSDUCER; ULTRASOUND; IMAGING |  | NFL50 | TRANSDUCER; ULTRASOUND; IMAGING | SONULS | SONOSITE ULTRASOUND SYSTEMS | 89430 | 03RP7X | STRONG MEMORIAL HOSPITAL | STRONG |  | ORTHOPEDIC CLINIC; IMAGING EQUIPMENT | ORTCL2-I |  | clinton crossing | In Service | 10 | 3 |  |  |  |  | 050OP137515 | ORTHOPAEDIC CLINIC
URMC | TRAUSI | TRANSDUCER; ULTRASOUND; IMAGING |  | E14CL4B | TRANSDUCER; ULTRASOUND; IMAGING | BKMED | B&K MEDICAL SYSTEMS | 37871 | 3115376 | HIGHLAND HOSPITAL OF ROCHESTER | HIGHLAND |  | RADIATION ONCOLOGY; HIGHLAND | RADON |  |  | In Service | 10 | 3 |  |  |  |  | OP857480 | RADIATION ONCOLOGY - HH
URMC | TRAUSI | TRANSDUCER; ULTRASOUND; IMAGING |  | PRB6000 | TRANSDUCER; ULTRASOUND; IMAGING | LABMET | LABORIE MEDICAL TECH. CORP. | 89323 | J879931 | STRONG MEMORIAL HOSPITAL | STRONG |  | SPARE MONITORING - SMH | SPAMOS | B | Zack's Desk | In Service | 10 | 3 |  |  |  |  | 050OP236502 | CLINICAL ENGINEERING - SMH
URMC | TRAUSI | TRANSDUCER; ULTRASOUND; IMAGING |  | M5SC-D | TRANSDUCER; ULTRASOUND; IMAGING | GEMEDS | GE MEDICAL SYSTEMS | 89324 | 337321YP4 | STRONG MEMORIAL HOSPITAL | STRONG | U1965943-20 | RADIOLOGY; DIAGNOSTIC; IMAGING | RADDIA-I |  | East River Road | In Service | 10 | 3 |  |  |  |  | 050OP136555 | IMAGING SCIENCES - SMH
URMC | TRAUSI | TRANSDUCER; ULTRASOUND; IMAGING |  | M5SC-D | TRANSDUCER; ULTRASOUND; IMAGING | GEMEDS | GE MEDICAL SYSTEMS | 89325 | 337496YP4 | STRONG MEMORIAL HOSPITAL | STRONG | U1965943-20 | RADIOLOGY; DIAGNOSTIC; IMAGING | RADDIA-I |  | East River Road | In Service | 10 | 3 |  |  |  |  | 050OP136555 | IMAGING SCIENCES - SMH
URMC | TRAUSI | TRANSDUCER; ULTRASOUND; IMAGING |  | M5SC-D | TRANSDUCER; ULTRASOUND; IMAGING | GEMEDS | GE MEDICAL SYSTEMS | 89326 | 337501YP1 | STRONG MEMORIAL HOSPITAL | STRONG | U1965943-20 | RADIOLOGY; DIAGNOSTIC; IMAGING | RADDIA-I |  | East River Rd | In Service | 10 | 3 |  |  |  |  | 050OP136555 | IMAGING SCIENCES - SMH
URMC | TRAUSI | TRANSDUCER; ULTRASOUND; IMAGING |  | M5SC-D | TRANSDUCER; ULTRASOUND; IMAGING | GEMEDS | GE MEDICAL SYSTEMS | 89327 | 337495YP6 | STRONG MEMORIAL HOSPITAL | STRONG | U1965943-20 | RADIOLOGY; DIAGNOSTIC; IMAGING | RADDIA-I |  | East River Rd | In Service | 10 | 3 |  |  |  |  | 050OP136555 | IMAGING SCIENCES - SMH
URMC | TRAUSI | TRANSDUCER; ULTRASOUND; IMAGING |  | M5SC-D | TRANSDUCER; ULTRASOUND; IMAGING | GEMEDS | GE MEDICAL SYSTEMS | 89328 | 337427YP9 | STRONG MEMORIAL HOSPITAL | STRONG | U1965943-20 | RADIOLOGY; DIAGNOSTIC; IMAGING | RADDIA-I |  |  | In Service | 10 | 3 |  |  |  |  | 050OP136555 | IMAGING SCIENCES - SMH
URMC | TRAUSI | TRANSDUCER; ULTRASOUND; IMAGING |  | M5SC-D | TRANSDUCER; ULTRASOUND; IMAGING | GEMEDS | GE MEDICAL SYSTEMS | 89329 | 337426YP1 | STRONG MEMORIAL HOSPITAL | STRONG | U1965943-20 | RADIOLOGY; DIAGNOSTIC; IMAGING | RADDIA-I |  |  | In Service | 10 | 3 |  |  |  |  | 050OP136555 | IMAGING SCIENCES - SMH
URMC | TRAUSI | TRANSDUCER; ULTRASOUND; IMAGING |  | M5SC-D | TRANSDUCER; ULTRASOUND; IMAGING | GEMEDS | GE MEDICAL SYSTEMS | 89330 | 3372634P8 | STRONG MEMORIAL HOSPITAL | STRONG | U1965943-20 | RADIOLOGY; DIAGNOSTIC; IMAGING | RADDIA-I |  |  | In Service | 10 | 3 |  |  |  |  | 050OP136555 | IMAGING SCIENCES - SMH
URMC | TRAUSI | TRANSDUCER; ULTRASOUND; IMAGING |  | M5SC-D | TRANSDUCER; ULTRASOUND; IMAGING | GEMEDS | GE MEDICAL SYSTEMS | 89331 | 337499YP8 | STRONG MEMORIAL HOSPITAL | STRONG | U1965943-20 | RADIOLOGY; DIAGNOSTIC; IMAGING | RADDIA-I |  |  | In Service | 10 | 3 |  |  |  |  | 050OP136555 | IMAGING SCIENCES - SMH
URMC | TRAUSI | TRANSDUCER; ULTRASOUND; IMAGING |  | M5SC-D | TRANSDUCER; ULTRASOUND; IMAGING | GEMEDS | GE MEDICAL SYSTEMS | 89332 | 337500YP3 | STRONG MEMORIAL HOSPITAL | STRONG | U1965943-20 | RADIOLOGY; DIAGNOSTIC; IMAGING | RADDIA-I |  |  | In Service | 10 | 3 |  |  |  |  | 050OP136555 | IMAGING SCIENCES - SMH
URMC | TRAUSI | TRANSDUCER; ULTRASOUND; IMAGING |  | M5SC-D | TRANSDUCER; ULTRASOUND; IMAGING | GEMEDS | GE MEDICAL SYSTEMS | 89333 | 337309YP9 | STRONG MEMORIAL HOSPITAL | STRONG | U1965943-20 | RADIOLOGY; DIAGNOSTIC; IMAGING | RADDIA-I |  |  | In Service | 10 | 3 |  |  |  |  | 050OP136555 | IMAGING SCIENCES - SMH
URMC | TRAUSI | TRANSDUCER; ULTRASOUND; IMAGING |  | M5SC-D | TRANSDUCER; ULTRASOUND; IMAGING | GEMEDS | GE MEDICAL SYSTEMS | 89334 | 3377425YP3 | STRONG MEMORIAL HOSPITAL | STRONG | U1965943-20 | RADIOLOGY; DIAGNOSTIC; IMAGING | RADDIA-I |  |  | In Service | 10 | 3 |  |  |  |  | 050OP136555 | IMAGING SCIENCES - SMH
URMC | TRAUSI | TRANSDUCER; ULTRASOUND; IMAGING |  | C1-6-D | TRANSDUCER; ULTRASOUND; IMAGING | GEMEDS | GE MEDICAL SYSTEMS | 89321 | 338608YP3 | STRONG MEMORIAL HOSPITAL | STRONG |  | OB/GYN ULTRASOUND GROUP; IMAGING | OBGULG-I |  | Lattimore | In Service | 10 | 3 |  |  |  |  | 050OP136577 | OB/GYN LATTIMORE ROAD
URMC | TRAUSI | TRANSDUCER; ULTRASOUND; IMAGING |  | C2-9-D | TRANSDUCER; ULTRASOUND; IMAGING | GEMEDS | GE MEDICAL SYSTEMS | 89320 | 337072YP3 | STRONG MEMORIAL HOSPITAL | STRONG |  | OB/GYN ULTRASOUND GROUP; IMAGING | OBGULG-I |  | LATTIMORE | In Service | 10 | 3 |  |  |  |  | 050OP136577 | OB/GYN LATTIMORE ROAD
URMC | TRAUSI | TRANSDUCER; ULTRASOUND; IMAGING |  | L25X/13-6 | TRANSDUCER; ULTRASONIC | SONULS | SONOSITE ULTRASOUND SYSTEMS | 88682 | 042L5H | STRONG MEMORIAL HOSPITAL | STRONG |  | RADIOLOGY; ANGIOGRAPHY; IMAGING | RADANG-I | G | INTERVENTIONAL RADIOLOGY | In Service | 10 | 3 |  |  |  |  | 050OP136600 | IMAGING SCIENCES; ANGIOGRAPHY
URMC | TRAUSI | TRANSDUCER; ULTRASOUND; IMAGING |  | C1-6-D | TRANSDUCER; ULTRASOUND; IMAGING | GEMEDS | GE MEDICAL SYSTEMS | 89035 | 104274YP6 | STRONG MEMORIAL HOSPITAL | STRONG |  | PEDIATRIC IMAGING | PEDIMA-I | G | GCH | In Service | 10 | 3 |  |  |  |  | 050OP136555 | IMAGING SCIENCES - SMH
URMC | TRAUSI | TRANSDUCER; ULTRASOUND; IMAGING |  | C3-10-D | TRANSDUCER; ULTRASOUND; IMAGING | GEMEDS | GE MEDICAL SYSTEMS | 89036 | 222254YP5 | STRONG MEMORIAL HOSPITAL | STRONG |  | PEDIATRIC IMAGING | PEDIMA-I | G | GCH | In Service | 10 | 3 |  |  |  |  | 050OP136555 | IMAGING SCIENCES - SMH
URMC | TRAUSI | TRANSDUCER; ULTRASOUND; IMAGING |  | C2-9-D | TRANSDUCER; ULTRASOUND; IMAGING | GEMEDS | GE MEDICAL SYSTEMS | 86169 | 334778YP8 | STRONG MEMORIAL HOSPITAL | STRONG |  | OB/GYN ULTRASOUND GROUP; IMAGING | OBGULG-I | G | 125 Litimore Rd | In Service | 10 | 3 |  |  |  |  | 050OP136577 | OB/GYN LATTIMORE ROAD
URMC | TRAUSI | TRANSDUCER; ULTRASOUND; IMAGING |  | ML6-15-D | TRANSDUCER; ULTRASONIC; IMAGING | GEMEDS | GE MEDICAL SYSTEMS | 86170 | 228970WP0 | STRONG MEMORIAL HOSPITAL | STRONG |  | OB/GYN ULTRASOUND GROUP; IMAGING | OBGULG-I | G | 125 Latimore Rd | In Service | 10 | 3 |  |  |  |  | 050OP136577 | OB/GYN LATTIMORE ROAD
URMC | TRAUSI | TRANSDUCER; ULTRASOUND; IMAGING |  | EM6C | TRANSDUCER; ULTRASOUND; IMAGING | GEMEDS | GE MEDICAL SYSTEMS | 86172 | 249763KR4 | STRONG MEMORIAL HOSPITAL | STRONG |  | OB/GYN ULTRASOUND GROUP; IMAGING | OBGULG-I | G | 125 Latimore Rd | In Service | 10 | 3 |  |  |  |  | 050OP136577 | OB/GYN LATTIMORE ROAD
URMC | TRAUSI | TRANSDUCER; ULTRASOUND; IMAGING |  | 12L-RS | TRANSDUCER; ULTRASOUND; IMAGING | GEMEDS | GE MEDICAL SYSTEMS | 89481 | 826541WX5 | STRONG MEMORIAL HOSPITAL | STRONG |  | PHYSICAL MEDICINE AND REHABILITATION | PHYMER |  | CC Bldg H; Suite 150 | In Service | 10 | 3 |  |  |  |  | 050OP137585 | REHAB CC
URMC | TRAUSI | TRANSDUCER; ULTRASOUND; IMAGING |  | C1-5-RS | TRANSDUCER; ULTRASOUND; IMAGING | GEMEDS | GE MEDICAL SYSTEMS | 89483 | 811758WX2 | STRONG MEMORIAL HOSPITAL | STRONG |  | PHYSICAL MEDICINE AND REHABILITATION | PHYMER |  | CC Bldg H; Suite 150 | In Service | 10 | 3 |  |  |  |  | 050OP137585 | REHAB CC
URMC | TRAUSI | TRANSDUCER; ULTRASOUND; IMAGING |  | L8-18I-RS | TRANSDUCER; ULTRASOUND; IMAGING | GEMEDS | GE MEDICAL SYSTEMS | 89482 | 330185YP0 | STRONG MEMORIAL HOSPITAL | STRONG |  | PHYSICAL MEDICINE AND REHABILITATION | PHYMER |  | CC Bldg H; Suite 150 | In Service | 10 | 3 |  |  |  |  | 050OP137585 | REHAB CC
URMC | TRAUSI | TRANSDUCER; ULTRASOUND; IMAGING |  | L8-18I-RS | TRANSDUCER; ULTRASOUND; IMAGING | GEMEDS | GE MEDICAL SYSTEMS | 89485 | 232402WP8 | STRONG MEMORIAL HOSPITAL | STRONG |  | NEUROLOGY;CLIN TRIALS COORDINATION CTR | NEUCTC | 2 | CC Bldg C; Suite 220 | In Service | 10 | 3 |  |  |  |  | 050OP135530 | AC-1; EMG LABORATORY
URMC | TRAUSI | TRANSDUCER; ULTRASOUND; IMAGING |  | ML6-15 | TRANSDUCER; ULTRASOUND; IMAGING | GEMEDS | GE MEDICAL SYSTEMS | 89747 | 229971WP7 | STRONG MEMORIAL HOSPITAL | STRONG |  | NEUROLOGY;CLIN TRIALS COORDINATION CTR | NEUCTC | 2 | CC Bldg C; Suite 220 | In Service | 10 | 3 |  |  |  |  | 050OP135530 | AC-1; EMG LABORATORY
URMC | TRAUSI | TRANSDUCER; ULTRASOUND; IMAGING |  | L25X/13-6 | TRANSDUCER; ULTRASONIC | SONULS | SONOSITE ULTRASOUND SYSTEMS | 37984 | 04Q5J2 | HIGHLAND HOSPITAL OF ROCHESTER | HIGHLAND |  | ANESTHESIA | ANESTH |  | OR Anesthesia -HH | In Service | 10 | 3 |  |  |  |  | OP857520 | ANESTHESIA
URMC | TRAUSI | TRANSDUCER; ULTRASOUND; IMAGING |  | E14CL4B | TRANSDUCER; ULTRASOUND; IMAGING | BKMED | B&K MEDICAL SYSTEMS | 38006 | 3125352 | HIGHLAND HOSPITAL OF ROCHESTER | HIGHLAND |  | RADIATION ONCOLOGY; HIGHLAND | RADON1 |  | Radiation Oncology; HH | In Service | 10 | 3 |  |  |  |  | OP857480 | RADIATION ONCOLOGY - HH
URMC | TRAUSI | TRANSDUCER; ULTRASOUND; IMAGING |  | C60 | TRANSDUCER; ULTRASOUND; IMAGING | SONULS | SONOSITE ULTRASOUND SYSTEMS | 37983 | 04Q58Z | HIGHLAND HOSPITAL OF ROCHESTER | HIGHLAND |  | ANESTHESIA | ANESTH |  | OR Anesthesia-HH | In Service | 10 | 3 |  |  |  |  | OP857520 | ANESTHESIA
URMC | TRAUSI | TRANSDUCER; ULTRASOUND; IMAGING |  | UST-5268P-5 | BURR HOLE PHASED ARRAY PROBE; 5MHz | ALOKA | ALOKA | 90158 | 20470874 | STRONG MEMORIAL HOSPITAL | STRONG |  | OPERATING ROOM; IMAGING | OPEROO-I |  |  | In Service | 10 | 3 |  |  |  |  | 050OP131575 | OPERATING ROOM; SMH
URMC | TRAUSI | TRANSDUCER; ULTRASOUND; IMAGING |  | RIC5-9-RS | TRANSDUCER; ULTRASOUND; IMAGING | GEMEDS | GE MEDICAL SYSTEMS | 89773 | 251841KR3 | STRONG MEMORIAL HOSPITAL | STRONG |  | OB/GYN ULTRASOUND GROUP; IMAGING | OBGULG-I |  | 3-1406 | Out of Service | 10 | 3 |  |  |  |  | 050OP136577 | OB/GYN LATTIMORE ROAD
URMC | TRAUSI | TRANSDUCER; ULTRASOUND; IMAGING |  | C3-10-D | TRANSDUCER; ULTRASOUND; IMAGING | GEMEDS | GE MEDICAL SYSTEMS | 89786 | 222255YP2 | STRONG MEMORIAL HOSPITAL | STRONG |  | STRONG WEST IMAGING/RADIOLOGY-IMAGING | SWIMRA-I |  |  | In Service | 10 | 3 |  |  |  |  | 050OP139684 | STRONG WEST IMAGING/RADIOLOGY
URMC | TRAUSI | TRANSDUCER; ULTRASOUND; IMAGING |  | S5-2 | TRANSDUCER; ULTRASOUND; IMAGING | PHIMES | PHILIPS MEDICAL SYSTEMS NORTH AMERICA CO | 88049 | B2HW6Y | STRONG MEMORIAL HOSPITAL | STRONG |  | ROCHESTER CARDIO PULMONARY GROUP; PENFIELD | RCPGPE |  | Echo 1 | In Service | 10 | 3 |  |  |  |  | 050OP137528 | ROCHESTER CARDIOPULMONARY GROUP; ARTICLE 28
URMC | TRAUSI | TRANSDUCER; ULTRASOUND; IMAGING |  | 4C-RS | TRANSDUCER; ULTRASOUND; IMAGING | GEMEDS | GE MEDICAL SYSTEMS | 89771 | 824082WX2 | STRONG MEMORIAL HOSPITAL | STRONG |  | URMC SURGERY CENTER-SAWGRASS; IMAGING | URMCSC-I | 1 | 180 Sawgrass Dr. | In Service | 10 | 3 |  |  |  |  | 050OP134539 | URMC SURGERY CENTER - SAWGRASS
URMC | TRAUSI | TRANSDUCER; ULTRASOUND; IMAGING |  | HFL50X | TRANSDUCER; ULTRASOUND; IMAGING; 15-6 MHZ | SONULS | SONOSITE ULTRASOUND SYSTEMS | 89032 | 04ML4X | STRONG MEMORIAL HOSPITAL | STRONG |  | ORTHOPEDIC CLINIC; PENFIELD | ORTCLP | 1 | 2064 Fairport Nine Mile Point Rd. | In Service | 10 | 3 |  |  |  |  | 050OP137515 | ORTHOPAEDIC CLINIC
URMC | TRAUSI | TRANSDUCER; ULTRASOUND; IMAGING |  | C2-9-D | TRANSDUCER; ULTRASOUND; IMAGING | GEMEDS | GE MEDICAL SYSTEMS | 89873 | 223734YP5 | STRONG MEMORIAL HOSPITAL | STRONG |  | UNIVERSITY IMAGING AT EAST RIVER ROAD-IMAGING | UNIMER-I | 2 | 200 East River Rd. | In Service | 10 | 3 |  |  |  |  | 050OP136547 | UNIVERSITY IMAGING AT EAST RIVER ROAD
URMC | TRAUSI | TRANSDUCER; ULTRASOUND; IMAGING |  | C2-9-D | TRANSDUCER; ULTRASOUND; IMAGING | GEMEDS | GE MEDICAL SYSTEMS | 89874 | 223712YP1 | STRONG MEMORIAL HOSPITAL | STRONG |  | UNIVERSITY IMAGING AT EAST RIVER ROAD-IMAGING | UNIMER-I | 2 | 200 East River Rd. | In Service | 10 | 3 |  |  |  |  | 050OP136547 | UNIVERSITY IMAGING AT EAST RIVER ROAD
URMC | TRAUSI | TRANSDUCER; ULTRASOUND; IMAGING |  | C2-9-D | TRANSDUCER; ULTRASOUND; IMAGING | GEMEDS | GE MEDICAL SYSTEMS | 89875 | 223715YP4 | STRONG MEMORIAL HOSPITAL | STRONG |  | UNIVERSITY IMAGING AT EAST RIVER ROAD-IMAGING | UNIMER-I | 2 | 200 East River Rd. | In Service | 10 | 3 |  |  |  |  | 050OP136547 | UNIVERSITY IMAGING AT EAST RIVER ROAD
URMC | TRAUSI | TRANSDUCER; ULTRASOUND; IMAGING |  | C1-6-D | TRANSDUCER; ULTRASOUND; IMAGING | GEMEDS | GE MEDICAL SYSTEMS | 89876 | 220622YP5 | STRONG MEMORIAL HOSPITAL | STRONG |  | UNIVERSITY IMAGING AT EAST RIVER ROAD-IMAGING | UNIMER-I | 2 | 200 East River Rd. | In Service | 10 | 3 |  |  |  |  | 050OP136547 | UNIVERSITY IMAGING AT EAST RIVER ROAD
URMC | TRAUSI | TRANSDUCER; ULTRASOUND; IMAGING |  | RIC5-9W-RS | TRANSDUCER; ULTRASOUND; IMAGING | GEMEDS | GE MEDICAL SYSTEMS | 91408 | 188017KR8 | UR MEDICAL FACULTY GROUP | URMFG |  | UR OB/GYN ASSOCIATES OF THE FINGERLAKES- IMAGING | UROBAF-I |  | 253 Main St; Dansville NY | In Service | 10 | 3 |  |  |  |  | 091OP347558 | UR OB/GYN ASSOCIATES OF THE FINGERLAKES
URMC | TRAUSI | TRANSDUCER; ULTRASOUND; IMAGING |  | PRB6000 | TRANSDUCER; ULTRASOUND; IMAGING | LABMET | LABORIE MEDICAL TECH. CORP. | 90599 | N/A | STRONG MEMORIAL HOSPITAL | STRONG |  | CLINICAL ENGINEERING; SMH; IMAGING | CESMH-I | B | I;B1 | In Service | 10 | 3 |  |  |  |  | 050OP236502 | CLINICAL ENGINEERING - SMH
URMC | TRAUSI | TRANSDUCER; ULTRASOUND; IMAGING |  | 8V3 | TRANSDUCER; ULTRASOUND; IMAGING | ACUSON | ACUSON CORPORATION | 86695 | 43410657 | STRONG MEMORIAL HOSPITAL | STRONG |  | AC-1; PEDIATRIC CARDIOLOGY; IMAGING | AC1PEC-I |  | 601 Elmwood | In Service | 10 | 3 |  |  |  |  | 050OP349801 | PEDIATRIC CARDIOLOGY
URMC | TRAUSI | TRANSDUCER; ULTRASOUND; IMAGING |  | PRB6000 | TRANSDUCER; ULTRASOUND; IMAGING | LABMET | LABORIE MEDICAL TECH. CORP. | 90466 | J169581 | STRONG MEMORIAL HOSPITAL | STRONG |  | UROLOGY AT SAWGRASS | UROSAW | 2 | 158 Sawgrass | In Service | 10 | 3 |  |  |  |  | 050OP137518 | AC-2; UROLOGY
URMC | TRAUSI | TRANSDUCER; ULTRASOUND; IMAGING |  | PRB6000 | TRANSDUCER; ULTRASOUND; IMAGING | LABMET | LABORIE MEDICAL TECH. CORP. | 90465 | J982231 | STRONG MEMORIAL HOSPITAL | STRONG |  | UROLOGY AT SAWGRASS | UROSAW | 2 | 158 Sawgrass | In Service | 10 | 3 |  |  |  |  | 050OP137518 | AC-2; UROLOGY
URMC | TRAUSI | TRANSDUCER; ULTRASOUND; IMAGING |  | RIC5-9-D | TRANSDUCER; ULTRASOUND; IMAGING | GEMEDS | GE MEDICAL SYSTEMS | 91720 | 124442KR5 | STRONG MEMORIAL HOSPITAL | STRONG |  | OB/GYN CLINICAL LAB | OBGLAB |  | 500 Red Creek Henrietta | In Service | 10 | 3 |  |  |  |  | 050OP137568 | OB/GYN CLINICAL LAB
URMC | TRAUSI | TRANSDUCER; ULTRASOUND; IMAGING |  | 9L-D | TRANSDUCER; ULTRASOUND; IMAGING | GEMEDS | GE MEDICAL SYSTEMS | 38267 | 183355WP7 | HIGHLAND HOSPITAL OF ROCHESTER | HIGHLAND |  | UR MEDICINE HEART AND VASCULAR- IMAGING | URMEHV-I |  | 600 Red Creek Dr. | In Service | 10 | 3 |  |  |  |  | OP857090 | UR MEDICINE HEART AND VASCULAR
URMC | TRAUSI | TRANSDUCER; ULTRASOUND; IMAGING |  | M5SC-D | TRANSDUCER; ULTRASOUND; IMAGING | GEMEDS | GE MEDICAL SYSTEMS | 38269 | 232433YP3 | HIGHLAND HOSPITAL OF ROCHESTER | HIGHLAND |  | CARDIOLOGY | CARDIO | 1 | HH Cardio | In Service | 10 | 3 |  |  |  |  | OP857450 | CARDIOLOGY
URMC | TRAUSI | TRANSDUCER; ULTRASOUND; IMAGING |  | RIC5-9-D | TRANSDUCER; ULTRASOUND; IMAGING | GEMEDS | GE MEDICAL SYSTEMS | 37125 | 242562KR7 | HIGHLAND HOSPITAL OF ROCHESTER | HIGHLAND |  | HIGHLAND WOMANS HEALTH | HIGWOH | 1 |  | In Service | 10 | 3 |  |  |  |  | OP856260 | HIGHLAND WOMANS HEALTH
URMC | TRAUSI | TRANSDUCER; ULTRASOUND; IMAGING |  | ML6-15-D | TRANSDUCER; ULTRASONIC; IMAGING | GEMEDS | GE MEDICAL SYSTEMS | 91406 | 173873YP1 | STRONG MEMORIAL HOSPITAL | STRONG |  | RADIOLOGY; GENERAL; IMAGING | RADGEN-I |  | G.3639 | In Service | 10 | 3 |  |  |  |  | 050OP136555 | IMAGING SCIENCES - SMH
URMC | TRAUSI | TRANSDUCER; ULTRASOUND; IMAGING |  | HFL38X | TRANSDUCER; ULTRASOUND; IMAGING | SONULS | SONOSITE ULTRASOUND SYSTEMS | 91461 |  | STRONG MEMORIAL HOSPITAL | STRONG |  | WILMOT CANCER CENTER ADULT HEMATOLOGY ONCOLOGY | WCC7 |  | 7th Floor | In Service | 10 | 3 |  |  |  |  | 050OP134561 | WILMOT CANCER CENTER; SEVENTH FLOOR
URMC | TRAUSI | TRANSDUCER; ULTRASOUND; IMAGING |  | P2D | PROBE; DOPPLER | GEMEDS | GE MEDICAL SYSTEMS | 91361 | 11P2482 | STRONG MEMORIAL HOSPITAL | STRONG |  | AC-G; ECHOCARDIOGRAPHY; IMAGING | ACGECH-I |  | Clinton Crossings Building G | In Service | 10 | 3 |  |  |  |  | 050OP135565 | AC-G; ECHOCARDIOGRAPHY
URMC | TRAUSI | TRANSDUCER; ULTRASOUND; IMAGING |  | M5SC-D | TRANSDUCER; ULTRASOUND; IMAGING | GEMEDS | GE MEDICAL SYSTEMS | 91360 | 335147YP5 | STRONG MEMORIAL HOSPITAL | STRONG |  | AC-G; ECHOCARDIOGRAPHY; IMAGING | ACGECH-I |  | Clinton Crossings Building H | In Service | 10 | 3 |  |  |  |  | 050OP135565 | AC-G; ECHOCARDIOGRAPHY
URMC | TRAUSI | TRANSDUCER; ULTRASOUND; IMAGING |  | L12-5 | TRANSDUCER; ULTRASONIC | PHIMES | PHILIPS MEDICAL SYSTEMS NORTH AMERICA CO | 38157 | B1NM6G | HIGHLAND HOSPITAL OF ROCHESTER | HIGHLAND |  | BREAST CARE CENTER | BRECAC |  | 500 Red Creek Drive ste. 130 | In Service | 10 | 3 |  |  |  |  | OP857170 | RED CREEK BCC
URMC | TRAUSI | TRANSDUCER; ULTRASOUND; IMAGING |  | IP57 | TRANSDUCER; ULTRASOUND; IMAGING | BKMED | B&K MEDICAL SYSTEMS | REL20250 | 3120887 | UR MEDICAL FACULTY GROUP | URMFG |  | UROLOGY-CLINTON CROSSINGS - Closed | ZZUROCLC |  | 158 Sawgrass Drive | In Service | 10 | 3 |  |  |  |  | 091OP347505 | UROLOGY-OFFSITES
URMC | TRAUSI | TRANSDUCER; ULTRASOUND; IMAGING |  | P2D | PROBE; DOPPLER | GEMEDS | GE MEDICAL SYSTEMS | 91365 | IIP2171 | STRONG MEMORIAL HOSPITAL | STRONG |  | AC-G; ECHOCARDIOGRAPHY; IMAGING | ACGECH-I |  |  | In Service | 10 | 3 |  |  |  |  | 050OP135565 | AC-G; ECHOCARDIOGRAPHY
URMC | TRAUSI | TRANSDUCER; ULTRASOUND; IMAGING |  | M5SC-D | TRANSDUCER; ULTRASOUND; IMAGING | GEMEDS | GE MEDICAL SYSTEMS | 38159 | 352923YP7 | HIGHLAND HOSPITAL OF ROCHESTER | HIGHLAND |  | UR MEDICINE HEART AND VASCULAR- IMAGING | URMEHV-I |  | 600 Red Creek Dr. | In Service | 10 | 3 |  |  |  |  | OP857090 | UR MEDICINE HEART AND VASCULAR
URMC | TRAUSI | TRANSDUCER; ULTRASOUND; IMAGING |  | 9L-D | TRANSDUCER; ULTRASOUND; IMAGING | GEMEDS | GE MEDICAL SYSTEMS | 91335 | 232834WP2 | STRONG MEMORIAL HOSPITAL | STRONG |  | AC-G; ECHOCARDIOGRAPHY; IMAGING | ACGECH-I |  |  | In Service | 10 | 3 |  |  |  |  | 050OP135565 | AC-G; ECHOCARDIOGRAPHY
URMC | TRAUSI | TRANSDUCER; ULTRASOUND; IMAGING |  | M5SC-D | TRANSDUCER; ULTRASOUND; IMAGING | GEMEDS | GE MEDICAL SYSTEMS | 91339 | 343053YP5 | UR MEDICAL FACULTY GROUP | URMFG |  | FINGER LAKES CARDIOLOGY-CANANDAIGUA | FINLACC | 3 | 360 Parrish Street POB Room 307 | In Service | 10 | 3 |  |  |  |  | 091OP347057 | FINGER LAKES CARDIOLOGY ASSOCIATES
URMC | TRAUSI | TRANSDUCER; ULTRASOUND; IMAGING |  | P2D | PROBE; DOPPLER | GEMEDS | GE MEDICAL SYSTEMS | 91341 | 11P2713 | UR MEDICAL FACULTY GROUP | URMFG |  | FINGER LAKES CARDIOLOGY-CANANDAIGUA | FINLACC |  | 360 Parrish Street | In Service | 10 | 3 |  |  |  |  | 091OP347057 | FINGER LAKES CARDIOLOGY ASSOCIATES
URMC | TRAUSI | TRANSDUCER; ULTRASOUND; IMAGING |  | 9L-D | TRANSDUCER; ULTRASOUND; IMAGING | GEMEDS | GE MEDICAL SYSTEMS | 91340 | 232619WP7 | UR MEDICAL FACULTY GROUP | URMFG |  | FINGER LAKES CARDIOLOGY-CANANDAIGUA | FINLACC | 3rd | 360 Parrish Street | In Service | 10 | 3 |  |  |  |  | 091OP347057 | FINGER LAKES CARDIOLOGY ASSOCIATES
URMC | TRAUSI | TRANSDUCER; ULTRASOUND; IMAGING |  | P2D | PROBE; DOPPLER | GEMEDS | GE MEDICAL SYSTEMS | 91306 | 11P2600 | UR MEDICAL FACULTY GROUP | URMFG |  | UR HEART & VASCULAR GENESEO IMAGING | URHEVG-I |  | GENESEO; NY | In Service | 10 | 3 |  |  |  |  | 091OP347162 | FINGER LAKES CARDIOLOGY
URMC | TRAUSI | TRANSDUCER; ULTRASOUND; IMAGING |  | 4VC-D | TRANSDUCER; ULTRASOUND; IMAGING | GEMEDS | GE MEDICAL SYSTEMS | 91352 | 333328YP3 | STRONG MEMORIAL HOSPITAL | STRONG |  | AC-G; ECHOCARDIOGRAPHY; IMAGING | ACGECH-I |  |  | In Service | 10 | 3 |  |  |  |  | 050OP135565 | AC-G; ECHOCARDIOGRAPHY
URMC | TRAUSI | TRANSDUCER; ULTRASOUND; IMAGING |  | 11L-D | TRANSDUCER; ULTRASOUND; IMAGING | GEMEDS | GE MEDICAL SYSTEMS | 91345 | 223392WP2 | STRONG MEMORIAL HOSPITAL | STRONG |  | AC-G; ECHOCARDIOGRAPHY; IMAGING | ACGECH-I |  | Clintong Crossings Building G | In Service | 10 | 3 |  |  |  |  | 050OP135565 | AC-G; ECHOCARDIOGRAPHY
URMC | TRAUSI | TRANSDUCER; ULTRASOUND; IMAGING |  | M5SC-D | TRANSDUCER; ULTRASOUND; IMAGING | GEMEDS | GE MEDICAL SYSTEMS | 91357 | 32868945 | STRONG MEMORIAL HOSPITAL | STRONG |  | AC-G; ECHOCARDIOGRAPHY; IMAGING | ACGECH-I |  | Clinton Crossings Building G | In Service | 10 | 3 |  |  |  |  | 050OP135565 | AC-G; ECHOCARDIOGRAPHY
URMC | TRAUSI | TRANSDUCER; ULTRASOUND; IMAGING |  | 9L-D | TRANSDUCER; ULTRASOUND; IMAGING | GEMEDS | GE MEDICAL SYSTEMS | 91358 | 225775WP4 | STRONG MEMORIAL HOSPITAL | STRONG |  | AC-G; ECHOCARDIOGRAPHY; IMAGING | ACGECH-I |  | Clinton Crossings Building G | In Service | 10 | 3 |  |  |  |  | 050OP135565 | AC-G; ECHOCARDIOGRAPHY
URMC | TRAUSI | TRANSDUCER; ULTRASOUND; IMAGING |  | P2D | PROBE; DOPPLER | GEMEDS | GE MEDICAL SYSTEMS | 91344 | 11P2105 | STRONG MEMORIAL HOSPITAL | STRONG |  | AC-G; ECHOCARDIOGRAPHY; IMAGING | ACGECH-I |  | Clinton Crossings Building G | In Service | 10 | 3 |  |  |  |  | 050OP135565 | AC-G; ECHOCARDIOGRAPHY
URMC | TRAUSI | TRANSDUCER; ULTRASOUND; IMAGING |  | M5SC-D | TRANSDUCER; ULTRASOUND; IMAGING | GEMEDS | GE MEDICAL SYSTEMS | 91363 | 91363 | STRONG MEMORIAL HOSPITAL | STRONG |  | AC-G; ECHOCARDIOGRAPHY; IMAGING | ACGECH-I |  | Clinton Crossings Building G | In Service | 10 | 3 |  |  |  |  | 050OP135565 | AC-G; ECHOCARDIOGRAPHY
URMC | TRAUSI | TRANSDUCER; ULTRASOUND; IMAGING |  | 9L-RS | TRANSDUCER; ULTRASOUND; IMAGING | GEMEDS | GE MEDICAL SYSTEMS | 89775 | 280805YP3 | STRONG MEMORIAL HOSPITAL | STRONG |  | CLINICAL ENGINEERING; SMH; IMAGING | CESMH-I | B | Clinical Engineering | In Service | 10 | 3 |  |  |  |  | 050OP236502 | CLINICAL ENGINEERING - SMH
URMC | TRAUSI | TRANSDUCER; ULTRASOUND; IMAGING |  | 9L-D | TRANSDUCER; ULTRASOUND; IMAGING | GEMEDS | GE MEDICAL SYSTEMS | 91304 | 233482WP9 | UR MEDICAL FACULTY GROUP | URMFG |  | UR HEART & VASCULAR GENESEO IMAGING | URHEVG-I |  | Geneseo NY; 14454 | In Service | 10 | 3 |  |  |  |  | 091OP347162 | FINGER LAKES CARDIOLOGY
URMC | TRAUSI | TRANSDUCER; ULTRASOUND; IMAGING |  | RIC5-9-D | TRANSDUCER; ULTRASOUND; IMAGING | GEMEDS | GE MEDICAL SYSTEMS | 91227 | 225538KR8 | STRONG MEMORIAL HOSPITAL | STRONG |  | OB/GYN; LATTIMORE ROAD IMAGING | OBGLAT-I |  | 125 Lattimore Rd | In Service | 10 | 3 |  |  |  |  | 050OP136577 | OB/GYN LATTIMORE ROAD
URMC | TRAUSI | TRANSDUCER; ULTRASOUND; IMAGING |  | 9L-D | TRANSDUCER; ULTRASOUND; IMAGING | GEMEDS | GE MEDICAL SYSTEMS | 91288 | 234574WP2 | STRONG MEMORIAL HOSPITAL | STRONG |  | AC-G; ECHOCARDIOGRAPHY; IMAGING | ACGECH-I |  | AC Ground Echo | In Service | 10 | 3 |  |  |  |  | 050OP135565 | AC-G; ECHOCARDIOGRAPHY
URMC | TRAUSI | TRANSDUCER; ULTRASOUND; IMAGING |  | 11L-D | TRANSDUCER; ULTRASOUND; IMAGING | GEMEDS | GE MEDICAL SYSTEMS | 91289 | 228249WP9 | STRONG MEMORIAL HOSPITAL | STRONG |  | AC-G; ECHOCARDIOGRAPHY; IMAGING | ACGECH-I |  | AC Ground Echo | In Service | 10 | 3 |  |  |  |  | 050OP135565 | AC-G; ECHOCARDIOGRAPHY
URMC | TRAUSI | TRANSDUCER; ULTRASOUND; IMAGING |  | P2D | PROBE; DOPPLER | GEMEDS | GE MEDICAL SYSTEMS | 91290 | 11P2697 | STRONG MEMORIAL HOSPITAL | STRONG |  | AC-G; ECHOCARDIOGRAPHY; IMAGING | ACGECH-I |  | AC Ground Echo | In Service | 10 | 3 |  |  |  |  | 050OP135565 | AC-G; ECHOCARDIOGRAPHY
URMC | TRAUSI | TRANSDUCER; ULTRASOUND; IMAGING |  | 4VC-D | TRANSDUCER; ULTRASOUND; IMAGING | GEMEDS | GE MEDICAL SYSTEMS | 91348 | 335791YP0 | STRONG MEMORIAL HOSPITAL | STRONG |  | AC-G; ECHOCARDIOGRAPHY; IMAGING | ACGECH-I |  |  | In Service | 10 | 3 |  |  |  |  | 050OP135565 | AC-G; ECHOCARDIOGRAPHY
URMC | TRAUSI | TRANSDUCER; ULTRASOUND; IMAGING |  | PRB6000 | TRANSDUCER; ULTRASOUND; IMAGING | LABMET | LABORIE MEDICAL TECH. CORP. | 92419 | K0938 | STRONG MEMORIAL HOSPITAL | STRONG |  | UROLOGY AT SAWGRASS | UROSAW |  | 158 Sawgrass; 2nd Floor | In Service | 10 | 3 |  |  |  |  | 050OP137518 | AC-2; UROLOGY
URMC | TRAUSI | TRANSDUCER; ULTRASOUND; IMAGING |  | L20-5S | TRANSDUCER; ULTRASOUND; IMAGING | MINNOA | MINDRAY NORTH AMERICA | 89881 | HB7F09001275 | SCHOOL OF MEDICINE AND DENTISTRY | SCHMED |  | PULMONARY & CRITICAL CARE MEDICINE- IMAGING | PUCRCA-I |  |  | In Service | 10 | 3 |  |  |  |  | 040OP211912 | PULMONARY & CRITICAL CARE MEDICINE
URMC | TRAUSI | TRANSDUCER; ULTRASOUND; IMAGING |  | L12-4S | TRANSDUCER; ULTRASOUND; IMAGING | MINNOA | MINDRAY NORTH AMERICA | 89882 | CAYE09094840 | SCHOOL OF MEDICINE AND DENTISTRY | SCHMED |  | PULMONARY & CRITICAL CARE MEDICINE- IMAGING | PUCRCA-I |  |  | In Service | 10 | 3 |  |  |  |  | 040OP211912 | PULMONARY & CRITICAL CARE MEDICINE
URMC | TRAUSI | TRANSDUCER; ULTRASOUND; IMAGING |  | RIC5-9-D | TRANSDUCER; ULTRASOUND; IMAGING | GEMEDS | GE MEDICAL SYSTEMS | 38270 | 228317KR4 | HIGHLAND HOSPITAL OF ROCHESTER | HIGHLAND |  | PROFESSIONAL OFFICE BUIDING | POB |  | 1000 South Ave | In Service | 10 | 3 |  |  |  |  | OP859400 | PROFESSIONAL OFFICE BUIDING
URMC | TRAUSI | TRANSDUCER; ULTRASOUND; IMAGING |  | PRB6000 | TRANSDUCER; ULTRASOUND; IMAGING | LABMET | LABORIE MEDICAL TECH. CORP. | 37086 | PRB-6000/OL6111172 | HIGHLAND HOSPITAL OF ROCHESTER | HIGHLAND |  | EAST 6; PALLIATIVE CARE | EAST6 |  |  | In Service | 10 | 3 |  |  |  |  | OP856060 | EAST 6; EVARTS JOINT CENTER
URMC | TRAUSI | TRANSDUCER; ULTRASOUND; IMAGING |  | PRB6000 | TRANSDUCER; ULTRASOUND; IMAGING | LABMET | LABORIE MEDICAL TECH. CORP. | 87401 | 0J474501 | STRONG MEMORIAL HOSPITAL | STRONG |  | STRONG WEST AMBULATORY SURGICAL CENTER | SWAMSC | 1 | 156 West Ave; Brockport 14420 | In Service | 10 | 3 |  |  |  |  | 050OP139685 | STRONG WEST AMBULATORY SURGERY CENTER
URMC | TRAUSI | TRANSDUCER; ULTRASOUND; IMAGING |  | V11-3WS | TRANSDUCER; ULTRASOUND; IMAGING | MINNOA | MINDRAY NORTH AMERICA | SJH10827 | LDL88008061 | ST JAMES HOSPITAL | STJAMES |  | EMERGENCY ROOM - IMAGING | SJEMER-I | 1 | 7329 Seneca Rd North | In Service | 10 | 3 |  |  |  |  | SJH6710 | SJH - EMERGENCY ROOM
URMC | TRAUSI | TRANSDUCER; ULTRASOUND; IMAGING |  | L12-3RCS | TRANSDUCER; ULTRASOUND; IMAGING | MINNOA | MINDRAY NORTH AMERICA | SJH10828 | CR1E95000701 | ST JAMES HOSPITAL | STJAMES |  | EMERGENCY ROOM - IMAGING | SJEMER-I | 1 | 7329 Seneca Rd North | In Service | 10 | 3 |  |  |  |  | SJH6710 | SJH - EMERGENCY ROOM
URMC | TRAUSI | TRANSDUCER; ULTRASOUND; IMAGING |  | L12-3RCS | TRANSDUCER; ULTRASOUND; IMAGING | MINNOA | MINDRAY NORTH AMERICA | SJH10829 | CR1B88000145 | ST JAMES HOSPITAL | STJAMES |  | EMERGENCY ROOM - IMAGING | SJEMER-I | 1 | 7329 Seneca Rd North | In Service | 10 | 3 |  |  |  |  | SJH6710 | SJH - EMERGENCY ROOM
URMC | TRAUSI | TRANSDUCER; ULTRASOUND; IMAGING |  | SP5-1S | TRANSDUCER; ULTRASONIC; P/N 120-002703-00 | MINNOA | MINDRAY NORTH AMERICA | 77670 | CB3C06035166 | STRONG MEMORIAL HOSPITAL | STRONG |  | CARDIOLOGY; ELECTROPHYSIOLOGY; IMAGING | CARELE-I | 4 | 328811 | In Service | 10 | 3 |  |  |  |  | 050OP135570 | CARDIOLOGY;ELECTROPHYSIOLOGY G-1200
URMC | TRAUSI | TRANSDUCER; ULTRASOUND; IMAGING |  | L12-3 | TRANSDUCER; ULTRASOUND; IMAGING | PHIMES | PHILIPS MEDICAL SYSTEMS NORTH AMERICA CO | 92265 | B0KDC1 | STRONG MEMORIAL HOSPITAL | STRONG |  | OPERATING ROOM; IMAGING | OPEROO-I |  | OR12 | In Service | 10 | 3 |  |  |  |  | 050OP131575 | OPERATING ROOM; SMH
URMC | TRAUSI | TRANSDUCER; ULTRASOUND; IMAGING |  | IC9-RS | TRANSDUCER; ULTRASOUND; IMAGING | GEMEDS | GE MEDICAL SYSTEMS | 88982 | 783296WX7 | UR MEDICAL FACULTY GROUP | URMFG |  | STRONG FERTILITY CENTER; IMAGING | STRFEC-I | 2 | 500 Red Creek | In Service | 10 | 3 |  |  |  |  | 091OP349803 | STRONG FERTILITY CENTER
URMC | TRAUSI | TRANSDUCER; ULTRASOUND; IMAGING |  | RIC5-9A-RS | TRANSDUCER; ULTRASOUND; IMAGING | GEMEDS | GE MEDICAL SYSTEMS | 88983 | 234922KR3 | UR MEDICAL FACULTY GROUP | URMFG |  | STRONG FERTILITY CENTER; IMAGING | STRFEC-I | 2 | 500 Red Creek | In Service | 10 | 3 |  |  |  |  | 091OP349803 | STRONG FERTILITY CENTER
URMC | TRAUSI | TRANSDUCER; ULTRASOUND; IMAGING |  | M5SC-D | TRANSDUCER; ULTRASOUND; IMAGING | GEMEDS | GE MEDICAL SYSTEMS | 93148 | 372164YP4 | STRONG MEMORIAL HOSPITAL | STRONG |  | AC-G; ECHOCARDIOGRAPHY; IMAGING | ACGECH-I |  | AC Ground | In Service | 10 | 3 |  |  |  |  | 050OP135565 | AC-G; ECHOCARDIOGRAPHY
URMC | TRAUSI | TRANSDUCER; ULTRASOUND; IMAGING |  | M4S-RS | SCANNER; ULTRASONIC; IMAGING | GEMEDS | GE MEDICAL SYSTEMS | 38544 | 153883YP4 | HIGHLAND HOSPITAL OF ROCHESTER | HIGHLAND |  | UR MEDICINE HEART AND VASCULAR- IMAGING | URMEHV-I |  |  | In Service | 10 | 3 |  |  |  |  | OP857090 | UR MEDICINE HEART AND VASCULAR
URMC | TRAUSI | TRANSDUCER; ULTRASOUND; IMAGING |  | 4C-RS | TRANSDUCER; ULTRASOUND; IMAGING | GEMEDS | GE MEDICAL SYSTEMS | 92200 | 902957WX0 | STRONG MEMORIAL HOSPITAL | STRONG |  | OPERATING RM; 2ND FLR; GYN/EYE/DEN;IMAGI | OPEGED-I | O.R. | 2nd floor O.R. Perioperative | In Service | 10 | 3 |  |  |  |  | 050OP131575 | OPERATING ROOM; SMH
URMC | TRAUSI | TRANSDUCER; ULTRASOUND; IMAGING |  | 9L-RS | TRANSDUCER; ULTRASOUND; IMAGING | GEMEDS | GE MEDICAL SYSTEMS | 91862 | 246217WP4 | STRONG MEMORIAL HOSPITAL | STRONG |  | UR VASCULAR SURGERY- IMAGING | URVASU-I | 1 | 140 Canal View; Suite 103 | In Service | 10 | 3 |  |  |  |  | 050OP137529 | UR VASCULAR SURGERY
URMC | TRAUSI | TRANSDUCER; ULTRASOUND; IMAGING |  | RIC5-9-D | TRANSDUCER; ULTRASOUND; IMAGING | GEMEDS | GE MEDICAL SYSTEMS | 92088 | 219547KR7 | STRONG MEMORIAL HOSPITAL | STRONG |  | OB/GYN ULTRASOUND GROUP; IMAGING | OBGULG-I | 210 | 500 Red Creek | In Service | 10 | 3 |  |  |  |  | 050OP136577 | OB/GYN LATTIMORE ROAD
URMC | TRAUSI | TRANSDUCER; ULTRASOUND; IMAGING |  | L25X/13-6 | TRANSDUCER; ULTRASONIC | SONULS | SONOSITE ULTRASOUND SYSTEMS | SJH10455 | 03TNP0 | ST JAMES HOSPITAL | STJAMES |  | SPECIALTY CLINIC MOB | SJSPECLI | 1 | 7329 Seneca Rd North; Suite 103; MOB | In Service | 10 | 3 |  |  |  |  | SJH6900 | SJH - SPECIALTY CLINIC
URMC | TRAUSI | TRANSDUCER; ULTRASOUND; IMAGING |  | C1-5-RS | TRANSDUCER; ULTRASOUND; IMAGING | GEMEDS | GE MEDICAL SYSTEMS | 92251 | 897008WX9 | UR MEDICAL FACULTY GROUP | URMFG |  | STRONG FERTILITY CENTER; IMAGING | STRFEC-I | 2 | 500 Red Creek Drive Suite 220 | In Service | 10 | 3 |  |  |  |  | 091OP349803 | STRONG FERTILITY CENTER
URMC | TRAUSI | TRANSDUCER; ULTRASOUND; IMAGING |  | 6VT-D | TRANSDUCER; ULTRASOUND; IMAGING | GEMEDS | GE MEDICAL SYSTEMS | 91409 | 216488 | STRONG MEMORIAL HOSPITAL | STRONG |  | AC-G; ECHOCARDIOGRAPHY; IMAGING | ACGECH-I |  | AC GROUND | In Service | 10 | 3 |  |  |  |  | 050OP135565 | AC-G; ECHOCARDIOGRAPHY
URMC | TRAUSI | TRANSDUCER; ULTRASOUND; IMAGING |  | 9L-D | TRANSDUCER; ULTRASOUND; IMAGING | GEMEDS | GE MEDICAL SYSTEMS | 77173 | 196819WP7 | STRONG MEMORIAL HOSPITAL | STRONG |  | UNIVERSITY IMAGING AT EAST RIVER ROAD-IMAGING | UNIMER-I | 1 | East River Road; Interventional Radiology | In Service | 10 | 3 |  |  |  |  | 050OP136547 | UNIVERSITY IMAGING AT EAST RIVER ROAD
URMC | TRAUSI | TRANSDUCER; ULTRASOUND; IMAGING |  | C1-6-D | TRANSDUCER; ULTRASOUND; IMAGING | GEMEDS | GE MEDICAL SYSTEMS | 77174 | 263210YP7 | STRONG MEMORIAL HOSPITAL | STRONG |  | UNIVERSITY IMAGING AT EAST RIVER ROAD-IMAGING | UNIMER-I | 1 | East River Road; Interventional Radiology room | In Service | 10 | 3 |  |  |  |  | 050OP136547 | UNIVERSITY IMAGING AT EAST RIVER ROAD
URMC | TRAUSI | TRANSDUCER; ULTRASOUND; IMAGING |  | L14-6NS | TRANSDUCER; ULTRASOUND; IMAGING | MINNOA | MINDRAY NORTH AMERICA | 79653 | CB2P79014474 | STRONG MEMORIAL HOSPITAL | STRONG |  | EMERGENCY DEPT-SMH; IMAGING | ED-SMH-I |  | PEDS ED RM 30 | In Service | 10 | 3 |  |  |  |  | 050OP138501 | EMERGENCY DEPARTMENT -SMH
URMC | TRAUSI | TRANSDUCER; ULTRASOUND; IMAGING |  | C60 | TRANSDUCER; ULTRASOUND; IMAGING | SONULS | SONOSITE ULTRASOUND SYSTEMS | 79669 | 03RZBH | HIGHLAND HOSPITAL OF ROCHESTER | HIGHLAND |  | OB/GYN DEPARTMENT | OBGDEP |  |  | In Service | 10 | 3 |  |  |  |  | OP858140 | OB/GYN DEPARTMENT
URMC | TRAUSI | TRANSDUCER; ULTRASOUND; IMAGING |  | C1-5-D | TRANSDUCER; ULTRASOUND; IMAGING | GEMEDS | GE MEDICAL SYSTEMS | 35820 | 216972YP4 | HIGHLAND HOSPITAL OF ROCHESTER | HIGHLAND |  | PERINATAL CENTER | PERCEN | 105 |  | In Service | 10 | 3 |  |  |  |  | OP858180 | PERINATAL CLINIC
URMC | TRAUSI | TRANSDUCER; ULTRASOUND; IMAGING |  | C2-9-D | TRANSDUCER; ULTRASOUND; IMAGING | GEMEDS | GE MEDICAL SYSTEMS | 35821 | 266485YP2 | HIGHLAND HOSPITAL OF ROCHESTER | HIGHLAND |  | PERINATAL CENTER | PERCEN | 105 |  | In Service | 10 | 3 |  |  |  |  | OP858180 | PERINATAL CLINIC
URMC | TRAUSI | TRANSDUCER; ULTRASOUND; IMAGING |  | EM6C | TRANSDUCER; ULTRASOUND; IMAGING | GEMEDS | GE MEDICAL SYSTEMS | 35822 | 223542KR2 | HIGHLAND HOSPITAL OF ROCHESTER | HIGHLAND |  | PERINATAL CENTER | PERCEN | 105 |  | In Service | 10 | 3 |  |  |  |  | OP858180 | PERINATAL CLINIC
URMC | TRAUSI | TRANSDUCER; ULTRASOUND; IMAGING |  | P4-2S | TRANSDUCER; ULTRASOUND; IMAGING | MINNOA | MINDRAY NORTH AMERICA | 80169 | VSM76017879 | STRONG MEMORIAL HOSPITAL | STRONG |  | STRONG WEST EMERGENCY DEPT | SWEMED |  |  | In Service | 10 | 3 |  |  |  |  | 050OP139680 | STRONG WEST BROCKPORT
URMC | TRAUSI | TRANSDUCER; ULTRASOUND; IMAGING |  | C5-2S | TRANSDUCER; ULTRASONIC | MINNOA | MINDRAY NORTH AMERICA | 80170 | 9KD79048277 | STRONG MEMORIAL HOSPITAL | STRONG |  | EMERGENCY DEPT-SMH; IMAGING | ED-SMH-I |  |  | In Service | 10 | 3 |  |  |  |  | 050OP138501 | EMERGENCY DEPARTMENT -SMH
URMC | TRAUSI | TRANSDUCER; ULTRASOUND; IMAGING |  | 9L-RS | TRANSDUCER; ULTRASOUND; IMAGING | GEMEDS | GE MEDICAL SYSTEMS | 80211 | 197056WP5 | UR MEDICAL FACULTY GROUP | URMFG |  | FINGER LAKES CARDIOLOGY CLIFTON SPRINGS IMAGING | FINLCS-I |  | 1991 Balseley Rd Seneca Falls | In Service | 10 | 3 |  |  |  |  | 091OP347057 | FINGER LAKES CARDIOLOGY ASSOCIATES
URMC | TRAUSI | TRANSDUCER; ULTRASOUND; IMAGING |  | P2D-RS | TRANSDUCER; ULTRASOUND; IMAGING | GEMEDS | GE MEDICAL SYSTEMS | 80215 | 910M1432 | UR MEDICAL FACULTY GROUP | URMFG |  | FINGER LAKES CARDIOLOGY CLIFTON SPRINGS IMAGING | FINLCS-I |  | 2nd floor | In Service | 10 | 3 |  |  |  |  | 091OP347057 | FINGER LAKES CARDIOLOGY ASSOCIATES
URMC | TRAUSI | TRANSDUCER; ULTRASOUND; IMAGING |  | C1-5-RS | TRANSDUCER; ULTRASOUND; IMAGING | GEMEDS | GE MEDICAL SYSTEMS | 80209 | 249858YP2 | STRONG MEMORIAL HOSPITAL | STRONG |  | CLINICAL ENGINEERING; SMH; IMAGING | CESMH-I |  | CE SHOP | In Service | 10 | 3 |  |  |  |  | 050OP236502 | CLINICAL ENGINEERING - SMH
URMC | TRAUSI | TRANSDUCER; ULTRASOUND; IMAGING |  | M5SC-RS | TRANSDUCER; ULTRASOUND; IMAGING | GEMEDS | GE MEDICAL SYSTEMS | 80213 | 244380YP2 | UR MEDICAL FACULTY GROUP | URMFG |  | FINGER LAKES CARDIOLOGY CLIFTON SPRINGS IMAGING | FINLCS-I |  | 1991 Balseley Rd Seneca Falls | In Service | 10 | 3 |  |  |  |  | 091OP347057 | FINGER LAKES CARDIOLOGY ASSOCIATES
URMC | TRAUSI | TRANSDUCER; ULTRASOUND; IMAGING |  | M5SC-D | TRANSDUCER; ULTRASOUND; IMAGING | GEMEDS | GE MEDICAL SYSTEMS | 80210 | 178749YP8 | UR MEDICAL FACULTY GROUP | URMFG |  | FINGER LAKES CARDIOLOGY CLIFTON SPRINGS IMAGING | FINLCS-I |  | 2nd floor | In Service | 10 | 3 |  |  |  |  | 091OP347057 | FINGER LAKES CARDIOLOGY ASSOCIATES
URMC | TRAUSI | TRANSDUCER; ULTRASOUND; IMAGING |  | 9L-D | TRANSDUCER; ULTRASOUND; IMAGING | GEMEDS | GE MEDICAL SYSTEMS | 80216 | 58115YP7 | UR MEDICAL FACULTY GROUP | URMFG |  | FINGER LAKES CARDIOLOGY CLIFTON SPRINGS IMAGING | FINLCS-I |  | 2nd floor; South Entrance | In Service | 10 | 3 |  |  |  |  | 091OP347057 | FINGER LAKES CARDIOLOGY ASSOCIATES
URMC | TRAUSI | TRANSDUCER; ULTRASOUND; IMAGING |  | 2C5V | TRANSDUCER; ULTRASOUND; IMAGING | WHAIMA | WHALE IMAGING | 36701 | 92016110121 | HIGHLAND HOSPITAL OF ROCHESTER | HIGHLAND |  | SAME DAY SURGERY | SAMEDAY | 1 |  | In Service | 10 | 3 |  |  |  |  | OP856200 | SAME DAY SURGERY
URMC | TRAUSI | TRANSDUCER; ULTRASOUND; IMAGING |  | 12L5V | TRANSDUCER; ULTRASOUND; IMAGING | WHAIMA | WHALE IMAGING | 36699 | 90416110177 | HIGHLAND HOSPITAL OF ROCHESTER | HIGHLAND |  | SAME DAY SURGERY | SAMEDAY | 1 | OR | In Service | 10 | 3 |  |  |  |  | OP856200 | SAME DAY SURGERY
URMC | TRAUSI | TRANSDUCER; ULTRASOUND; IMAGING |  | S4-1 | TRANSDUCER; ULTRASOUND; IMAGING | PHIMES | PHILIPS MEDICAL SYSTEMS NORTH AMERICA CO | 81881 | B21Y54 | HIGHLAND HOSPITAL OF ROCHESTER | HIGHLAND |  | UR MEDICINE HEART AND VASCULAR- IMAGING | URMEHV-I |  |  | In Service | 10 | 3 |  |  |  |  | OP857090 | UR MEDICINE HEART AND VASCULAR
URMC | TRAUSI | TRANSDUCER; ULTRASOUND; IMAGING |  | S4-1 | TRANSDUCER; ULTRASOUND; IMAGING | PHIMES | PHILIPS MEDICAL SYSTEMS NORTH AMERICA CO | 81882 | B21Y76 | HIGHLAND HOSPITAL OF ROCHESTER | HIGHLAND |  | UR MEDICINE HEART AND VASCULAR- IMAGING | URMEHV-I |  |  | In Service | 10 | 3 |  |  |  |  | OP857090 | UR MEDICINE HEART AND VASCULAR
URMC | TRAUSI | TRANSDUCER; ULTRASOUND; IMAGING |  | S4-1 | TRANSDUCER; ULTRASOUND; IMAGING | PHIMES | PHILIPS MEDICAL SYSTEMS NORTH AMERICA CO | 81883 | B21Y3J | HIGHLAND HOSPITAL OF ROCHESTER | HIGHLAND |  | UR MEDICINE HEART AND VASCULAR- IMAGING | URMEHV-I |  |  | In Service | 10 | 3 |  |  |  |  | OP857090 | UR MEDICINE HEART AND VASCULAR
URMC | TRAUSI | TRANSDUCER; ULTRASOUND; IMAGING |  | S4-1 | TRANSDUCER; ULTRASOUND; IMAGING | PHIMES | PHILIPS MEDICAL SYSTEMS NORTH AMERICA CO | 81884 | B21Y5D | HIGHLAND HOSPITAL OF ROCHESTER | HIGHLAND |  | UR MEDICINE HEART AND VASCULAR- IMAGING | URMEHV-I |  |  | In Service | 10 | 3 |  |  |  |  | OP857090 | UR MEDICINE HEART AND VASCULAR
URMC | TRAUSI | TRANSDUCER; ULTRASOUND; IMAGING |  | SP5-1S | TRANSDUCER; ULTRASONIC; P/N 120-002703-00 | MINNOA | MINDRAY NORTH AMERICA | 81960 | 9SC81009430 | STRONG MEMORIAL HOSPITAL | STRONG |  | 8-3400; RESPIRATORY SPECIAL CARE; IMAGIN | 8-3400-I |  |  | In Service | 10 | 3 |  |  |  |  | 050OP134592 | 8-3400; RESPIRATORY SPECIAL CARE
URMC | TRAUSI | TRANSDUCER; ULTRASOUND; IMAGING |  | 9L-RS | TRANSDUCER; ULTRASOUND; IMAGING | GEMEDS | GE MEDICAL SYSTEMS | 82172 | 273101YP6 | STRONG MEMORIAL HOSPITAL | STRONG |  | CARDIOLOGY; CARDIAC CATH LAB ;IMAGING | CARCA2-I |  | Cath lab | In Service | 10 | 3 |  |  |  |  | 050OP135525 | CARDIOLOGY; CARDIAC CATH LAB
URMC | TRAUSI | TRANSDUCER; ULTRASOUND; IMAGING |  | C1-5 | TRANSDUCER; ULTRASOUND; IMAGING | GEMEDS | GE MEDICAL SYSTEMS | 79587 | 248824YP5 | STRONG MEMORIAL HOSPITAL | STRONG |  | OB/GYN ULTRASOUND GROUP; IMAGING | OBGULG-I |  | 125 LATTIMORE | In Service | 10 | 3 |  |  |  |  | 050OP136577 | OB/GYN LATTIMORE ROAD
URMC | TRAUSI | TRANSDUCER; ULTRASOUND; IMAGING |  | EM6C | TRANSDUCER; ULTRASOUND; IMAGING | GEMEDS | GE MEDICAL SYSTEMS | 79589 | 220332KR1 | STRONG MEMORIAL HOSPITAL | STRONG |  | OB/GYN ULTRASOUND GROUP; IMAGING | OBGULG-I |  | 125 LATTIMORE | In Service | 10 | 3 |  |  |  |  | 050OP136577 | OB/GYN LATTIMORE ROAD
URMC | TRAUSI | TRANSDUCER; ULTRASOUND; IMAGING |  | M6C | TRANSDUCER; ULTRASOUND; IMAGING | GEMEDS | GE MEDICAL SYSTEMS | 79591 | 218938KR9 | STRONG MEMORIAL HOSPITAL | STRONG |  | OB/GYN ULTRASOUND GROUP; IMAGING | OBGULG-I |  | 125 lattimore | In Service | 10 | 3 |  |  |  |  | 050OP136577 | OB/GYN LATTIMORE ROAD
URMC | TRAUSI | TRANSDUCER; ULTRASOUND; IMAGING |  | 4C-RS | TRANSDUCER; ULTRASOUND; IMAGING | GEMEDS | GE MEDICAL SYSTEMS | 77166 | 615284WX7 | STRONG MEMORIAL HOSPITAL | STRONG |  | OB/GYN ULTRASOUND GROUP; IMAGING | OBGULG-I | 3rd | SMH / 3.1406 | In Service | 10 | 3 |  |  |  |  | 050OP136577 | OB/GYN LATTIMORE ROAD
URMC | TRAUSI | TRANSDUCER; ULTRASOUND; IMAGING |  | M5SC-D | TRANSDUCER; ULTRASOUND; IMAGING | GEMEDS | GE MEDICAL SYSTEMS | 79344 | 259475YP2 | STRONG MEMORIAL HOSPITAL | STRONG |  | AC-G; ECHOCARDIOGRAPHY; IMAGING | ACGECH-I |  |  | In Service | 11 | 2 |  |  |  |  | 050OP135565 | AC-G; ECHOCARDIOGRAPHY
URMC | TRAUSI | TRANSDUCER; ULTRASOUND; IMAGING |  | C1-5 | TRANSDUCER; ULTRASOUND; IMAGING | GEMEDS | GE MEDICAL SYSTEMS | 79581 | 258767YP3 | STRONG MEMORIAL HOSPITAL | STRONG |  | OB/GYN ULTRASOUND GROUP; IMAGING | OBGULG-I |  | 125 LATTIMORE | In Service | 10 | 3 |  |  |  |  | 050OP136577 | OB/GYN LATTIMORE ROAD
URMC | TRAUSI | TRANSDUCER; ULTRASOUND; IMAGING |  | EM6C | TRANSDUCER; ULTRASOUND; IMAGING | GEMEDS | GE MEDICAL SYSTEMS | 79583 | 220711KR6 | STRONG MEMORIAL HOSPITAL | STRONG |  | OB/GYN ULTRASOUND GROUP; IMAGING | OBGULG-I |  | 125 LATTIMORE | In Service | 10 | 3 |  |  |  |  | 050OP136577 | OB/GYN LATTIMORE ROAD
URMC | TRAUSI | TRANSDUCER; ULTRASOUND; IMAGING |  | EM6C | TRANSDUCER; ULTRASOUND; IMAGING | GEMEDS | GE MEDICAL SYSTEMS | 79584 | 220346KR1 | STRONG MEMORIAL HOSPITAL | STRONG |  | OB/GYN ULTRASOUND GROUP; IMAGING | OBGULG-I |  | 125 lattimore | In Service | 10 | 3 |  |  |  |  | 050OP136577 | OB/GYN LATTIMORE ROAD
URMC | TRAUSI | TRANSDUCER; ULTRASOUND; IMAGING |  | C1-5 | TRANSDUCER; ULTRASOUND; IMAGING | GEMEDS | GE MEDICAL SYSTEMS | 79585 | 266410YP0 | STRONG MEMORIAL HOSPITAL | STRONG |  | OB/GYN ULTRASOUND GROUP; IMAGING | OBGULG-I |  | 125 lattimore | In Service | 10 | 3 |  |  |  |  | 050OP136577 | OB/GYN LATTIMORE ROAD
URMC | TRAUSI | TRANSDUCER; ULTRASOUND; IMAGING |  | V11-3WS | TRANSDUCER; ULTRASOUND; IMAGING | MINNOA | MINDRAY NORTH AMERICA | 79635 | LDL78005680 | STRONG MEMORIAL HOSPITAL | STRONG |  | EMERGENCY DEPT-SMH; IMAGING | ED-SMH-I |  |  | In Service | 10 | 3 |  |  |  |  | 050OP138501 | EMERGENCY DEPARTMENT -SMH
URMC | TRAUSI | TRANSDUCER; ULTRASOUND; IMAGING |  | V11-3WS | TRANSDUCER; ULTRASOUND; IMAGING | MINNOA | MINDRAY NORTH AMERICA | 79647 | LDL78005671 | STRONG MEMORIAL HOSPITAL | STRONG |  | EMERGENCY DEPT-SMH; IMAGING | ED-SMH-I |  |  | In Service | 10 | 3 |  |  |  |  | 050OP138501 | EMERGENCY DEPARTMENT -SMH
URMC | TRAUSI | TRANSDUCER; ULTRASOUND; IMAGING |  | L12-4 | TRANSDUCER; ULTRASOUND; IMAGING- LUMIFY | PHIMES | PHILIPS MEDICAL SYSTEMS NORTH AMERICA CO | 79661 | 02HFWY | UR MEDICAL FACULTY GROUP | URMFG |  | UR MEDICINE VASCULAR LAB at PENFIELD-IMAGING | URMVLP-I |  |  | In Service | 10 | 3 |  |  |  |  | 091OP347344 | UR GENESEE VASCULAR LAB
URMC | TRAUSI | TRANSDUCER; ULTRASOUND; IMAGING |  | L9-3 | TRANSDUCER; ULTRASOUND; IMAGING | PHIMES | PHILIPS MEDICAL SYSTEMS NORTH AMERICA CO | 79662 | 031TWM | UR MEDICAL FACULTY GROUP | URMFG |  | UR MEDICINE VASCULAR LAB at PENFIELD-IMAGING | URMVLP-I |  |  | In Service | 10 | 3 |  |  |  |  | 091OP347344 | UR GENESEE VASCULAR LAB
URMC | TRAUSI | TRANSDUCER; ULTRASOUND; IMAGING |  | S3-1 | TRANSDUCER; ULTRASOUND; IMAGING | PHIMES | PHILIPS MEDICAL SYSTEMS NORTH AMERICA CO | 79663 | O2YTTN | UR MEDICAL FACULTY GROUP | URMFG |  | UR MEDICINE VASCULAR LAB at PENFIELD-IMAGING | URMVLP-I |  |  | In Service | 10 | 3 |  |  |  |  | 091OP347344 | UR GENESEE VASCULAR LAB
URMC | TRAUSI | TRANSDUCER; ULTRASOUND; IMAGING |  | P4-2S | TRANSDUCER; ULTRASOUND; IMAGING | MINNOA | MINDRAY NORTH AMERICA | 79636 | VSM77018438 | STRONG MEMORIAL HOSPITAL | STRONG |  | EMERGENCY DEPT-SMH; IMAGING | ED-SMH-I |  |  | In Service | 10 | 3 |  |  |  |  | 050OP138501 | EMERGENCY DEPARTMENT -SMH
URMC | TRAUSI | TRANSDUCER; ULTRASOUND; IMAGING |  | P4-2S | TRANSDUCER; ULTRASOUND; IMAGING | MINNOA | MINDRAY NORTH AMERICA | 79640 | VSM77018378 | STRONG MEMORIAL HOSPITAL | STRONG |  | EMERGENCY DEPT-SMH; IMAGING | ED-SMH-I |  |  | In Service | 10 | 3 |  |  |  |  | 050OP138501 | EMERGENCY DEPARTMENT -SMH
URMC | TRAUSI | TRANSDUCER; ULTRASOUND; IMAGING |  | P4-2S | TRANSDUCER; ULTRASOUND; IMAGING | MINNOA | MINDRAY NORTH AMERICA | 79644 | VSM77018409 | STRONG MEMORIAL HOSPITAL | STRONG |  | EMERGENCY DEPT-SMH; IMAGING | ED-SMH-I |  | ED Critical Care Bay | In Service | 10 | 3 |  |  |  |  | 050OP138501 | EMERGENCY DEPARTMENT -SMH
URMC | TRAUSI | TRANSDUCER; ULTRASOUND; IMAGING |  | P4-2S | TRANSDUCER; ULTRASOUND; IMAGING | MINNOA | MINDRAY NORTH AMERICA | 79652 | VSM77018435 | STRONG MEMORIAL HOSPITAL | STRONG |  | EMERGENCY DEPT-SMH; IMAGING | ED-SMH-I |  | PEDS ED RM 30 | In Service | 10 | 3 |  |  |  |  | 050OP138501 | EMERGENCY DEPARTMENT -SMH
URMC | TRAUSI | TRANSDUCER; ULTRASOUND; IMAGING |  | C5-2S | TRANSDUCER; ULTRASONIC | MINNOA | MINDRAY NORTH AMERICA | 79637 | 9KD77044872 | STRONG MEMORIAL HOSPITAL | STRONG |  | EMERGENCY DEPT-SMH; IMAGING | ED-SMH-I |  | ED Critical Care Bay | In Service | 10 | 3 |  |  |  |  | 050OP138501 | EMERGENCY DEPARTMENT -SMH
URMC | TRAUSI | TRANSDUCER; ULTRASOUND; IMAGING |  | C5-2S | TRANSDUCER; ULTRASONIC | MINNOA | MINDRAY NORTH AMERICA | 79641 | 9KD77044857 | STRONG MEMORIAL HOSPITAL | STRONG |  | EMERGENCY DEPT-SMH; IMAGING | ED-SMH-I |  | PEDS ED RM 30 | In Service | 10 | 3 |  |  |  |  | 050OP138501 | EMERGENCY DEPARTMENT -SMH
URMC | TRAUSI | TRANSDUCER; ULTRASOUND; IMAGING |  | C11-3S | TRANSDUCER; ULTRASOUND; IMAGING | MINNOA | MINDRAY NORTH AMERICA | 79645 | LDK79003657 | STRONG MEMORIAL HOSPITAL | STRONG |  | EMERGENCY DEPT-SMH; IMAGING | ED-SMH-I |  |  | In Service | 10 | 3 |  |  |  |  | 050OP138501 | EMERGENCY DEPARTMENT -SMH
URMC | TRAUSI | TRANSDUCER; ULTRASOUND; IMAGING |  | C11-3S | TRANSDUCER; ULTRASOUND; IMAGING | MINNOA | MINDRAY NORTH AMERICA | 79649 | LDK79003658 | STRONG MEMORIAL HOSPITAL | STRONG |  | EMERGENCY DEPT-SMH; IMAGING | ED-SMH-I |  |  | In Service | 10 | 3 |  |  |  |  | 050OP138501 | EMERGENCY DEPARTMENT -SMH
URMC | TRAUSI | TRANSDUCER; ULTRASOUND; IMAGING |  | L14-6S | TRANSDUCER; ULTRASOUND; IMAGING | MINNOA | MINDRAY NORTH AMERICA | 79651 | 8MR79001430 | STRONG MEMORIAL HOSPITAL | STRONG |  | STRONG WEST EMERGENCY DEPT | SWEMED |  |  | In Service | 10 | 3 |  |  |  |  | 050OP139680 | STRONG WEST BROCKPORT
URMC | TRAUSI | TRANSDUCER; ULTRASOUND; IMAGING |  | C1-6-D | TRANSDUCER; ULTRASOUND; IMAGING | GEMEDS | GE MEDICAL SYSTEMS | 36980 | 279721YP5 | HIGHLAND HOSPITAL OF ROCHESTER | HIGHLAND |  | MEDICAL IMAGING | DIAGRAD |  | Interventional Radiolgy | In Service | 10 | 3 |  |  |  |  | OP857470 | MEDICAL IMAGING
URMC | TRAUSI | TRANSDUCER; ULTRASOUND; IMAGING |  | 9T-RS | TRANSDUCER; ULTRASOUND; IMAGING | GEMEDS | GE MEDICAL SYSTEMS | 36982 | 30789 | HIGHLAND HOSPITAL OF ROCHESTER | HIGHLAND |  | CARDIOLOGY | CARDIO | 2nd | HH Cardio kept in HPC | In Service | 10 | 3 |  |  |  |  | OP857450 | CARDIOLOGY
URMC | TRAUSI | TRANSDUCER; ULTRASOUND; IMAGING |  | S4-1 | TRANSDUCER; ULTRASOUND; IMAGING | PHIMES | PHILIPS MEDICAL SYSTEMS NORTH AMERICA CO | 81595 | B2D2M5 | STRONG MEMORIAL HOSPITAL | STRONG |  | 7-3400; ADULT ACUTE CARE; IMAGING | 7-3400-I |  | Float see notes | In Service | 10 | 3 |  |  |  |  | 050OP134590 | 7-3400; ADULT ACUTE CARE
URMC | TRAUSI | TRANSDUCER; ULTRASOUND; IMAGING |  | S4-1 | TRANSDUCER; ULTRASOUND; IMAGING | PHIMES | PHILIPS MEDICAL SYSTEMS NORTH AMERICA CO | 81594 | B2D3CC | STRONG MEMORIAL HOSPITAL | STRONG |  | 7-3400; ADULT ACUTE CARE; IMAGING | 7-3400-I |  | Flote see notes | In Service | 10 | 3 |  |  |  |  | 050OP134590 | 7-3400; ADULT ACUTE CARE
URMC | TRAUSI | TRANSDUCER; ULTRASOUND; IMAGING |  | IC5-9-D | TRANSDUCER; ULTRASOUND; IMAGING | GEMEDS | GE MEDICAL SYSTEMS | 83476 | 665456WX0 | STRONG MEMORIAL HOSPITAL | STRONG |  | RADIOLOGY; DIAGNOSTIC; IMAGING | RADDIA-I |  | ED Ultrasound | In Service | 10 | 3 |  |  |  |  | 050OP136555 | IMAGING SCIENCES - SMH
URMC | TRAUSI | TRANSDUCER; ULTRASOUND; IMAGING |  | 9T-RS | TRANSDUCER; ULTRASOUND; IMAGING | GEMEDS | GE MEDICAL SYSTEMS | 83488 | 30741 | STRONG MEMORIAL HOSPITAL | STRONG |  | AC-G; ECHOCARDIOGRAPHY; IMAGING | ACGECH-I |  |  | In Service | 10 | 3 |  |  |  |  | 050OP135565 | AC-G; ECHOCARDIOGRAPHY
URMC | TRAUSI | TRANSDUCER; ULTRASOUND; IMAGING |  | L14-6S | TRANSDUCER; ULTRASOUND; IMAGING | MINNOA | MINDRAY NORTH AMERICA | 83841 | 8MR81003732 | STRONG MEMORIAL HOSPITAL | STRONG |  | DEPARTMENT OF MEDICINE- IMAGING | DEPMED-I |  |  | In Service | 10 | 3 |  |  |  |  | 050OP137552 | AC-5; MEDICINE
URMC | TRAUSI | TRANSDUCER; ULTRASOUND; IMAGING |  | C5-2S | TRANSDUCER; ULTRASONIC | MINNOA | MINDRAY NORTH AMERICA | 83842 | 9KD81053627 | STRONG MEMORIAL HOSPITAL | STRONG |  | DEPARTMENT OF MEDICINE- IMAGING | DEPMED-I |  |  | In Service | 10 | 3 |  |  |  |  | 050OP137552 | AC-5; MEDICINE
URMC | TRAUSI | TRANSDUCER; ULTRASOUND; IMAGING |  | P4-2S | TRANSDUCER; ULTRASOUND; IMAGING | MINNOA | MINDRAY NORTH AMERICA | 83843 | VSM84026268 | STRONG MEMORIAL HOSPITAL | STRONG |  | DEPARTMENT OF MEDICINE- IMAGING | DEPMED-I |  |  | In Service | 10 | 3 |  |  |  |  | 050OP137552 | AC-5; MEDICINE
URMC | TRAUSI | TRANSDUCER; ULTRASOUND; IMAGING |  | Z6MS | TRANSDUCER; ULTRASOUND; IMAGING | SIEMEN | SIEMENS MEDICAL SYS | 77185 | 82310532 | STRONG MEMORIAL HOSPITAL | STRONG |  | AC-1; PEDIATRIC CARDIOLOGY; IMAGING | AC1PEC-I |  |  | Storage; Operational | 10 | 3 |  |  |  |  | 050OP349801 | PEDIATRIC CARDIOLOGY
URMC | TRAUSI | TRANSDUCER; ULTRASOUND; IMAGING |  | 6TC-RS | TRANSDUCER; ULTRASOUND; IMAGING | GEMEDS | GE MEDICAL SYSTEMS | 83623 | 97297 | STRONG MEMORIAL HOSPITAL | STRONG |  | AC-G; ECHOCARDIOGRAPHY; IMAGING | ACGECH-I |  |  | In Service | 10 | 3 |  |  |  |  | 050OP135565 | AC-G; ECHOCARDIOGRAPHY
URMC | TRAUSI | TRANSDUCER; ULTRASOUND; IMAGING |  | RC60XI | TRANSDUCER; ULTRASOUND; IMAGING; 5-2 MHZ | SONULS | SONOSITE ULTRASOUND SYSTEMS | 83633 | 04FYND | STRONG MEMORIAL HOSPITAL | STRONG |  | ORTHOPEDIC CLINIC (CLOSED) | ZZORTCL1 |  | CC Bldg D; 4901 Lac du Ville | In Service | 10 | 3 |  |  |  |  | 050OP137515 | ORTHOPAEDIC CLINIC
URMC | TRAUSI | TRANSDUCER; ULTRASOUND; IMAGING |  | L4-12T-RS | TRANSDUCER; ULTRASOUND; IMAGING | GEMEDS | GE MEDICAL SYSTEMS | 83563 | 677841WX9 | STRONG MEMORIAL HOSPITAL | STRONG |  | AC-3; ENDOCRINOLOGY; IMAGING | AC3END-I |  | AC3 | In Service | 10 | 3 |  |  |  |  | 050OP137552 | AC-5; MEDICINE
URMC | TRAUSI | TRANSDUCER; ULTRASOUND; IMAGING |  | L8-18I-RS | TRANSDUCER; ULTRASOUND; IMAGING | GEMEDS | GE MEDICAL SYSTEMS | 83564 | 280879YP8 | STRONG MEMORIAL HOSPITAL | STRONG |  | AC-3; ENDOCRINOLOGY; IMAGING | AC3END-I |  |  | In Service | 10 | 3 |  |  |  |  | 050OP137552 | AC-5; MEDICINE
URMC | TRAUSI | TRANSDUCER; ULTRASOUND; IMAGING |  | E8C-RS | TRANSDUCER; ULTRASOUND; IMAGING | GEMEDS | GE MEDICAL SYSTEMS | 34774 | 677445WX9 | HIGHLAND HOSPITAL OF ROCHESTER | HIGHLAND |  | OB/GYN DEPARTMENT | OBGDEP | 3 | Triage | In Service | 10 | 3 |  |  |  |  | OP858140 | OB/GYN DEPARTMENT
URMC | TRAUSI | TRANSDUCER; ULTRASOUND; IMAGING |  | 9L-D | TRANSDUCER; ULTRASOUND; IMAGING | GEMEDS | GE MEDICAL SYSTEMS | 83628 | 203512WP9 | UR MEDICAL FACULTY GROUP | URMFG |  | UR MEDICINE VASCULAR LAB at WESTFALL- IMAGING | URMVLW-I |  | 919 Westfall Road; Bldg B | In Service | 10 | 3 |  |  |  |  | 091OP347344 | UR GENESEE VASCULAR LAB
URMC | TRAUSI | TRANSDUCER; ULTRASOUND; IMAGING |  | C1-6-D | TRANSDUCER; ULTRASOUND; IMAGING | GEMEDS | GE MEDICAL SYSTEMS | 83629 | 293891YP8 | UR MEDICAL FACULTY GROUP | URMFG |  | UR MEDICINE VASCULAR LAB at WESTFALL- IMAGING | URMVLW-I |  | 919 Westfall Rd; Blg B | In Service | 10 | 3 |  |  |  |  | 091OP347344 | UR GENESEE VASCULAR LAB
URMC | TRAUSI | TRANSDUCER; ULTRASOUND; IMAGING |  | 9L-D | TRANSDUCER; ULTRASOUND; IMAGING | GEMEDS | GE MEDICAL SYSTEMS | 83625 | 203689WP5 | UR MEDICAL FACULTY GROUP | URMFG |  | UR MEDICINE VASCULAR LAB at WESTFALL- IMAGING | URMVLW-I |  | 919 Westfall Rd; Bldg B | In Service | 10 | 3 |  |  |  |  | 091OP347344 | UR GENESEE VASCULAR LAB
URMC | TRAUSI | TRANSDUCER; ULTRASOUND; IMAGING |  | C1-6-D | TRANSDUCER; ULTRASOUND; IMAGING | GEMEDS | GE MEDICAL SYSTEMS | 83626 | 293809YP0 | UR MEDICAL FACULTY GROUP | URMFG |  | UR MEDICINE VASCULAR LAB at WESTFALL- IMAGING | URMVLW-I |  | 395 West Street | In Service | 10 | 3 |  |  |  |  | 091OP347344 | UR GENESEE VASCULAR LAB
URMC | TRAUSI | TRANSDUCER; ULTRASOUND; IMAGING |  | 9L-D | TRANSDUCER; ULTRASOUND; IMAGING | GEMEDS | GE MEDICAL SYSTEMS | 82239 | 194495WP8 | STRONG MEMORIAL HOSPITAL | STRONG |  | RADIOLOGY; DIAGNOSTIC; IMAGING | RADDIA-I |  |  | In Service | 10 | 3 |  |  |  |  | 050OP136555 | IMAGING SCIENCES - SMH
URMC | TRAUSI | TRANSDUCER; ULTRASOUND; IMAGING |  | 9L-RS | TRANSDUCER; ULTRASOUND; IMAGING | GEMEDS | GE MEDICAL SYSTEMS | 82434 | 280804YP6 | STRONG MEMORIAL HOSPITAL | STRONG |  | CARDIOLOGY; CARDIAC CATH LAB ;IMAGING | CARCA2-I | G | cath lab ground floor | In Service | 10 | 3 |  |  |  |  | 050OP135525 | CARDIOLOGY; CARDIAC CATH LAB
URMC | TRAUSI | TRANSDUCER; ULTRASOUND; IMAGING |  | 9L-RS | TRANSDUCER; ULTRASOUND; IMAGING | GEMEDS | GE MEDICAL SYSTEMS | 82452 | 155796YP6 | STRONG MEMORIAL HOSPITAL | STRONG |  | CARDIOLOGY; CARDIAC CATH LAB ;IMAGING | CARCA2-I |  |  | In Service | 10 | 3 |  |  |  |  | 050OP135525 | CARDIOLOGY; CARDIAC CATH LAB
URMC | TRAUSI | TRANSDUCER; ULTRASOUND; IMAGING |  | 9L-D | TRANSDUCER; ULTRASOUND; IMAGING | GEMEDS | GE MEDICAL SYSTEMS | 83013 | 201455WP3 | STRONG MEMORIAL HOSPITAL | STRONG |  | AC-G; CLINICAL CARDIOLOGY; IMAGING | ACGCLC-I | G | AC GROUND | In Service | 10 | 3 |  |  |  |  | 050OP137530 | AC-G; CLINICAL CARDIOLOGY
URMC | TRAUSI | TRANSDUCER; ULTRASOUND; IMAGING |  | RIC5-9W-RS | TRANSDUCER; ULTRASOUND; IMAGING | GEMEDS | GE MEDICAL SYSTEMS | 83089 | 210888KR4 | UR MEDICAL FACULTY GROUP | URMFG |  | UR MEDICINE MENOPAUSE AND WOMEN'S HEALTH- IMAGING | URMMHW-I |  | Corner of So Clinton and Westfall | In Service | 10 | 3 |  |  |  |  | 091OP347259 | UR MEDICINE MENOPAUSE AND WOMEN'S HEALTH
URMC | TRAUSI | TRANSDUCER; ULTRASOUND; IMAGING |  | IC5-9-D | TRANSDUCER; ULTRASOUND; IMAGING | GEMEDS | GE MEDICAL SYSTEMS | 83133 | 662588WX3 | STRONG MEMORIAL HOSPITAL | STRONG |  | RADIOLOGY; DIAGNOSTIC; IMAGING | RADDIA-I |  | 601 elmwood | In Service | 10 | 3 |  |  |  |  | 050OP136555 | IMAGING SCIENCES - SMH
URMC | TRAUSI | TRANSDUCER; ULTRASOUND; IMAGING |  | #NAME? | TRANSDUCER; ULTRASOUND; IMAGING | ECHSEN | ECHOSENS | 83100 | S76161 | UR MEDICAL FACULTY GROUP | URMFG |  | PEDIATRIC GASTROENTEROLOGY & NUTRITION | PEDGAN | 3rd | Clinto Crossing; Bldg E;Suite 340 | In Service | 10 | 3 |  |  |  |  | 091OP349559 | PEDIATRIC GASTROENTEREOLOGY & NUTRITION
URMC | TRAUSI | TRANSDUCER; ULTRASOUND; IMAGING |  | XL+ | TRANSDUCER; ULTRASOUND; IMAGING | ECHSEN | ECHOSENS | 83099 | S93687 | UR MEDICAL FACULTY GROUP | URMFG |  | PEDIATRIC GASTROENTEROLOGY & NUTRITION | PEDGAN | 3rd | Clinton Crossing; Bldg E; Suite 340 | In Service | 10 | 3 |  |  |  |  | 091OP349559 | PEDIATRIC GASTROENTEREOLOGY & NUTRITION
URMC | TRAUSI | TRANSDUCER; ULTRASOUND; IMAGING |  | RIC5-9-D | TRANSDUCER; ULTRASOUND; IMAGING | GEMEDS | GE MEDICAL SYSTEMS | 36793 | 197704KR0 | HIGHLAND HOSPITAL OF ROCHESTER | HIGHLAND |  | PROFESSIONAL OFFICE BUIDING | POB |  | RM105 | In Service | 10 | 3 |  |  |  |  | OP859400 | PROFESSIONAL OFFICE BUIDING
URMC | TRAUSI | TRANSDUCER; ULTRASOUND; IMAGING |  | IC5-9-D | TRANSDUCER; ULTRASOUND; IMAGING | GEMEDS | GE MEDICAL SYSTEMS | 81589 | 673250WX7 | STRONG MEMORIAL HOSPITAL | STRONG |  | RADIOLOGY; DIAGNOSTIC; IMAGING | RADDIA-I |  | STRONG WEST | In Service | 10 | 3 |  |  |  |  | 050OP136555 | IMAGING SCIENCES - SMH
URMC | TRAUSI | TRANSDUCER; ULTRASOUND; IMAGING |  | L7SVA | TRANSDUCER; ULTRASOUND; IMAGING | BARACS | BARD ACCESS SYSTEMS (ULTRASOUND) | 82283 | 2017090019 | STRONG MEMORIAL HOSPITAL | STRONG |  | 4-2800 CICU- IMAGING | 4-2800-I |  | 328811 | In Service | 10 | 3 |  |  |  |  | 050OP134512 | 4-2800 CICU
URMC | TRAUSI | TRANSDUCER; ULTRASOUND; IMAGING |  | P3 | TRANSDUCER; ULTRASOUND; IMAGING | BARACS | BARD ACCESS SYSTEMS (ULTRASOUND) | 82284 | 201830006 | STRONG MEMORIAL HOSPITAL | STRONG |  | 4-2800 CICU- IMAGING | 4-2800-I |  | 328811 | In Service | 10 | 3 |  |  |  |  | 050OP134512 | 4-2800 CICU
URMC | TRAUSI | TRANSDUCER; ULTRASOUND; IMAGING |  | C1-6-D | TRANSDUCER; ULTRASOUND; IMAGING | GEMEDS | GE MEDICAL SYSTEMS | 81583 | 267887YP8 | STRONG MEMORIAL HOSPITAL | STRONG |  | UNIVERSITY IMAGING AT EAST RIVER ROAD-IMAGING | UNIMER-I | 2 | Ultrasound Dept | In Service | 10 | 3 |  |  |  |  | 050OP136547 | UNIVERSITY IMAGING AT EAST RIVER ROAD
URMC | TRAUSI | TRANSDUCER; ULTRASOUND; IMAGING |  | M5SC-D | TRANSDUCER; ULTRASOUND; IMAGING | GEMEDS | GE MEDICAL SYSTEMS | 36930 | 5446812 | HIGHLAND HOSPITAL OF ROCHESTER | HIGHLAND |  | CARDIOLOGY | CARDIO |  | HH Cardio | In Service | 10 | 3 |  |  |  |  | OP857450 | CARDIOLOGY
URMC | TRAUSI | TRANSDUCER; ULTRASOUND; IMAGING |  | P2D | PROBE; DOPPLER | GEMEDS | GE MEDICAL SYSTEMS | 36931 | 11N1839 | HIGHLAND HOSPITAL OF ROCHESTER | HIGHLAND |  | CARDIOLOGY | CARDIO |  |  | In Service | 10 | 3 |  |  |  |  | OP857450 | CARDIOLOGY
URMC | TRAUSI | TRANSDUCER; ULTRASOUND; IMAGING |  | RIC5-9-D | TRANSDUCER; ULTRASOUND; IMAGING | GEMEDS | GE MEDICAL SYSTEMS | 81588 | 166015KR8 | STRONG MEMORIAL HOSPITAL | STRONG |  | OB/GYN ULTRASOUND GROUP; IMAGING | OBGULG-I |  | LATIMORE | In Service | 10 | 3 |  |  |  |  | 050OP136577 | OB/GYN LATTIMORE ROAD
URMC | TRAUSI | TRANSDUCER; ULTRASOUND; IMAGING |  | M4S-RS | SCANNER; ULTRASONIC; IMAGING | GEMEDS | GE MEDICAL SYSTEMS | 76551 | 230681YP9 | UR MEDICAL FACULTY GROUP | URMFG |  | FINGER LAKES CARDIOLOGY CLIFTON SPRINGS IMAGING | FINLCS-I | 2 | Clifton Springs Hospital | In Service | 16 | 3 |  |  |  |  | 091OP347057 | FINGER LAKES CARDIOLOGY ASSOCIATES
URMC | TRAUSI | TRANSDUCER; ULTRASOUND; IMAGING |  | C1-6-D | TRANSDUCER; ULTRASOUND; IMAGING | GEMEDS | GE MEDICAL SYSTEMS | 35191 | 232093YP5 | HIGHLAND HOSPITAL OF ROCHESTER | HIGHLAND |  | CARDIOLOGY | CARDIO |  | Red CreekCardio | In Service | 10 | 3 |  |  |  |  | OP857450 | CARDIOLOGY
URMC | TRAUSI | TRANSDUCER; ULTRASOUND; IMAGING |  | 9L-D | TRANSDUCER; ULTRASOUND; IMAGING | GEMEDS | GE MEDICAL SYSTEMS | 35192 | 184775WP5 | HIGHLAND HOSPITAL OF ROCHESTER | HIGHLAND |  | CARDIOLOGY | CARDIO |  | Red Creek Cardio | In Service | 10 | 3 |  |  |  |  | OP857450 | CARDIOLOGY
URMC | TRAUSI | TRANSDUCER; ULTRASOUND; IMAGING |  | 6VT-D | TRANSDUCER; ULTRASOUND; IMAGING | GEMEDS | GE MEDICAL SYSTEMS | 35193 | 207391 | HIGHLAND HOSPITAL OF ROCHESTER | HIGHLAND |  | CARDIOLOGY | CARDIO |  | Adult TEE kept in HPC | In Service | 10 | 3 |  |  |  |  | OP857450 | CARDIOLOGY
URMC | TRAUSI | TRANSDUCER; ULTRASOUND; IMAGING |  | C5-2S | TRANSDUCER; ULTRASONIC | MINNOA | MINDRAY NORTH AMERICA | 71761 | NDX57025551 | HIGHLAND HOSPITAL OF ROCHESTER | HIGHLAND |  | FAMILY MEDICINE; SOUTH CLINTON AVE | FAMSOU |  | 777 south clinton ave | In Service | 10 | 3 |  |  |  |  | OP858990 | FAMILY MEDICINE; SOUTH AVENUE
URMC | TRAUSI | TRANSDUCER; ULTRASOUND; IMAGING |  | C5-2S | TRANSDUCER; ULTRASONIC | MINNOA | MINDRAY NORTH AMERICA | 76313 |  | HIGHLAND HOSPITAL OF ROCHESTER | HIGHLAND |  | FAMILY MEDICINE; SOUTH CLINTON AVE | FAMSOU |  | 777 SOUTH CLINTON | In Service | 10 | 3 |  |  |  |  | OP858990 | FAMILY MEDICINE; SOUTH AVENUE
URMC | TRAUSI | TRANSDUCER; ULTRASOUND; IMAGING |  | RIC5-9H | TRANSDUCER; ULTRASOUND; IMAGING | GEMEDS | GE MEDICAL SYSTEMS | 76539 | 63424KR6 | STRONG MEMORIAL HOSPITAL | STRONG |  | OB/GYN ULTRASOUND GROUP; IMAGING | OBGULG-I | 2 |  | In Service | 10 | 3 |  |  |  |  | 050OP136577 | OB/GYN LATTIMORE ROAD
URMC | TRAUSI | TRANSDUCER; ULTRASOUND; IMAGING |  | 12L-RS | TRANSDUCER; ULTRASOUND; IMAGING | GEMEDS | GE MEDICAL SYSTEMS | 76365 | 166407PD7 | STRONG MEMORIAL HOSPITAL | STRONG |  | ANESTHESIOLOGY; GROUP 1; IMAGING | ANEST1-I |  | OR | In Service | 10 | 3 |  |  |  |  | 050OP136553 | ANESTHESIOLOGY - SMH
URMC | TRAUSI | TRANSDUCER; ULTRASOUND; IMAGING |  | 9L-RS | TRANSDUCER; ULTRASOUND; IMAGING | GEMEDS | GE MEDICAL SYSTEMS | 76367 | 183511WP5 | STRONG MEMORIAL HOSPITAL | STRONG |  | ANESTHESIOLOGY; GROUP 1; IMAGING | ANEST1-I |  | OR | In Service | 10 | 3 |  |  |  |  | 050OP136553 | ANESTHESIOLOGY - SMH
URMC | TRAUSI | TRANSDUCER; ULTRASOUND; IMAGING |  | 9L-D | TRANSDUCER; ULTRASOUND; IMAGING | GEMEDS | GE MEDICAL SYSTEMS | 76363 | 184819WP1 | UR MEDICAL FACULTY GROUP | URMFG |  | FINGER LAKES CARDIOLOGY-CANANDAIGUA | FINLACC |  | Finger Lakes Cardiology | In Service | 10 | 3 |  |  |  |  | 091OP347057 | FINGER LAKES CARDIOLOGY ASSOCIATES
URMC | TRAUSI | TRANSDUCER; ULTRASOUND; IMAGING |  | 12L-RS | TRANSDUCER; ULTRASOUND; IMAGING | GEMEDS | GE MEDICAL SYSTEMS | 76377 | 166783PD1 | STRONG MEMORIAL HOSPITAL | STRONG |  | ANESTHESIOLOGY; GROUP 1; IMAGING | ANEST1-I |  |  | In Service | 10 | 3 |  |  |  |  | 050OP136553 | ANESTHESIOLOGY - SMH
URMC | TRAUSI | TRANSDUCER; ULTRASOUND; IMAGING |  | C1-6-D | TRANSDUCER; ULTRASOUND; IMAGING | GEMEDS | GE MEDICAL SYSTEMS | 76359 | 229195YP3 | STRONG MEMORIAL HOSPITAL | STRONG |  | ANESTHESIOLOGY; GROUP 1; IMAGING | ANEST1-I |  | OR | In Service | 10 | 3 |  |  |  |  | 050OP136553 | ANESTHESIOLOGY - SMH
URMC | TRAUSI | TRANSDUCER; ULTRASOUND; IMAGING |  | 12L-RS | TRANSDUCER; ULTRASOUND; IMAGING | GEMEDS | GE MEDICAL SYSTEMS | 76360 | 167115PD5 | STRONG MEMORIAL HOSPITAL | STRONG |  | ANESTHESIOLOGY; GROUP 1; IMAGING | ANEST1-I |  | OR | In Service | 10 | 3 |  |  |  |  | 050OP136553 | ANESTHESIOLOGY - SMH
URMC | TRAUSI | TRANSDUCER; ULTRASOUND; IMAGING |  | M5S-D | Probe | GEMEDS | GE MEDICAL SYSTEMS | 76375 | 233852YP3 | STRONG MEMORIAL HOSPITAL | STRONG |  | ANESTHESIOLOGY; GROUP 1; IMAGING | ANEST1-I |  |  | In Service | 10 | 3 |  |  |  |  | 050OP136553 | ANESTHESIOLOGY - SMH
URMC | TRAUSI | TRANSDUCER; ULTRASOUND; IMAGING |  | E8C-RS | TRANSDUCER; ULTRASOUND; IMAGING | GEMEDS | GE MEDICAL SYSTEMS | 76045 | 535563WX1 | UR MEDICAL FACULTY GROUP | URMFG |  | STRONG FERTILITY CENTER | STRFEC |  |  | In Service | 10 | 3 |  |  |  |  | 091OP349803 | STRONG FERTILITY CENTER
URMC | TRAUSI | TRANSDUCER; ULTRASOUND; IMAGING |  | RAB4-8L | TRANSDUCER; ULTRASOUND; IMAGING | GEMEDS | GE MEDICAL SYSTEMS | 76104 |  | STRONG MEMORIAL HOSPITAL | STRONG |  | OB/GYN ULTRASOUND GROUP; IMAGING | OBGULG-I |  |  | In Service | 10 | 3 |  |  |  |  | 050OP136577 | OB/GYN LATTIMORE ROAD
URMC | TRAUSI | TRANSDUCER; ULTRASOUND; IMAGING |  | M5S-D | Probe | GEMEDS | GE MEDICAL SYSTEMS | 76355 | 232596YP7 | STRONG MEMORIAL HOSPITAL | STRONG |  | ANESTHESIOLOGY; GROUP 1; IMAGING | ANEST1-I |  | OR | In Service | 10 | 3 |  |  |  |  | 050OP136553 | ANESTHESIOLOGY - SMH
URMC | TRAUSI | TRANSDUCER; ULTRASOUND; IMAGING |  | C1-6-D | TRANSDUCER; ULTRASOUND; IMAGING | GEMEDS | GE MEDICAL SYSTEMS | 76356 | 229156YP5 | STRONG MEMORIAL HOSPITAL | STRONG |  | ANESTHESIOLOGY; GROUP 1; IMAGING | ANEST1-I |  | OR | In Service | 10 | 3 |  |  |  |  | 050OP136553 | ANESTHESIOLOGY - SMH
URMC | TRAUSI | TRANSDUCER; ULTRASOUND; IMAGING |  | 9L-D | TRANSDUCER; ULTRASOUND; IMAGING | GEMEDS | GE MEDICAL SYSTEMS | 76357 | 184450WP5 | STRONG MEMORIAL HOSPITAL | STRONG |  | ANESTHESIOLOGY; GROUP 1; IMAGING | ANEST1-I |  | OR | In Service | 10 | 3 |  |  |  |  | 050OP136553 | ANESTHESIOLOGY - SMH
URMC | TRAUSI | TRANSDUCER; ULTRASOUND; IMAGING |  | RIC5-9-RS | TRANSDUCER; ULTRASOUND; IMAGING | GEMEDS | GE MEDICAL SYSTEMS | 77214 | 193762KR2 | UR MEDICAL FACULTY GROUP | URMFG |  | STRONG FERTILITY CENTER | STRFEC |  |  | In Service | 10 | 3 |  |  |  |  | 091OP349803 | STRONG FERTILITY CENTER
URMC | TRAUSI | TRANSDUCER; ULTRASOUND; IMAGING |  | 3D9-3V | TRANSDUCER; ULTRASOUND; IMAGING | PHIMES | PHILIPS MEDICAL SYSTEMS NORTH AMERICA CO | 35255 | B07DHY | HIGHLAND HOSPITAL OF ROCHESTER | HIGHLAND |  | PERINATAL CENTER | PERCEN | 1 | SUITE 105 POB | In Service | 10 | 3 |  |  |  |  | OP858180 | PERINATAL CLINIC
URMC | TRAUSI | TRANSDUCER; ULTRASOUND; IMAGING |  | EUP-V53 | TRANSDUCER; ULTRASOUND; IMAGING | HITINS | HITACHI INSTRUMENTS | 77235 | KELL862741B | STRONG MEMORIAL HOSPITAL | STRONG |  | UROLOGY; IMAGING | UROLOG-I |  | BATAVIA | In Service | 10 | 3 |  |  |  |  | 050OP137518 | AC-2; UROLOGY
URMC | TRAUSI | TRANSDUCER; ULTRASOUND; IMAGING |  | E8C-RS | TRANSDUCER; ULTRASOUND; IMAGING | GEMEDS | GE MEDICAL SYSTEMS | 76561 | 543183WX8 | STRONG MEMORIAL HOSPITAL | STRONG |  | OB/GYN ULTRASOUND GROUP; IMAGING | OBGULG-I |  | FERTILITY SUITE 220 | In Service | 10 | 3 |  |  |  |  | 050OP136577 | OB/GYN LATTIMORE ROAD
URMC | TRAUSI | TRANSDUCER; ULTRASOUND; IMAGING |  | E8C-RS | TRANSDUCER; ULTRASOUND; IMAGING | GEMEDS | GE MEDICAL SYSTEMS | 76918 | 556434WX9 | UR MEDICAL FACULTY GROUP | URMFG |  | STRONG FERTILITY CENTER; IMAGING | STRFEC-I |  | suite 210 | In Service | 10 | 3 |  |  |  |  | 091OP349803 | STRONG FERTILITY CENTER
URMC | TRAUSI | TRANSDUCER; ULTRASOUND; IMAGING |  | RIC5-9-D | TRANSDUCER; ULTRASOUND; IMAGING | GEMEDS | GE MEDICAL SYSTEMS | 76925 | 17740KR8 | STRONG MEMORIAL HOSPITAL | STRONG |  | OB/GYN; LATTIMORE ROAD IMAGING | OBGLAT-I |  |  | In Service | 10 | 3 |  |  |  |  | 050OP136577 | OB/GYN LATTIMORE ROAD
URMC | TRAUSI | TRANSDUCER; ULTRASOUND; IMAGING |  | P4-1C | TRANSDUCER; ULTRASOUND; IMAGING | ZONARE | ZONARE | 76928 | 13381P4X116H | STRONG MEMORIAL HOSPITAL | STRONG |  | EMERGENCY DEPT-SMH; IMAGING | ED-SMH-I |  |  | In Service | 10 | 3 |  |  |  |  | 050OP138501 | EMERGENCY DEPARTMENT -SMH
URMC | TRAUSI | TRANSDUCER; ULTRASOUND; IMAGING |  | RAB-6D | TRANSDUCER; ULTRASOUND; IMAGING | GEMEDS | GE MEDICAL SYSTEMS | 77194 | 573397WX7 | STRONG MEMORIAL HOSPITAL | STRONG |  | OB/GYN ULTRASOUND GROUP; IMAGING | OBGULG-I |  | LATTIMORE | In Service | 10 | 3 |  |  |  |  | 050OP136577 | OB/GYN LATTIMORE ROAD
URMC | TRAUSI | TRANSDUCER; ULTRASOUND; IMAGING |  | RIC5-9-D | TRANSDUCER; ULTRASOUND; IMAGING | GEMEDS | GE MEDICAL SYSTEMS | 77193 | 216312KR9 | STRONG MEMORIAL HOSPITAL | STRONG |  | OB/GYN ULTRASOUND GROUP; IMAGING | OBGULG-I |  | LATTIMORE | In Service | 10 | 3 |  |  |  |  | 050OP136577 | OB/GYN LATTIMORE ROAD
URMC | TRAUSI | TRANSDUCER; ULTRASOUND; IMAGING |  | RAB-6D | TRANSDUCER; ULTRASOUND; IMAGING | GEMEDS | GE MEDICAL SYSTEMS | 77192 | 573392WX8 | STRONG MEMORIAL HOSPITAL | STRONG |  | OB/GYN ULTRASOUND GROUP; IMAGING | OBGULG-I |  | LATTIMORE | In Service | 10 | 3 |  |  |  |  | 050OP136577 | OB/GYN LATTIMORE ROAD
URMC | TRAUSI | TRANSDUCER; ULTRASOUND; IMAGING |  | C1-5-D | TRANSDUCER; ULTRASOUND; IMAGING | GEMEDS | GE MEDICAL SYSTEMS | 77191 | 246426YP1 | STRONG MEMORIAL HOSPITAL | STRONG |  | OB/GYN ULTRASOUND GROUP; IMAGING | OBGULG-I |  | LATTIMORE | In Service | 10 | 3 |  |  |  |  | 050OP136577 | OB/GYN LATTIMORE ROAD
URMC | TRAUSI | TRANSDUCER; ULTRASOUND; IMAGING |  | EM6C | TRANSDUCER; ULTRASOUND; IMAGING | GEMEDS | GE MEDICAL SYSTEMS | 77190 | 215681KR8 | STRONG MEMORIAL HOSPITAL | STRONG |  | OB/GYN ULTRASOUND GROUP; IMAGING | OBGULG-I |  | LATTIMORE | In Service | 10 | 3 |  |  |  |  | 050OP136577 | OB/GYN LATTIMORE ROAD
URMC | TRAUSI | TRANSDUCER; ULTRASOUND; IMAGING |  | C1-5-D | TRANSDUCER; ULTRASOUND; IMAGING | GEMEDS | GE MEDICAL SYSTEMS | 77189 | 246427YP9 | STRONG MEMORIAL HOSPITAL | STRONG |  | OB/GYN ULTRASOUND GROUP; IMAGING | OBGULG-I |  | LATTIMORE | In Service | 10 | 3 |  |  |  |  | 050OP136577 | OB/GYN LATTIMORE ROAD
URMC | TRAUSI | TRANSDUCER; ULTRASOUND; IMAGING |  | RIC5-9-D | TRANSDUCER; ULTRASOUND; IMAGING | GEMEDS | GE MEDICAL SYSTEMS | 77188 | 214680KR1 | STRONG MEMORIAL HOSPITAL | STRONG |  | OB/GYN ULTRASOUND GROUP; IMAGING | OBGULG-I |  | LATTIMORE | In Service | 10 | 3 |  |  |  |  | 050OP136577 | OB/GYN LATTIMORE ROAD
URMC | TRAUSI | TRANSDUCER; ULTRASOUND; IMAGING |  | C4-8-D | TRANSDUCER; ULTRASOUND; IMAGING | GEMEDS | GE MEDICAL SYSTEMS | 77187 | 167428PD2 | STRONG MEMORIAL HOSPITAL | STRONG |  | OB/GYN ULTRASOUND GROUP; IMAGING | OBGULG-I |  | LATTIMORE | In Service | 10 | 3 |  |  |  |  | 050OP136577 | OB/GYN LATTIMORE ROAD
URMC | TRAUSI | TRANSDUCER; ULTRASOUND; IMAGING |  | C4-8-D | TRANSDUCER; ULTRASOUND; IMAGING | GEMEDS | GE MEDICAL SYSTEMS | 77186 | 167429PD0 | STRONG MEMORIAL HOSPITAL | STRONG |  | OB/GYN ULTRASOUND GROUP; IMAGING | OBGULG-I |  | LATTIMORE | In Service | 10 | 3 |  |  |  |  | 050OP136577 | OB/GYN LATTIMORE ROAD
URMC | TRAUSI | TRANSDUCER; ULTRASOUND; IMAGING |  | RIC5-9-RS | TRANSDUCER; ULTRASOUND; IMAGING | GEMEDS | GE MEDICAL SYSTEMS | 77443 | 215641KR2 | STRONG MEMORIAL HOSPITAL | STRONG |  | OPERATING ROOM; 2ND FLOOR; GYNO/EYE/DENT | OPEGED |  |  | In Service | 10 | 3 |  |  |  |  | 050OP131575 | OPERATING ROOM; SMH
URMC | TRAUSI | TRANSDUCER; ULTRASOUND; IMAGING |  | 4C-RS | TRANSDUCER; ULTRASOUND; IMAGING | GEMEDS | GE MEDICAL SYSTEMS | 77444 | 551132WX4 | STRONG MEMORIAL HOSPITAL | STRONG |  | OPERATING RM; 2ND FLR; GYN/EYE/DEN;IMAGI | OPEGED-I |  | 2nd Floor OR | In Service | 10 | 3 |  |  |  |  | 050OP131575 | OPERATING ROOM; SMH
URMC | TRAUSI | TRANSDUCER; ULTRASOUND; IMAGING |  | RIC5-9-RS | TRANSDUCER; ULTRASOUND; IMAGING | GEMEDS | GE MEDICAL SYSTEMS | 77445 |  | STRONG MEMORIAL HOSPITAL | STRONG | 77445 | OB/GYN ULTRASOUND GROUP; IMAGING | OBGULG-I | O.R. | 3-1400 | In Service | 10 | 3 |  |  |  |  | 050OP136577 | OB/GYN LATTIMORE ROAD
URMC | TRAUSI | TRANSDUCER; ULTRASOUND; IMAGING |  | 2C5V | TRANSDUCER; ULTRASOUND; IMAGING | WHAIMA | WHALE IMAGING | 35305 | 92016110113 | HIGHLAND HOSPITAL OF ROCHESTER | HIGHLAND |  | SAME DAY SURGERY | SAMEDAY | 1 |  | In Service | 10 | 3 |  |  |  |  | OP856200 | SAME DAY SURGERY
URMC | TRAUSI | TRANSDUCER; ULTRASOUND; IMAGING |  | 12L5V | TRANSDUCER; ULTRASOUND; IMAGING | WHAIMA | WHALE IMAGING | 35306 | 90416110176 | HIGHLAND HOSPITAL OF ROCHESTER | HIGHLAND |  | SAME DAY SURGERY | SAMEDAY |  |  | In Service | 10 | 3 |  |  |  |  | OP856200 | SAME DAY SURGERY
URMC | TRAUSI | TRANSDUCER; ULTRASOUND; IMAGING |  | C1-5 | TRANSDUCER; ULTRASOUND; IMAGING | GEMEDS | GE MEDICAL SYSTEMS | 35595 | 252284YP5 | HIGHLAND HOSPITAL OF ROCHESTER | HIGHLAND |  | PROFESSIONAL OFFICE BUIDING | POB | 1st |  | In Service | 10 | 3 |  |  |  |  | OP859400 | PROFESSIONAL OFFICE BUIDING
URMC | TRAUSI | TRANSDUCER; ULTRASOUND; IMAGING |  | RM6C | TRANSDUCER; ULTRASOUND; IMAGING | GEMEDS | GE MEDICAL SYSTEMS | 35596 | 171528PD3 | HIGHLAND HOSPITAL OF ROCHESTER | HIGHLAND |  | PROFESSIONAL OFFICE BUIDING | POB | 1st |  | In Service | 10 | 3 |  |  |  |  | OP859400 | PROFESSIONAL OFFICE BUIDING
URMC | TRAUSI | TRANSDUCER; ULTRASOUND; IMAGING |  | RIC5-9-D | TRANSDUCER; ULTRASOUND; IMAGING | GEMEDS | GE MEDICAL SYSTEMS | 35590 | 217909KR1 | HIGHLAND HOSPITAL OF ROCHESTER | HIGHLAND |  | PROFESSIONAL OFFICE BUIDING | POB | 1 | 105 | In Service | 10 | 3 |  |  |  |  | OP859400 | PROFESSIONAL OFFICE BUIDING
URMC | TRAUSI | TRANSDUCER; ULTRASOUND; IMAGING |  | C4-8-D | TRANSDUCER; ULTRASOUND; IMAGING | GEMEDS | GE MEDICAL SYSTEMS | 35591 | 170253PD9 | HIGHLAND HOSPITAL OF ROCHESTER | HIGHLAND |  | PROFESSIONAL OFFICE BUIDING | POB | 1st | 105 | In Service | 10 | 3 |  |  |  |  | OP859400 | PROFESSIONAL OFFICE BUIDING
URMC | TRAUSI | TRANSDUCER; ULTRASOUND; IMAGING |  | RIC5-9-RS | TRANSDUCER; ULTRASOUND; IMAGING | GEMEDS | GE MEDICAL SYSTEMS | REL 17356 | 1244387KR2 | STRONG MEMORIAL HOSPITAL | STRONG |  | OB.GYN ULTRASOUND; ROOM 3-1406 | OBG314 |  | 3-1201 | In Service | 10 | 3 |  |  |  |  | 050OP136577 | OB/GYN LATTIMORE ROAD
URMC | TRAUSI | TRANSDUCER; ULTRASOUND; IMAGING |  | RIC5-9-RS | TRANSDUCER; ULTRASOUND; IMAGING | GEMEDS | GE MEDICAL SYSTEMS | REL17356 | 124387KR2 | STRONG MEMORIAL HOSPITAL | STRONG |  | OB.GYN ULTRASOUND; ROOM 3-1406 | OBG314 |  | 3-1201 | In Service | 10 | 3 |  |  |  |  | 050OP136577 | OB/GYN LATTIMORE ROAD
URMC | TRAUSI | TRANSDUCER; ULTRASOUND; IMAGING |  | ML6-15-D | TRANSDUCER; ULTRASONIC; IMAGING | GEMEDS | GE MEDICAL SYSTEMS | 78818 | 158167YP7 | STRONG MEMORIAL HOSPITAL | STRONG |  | ALLERGY/IMMUNOLOGY/RHEUMATOLOGY; OFFSITE | ALLIMR |  | suite 240 | In Service | 10 | 3 |  |  |  |  | 050OP137527 | ALLERGY/IMMUNOLOGY/RHEUMATOLOGY
URMC | TRAUSI | TRANSDUCER; ULTRASOUND; IMAGING |  | L8-18I-D | TRANSDUCER; ULTRASONIC | GEMEDS | GE MEDICAL SYSTEMS | 78819 | 154763YP7 | STRONG MEMORIAL HOSPITAL | STRONG |  | ALLERGY/RHEUM./IMMUN.; OFFSITE; IMAGING | ALLIMR-I |  | suite 240 | In Service | 10 | 3 |  |  |  |  | 050OP137527 | ALLERGY/IMMUNOLOGY/RHEUMATOLOGY
URMC | TRAUSI | TRANSDUCER; ULTRASOUND; IMAGING |  | PTL-1204BT | TRANSDUCER; ULTRASONIC | TOSAMM | TOSHIBA AMERICA MEDICAL | 78852 | 99A1034015 | STRONG MEMORIAL HOSPITAL | STRONG |  | ALLERGY/RHEUM./IMMUN.; OFFSITE; IMAGING | ALLIMR-I |  | suite 240 | In Service | 10 | 3 |  |  |  |  | 050OP137527 | ALLERGY/IMMUNOLOGY/RHEUMATOLOGY
URMC | TRAUSI | TRANSDUCER; ULTRASOUND; IMAGING |  | PVT-674BT | TRANSDUCER; ULTRASONIC | TOSAMM | TOSHIBA AMERICA MEDICAL | 78853 | 99A08Y3958 | STRONG MEMORIAL HOSPITAL | STRONG |  | ALLERGY/RHEUM./IMMUN.; OFFSITE; IMAGING | ALLIMR-I |  | suite 240 | In Service | 10 | 3 |  |  |  |  | 050OP137527 | ALLERGY/IMMUNOLOGY/RHEUMATOLOGY
URMC | TRAUSI | TRANSDUCER; ULTRASOUND; IMAGING |  | L8-18I-D | TRANSDUCER; ULTRASONIC | GEMEDS | GE MEDICAL SYSTEMS | 77149 | 247386YP6 | STRONG MEMORIAL HOSPITAL | STRONG |  | University Imaging Batavia | UNIMBA-I |  | Ultrasound 1 | In Service | 10 | 3 |  |  |  |  | 050OP137630 | University Imaging Batavia
URMC | TRAUSI | TRANSDUCER; ULTRASOUND; IMAGING |  | L38XI | TRANSDUCER; ULTRASOUND; IMAGING | SONULS | SONOSITE ULTRASOUND SYSTEMS | 77146 | 049M49 | STRONG MEMORIAL HOSPITAL | STRONG |  | GCH OPERATING ROOM | GCHOPR | 4th | GCH 4th floor Anesthesia Tech Work Room | In Service | 10 | 3 |  |  |  |  | 050OP131575 | OPERATING ROOM; SMH
URMC | TRAUSI | TRANSDUCER; ULTRASOUND; IMAGING |  | C60 | TRANSDUCER; ULTRASOUND; IMAGING | SONULS | SONOSITE ULTRASOUND SYSTEMS | 77147 | 049M55 | STRONG MEMORIAL HOSPITAL | STRONG |  | GCH OPERATING ROOM | GCHOPR | GCH4 | GCH 4th Floor Anesethia Tech Workroom | In Service | 10 | 3 |  |  |  |  | 050OP131575 | OPERATING ROOM; SMH
URMC | TRAUSI | TRANSDUCER; ULTRASOUND; IMAGING |  | L25X/13-6 | TRANSDUCER; ULTRASONIC | SONULS | SONOSITE ULTRASOUND SYSTEMS | 77148 | 049LJZ` | STRONG MEMORIAL HOSPITAL | STRONG |  | GCH OPERATING ROOM | GCHOPR | GCH4 | GCH 4th FLoor Anesethia Tech Workroom | In Service | 10 | 3 |  |  |  |  | 050OP131575 | OPERATING ROOM; SMH
URMC | TRAUSI | TRANSDUCER; ULTRASOUND; IMAGING |  | RIC5-9-D | TRANSDUCER; ULTRASOUND; IMAGING | GEMEDS | GE MEDICAL SYSTEMS | 77825 | 198192KR7 | STRONG MEMORIAL HOSPITAL | STRONG |  | OB/GYN; LATTIMORE ROAD IMAGING | OBGLAT-I |  |  | In Service | 10 | 3 |  |  |  |  | 050OP136577 | OB/GYN LATTIMORE ROAD
URMC | TRAUSI | TRANSDUCER; ULTRASOUND; IMAGING |  | SWIFTLINK | TRANSDUCER; ULTRASOUND; IMAGING | SIEMES | SIEMENS MED SYSTEMS | 77133 | 32281057 | STRONG MEMORIAL HOSPITAL | STRONG |  | CARDIOLOGY; CARDIAC CATH LAB ;IMAGING | CARCA2-I |  | CATH LAB AERA | In Service | 10 | 3 |  |  |  |  | 050OP135525 | CARDIOLOGY; CARDIAC CATH LAB
URMC | TRAUSI | TRANSDUCER; ULTRASOUND; IMAGING |  | 9L-RS | TRANSDUCER; ULTRASOUND; IMAGING | GEMEDS | GE MEDICAL SYSTEMS | 77134 | 191256WP7 | STRONG MEMORIAL HOSPITAL | STRONG |  | 4-2800 CICU- IMAGING | 4-2800-I |  | 328811 | In Service | 10 | 3 |  |  |  |  | 050OP134512 | 4-2800 CICU
URMC | TRAUSI | TRANSDUCER; ULTRASOUND; IMAGING |  | RIC5-9-RS | TRANSDUCER; ULTRASOUND; IMAGING | GEMEDS | GE MEDICAL SYSTEMS | 78574 | 204802KR3 | STRONG MEMORIAL HOSPITAL | STRONG |  | UNIVERSITY IMAGING AT EAST RIVER ROAD-IMAGING | UNIMER-I |  |  | In Service | 10 | 3 |  |  |  |  | 050OP136547 | UNIVERSITY IMAGING AT EAST RIVER ROAD
URMC | TRAUSI | TRANSDUCER; ULTRASOUND; IMAGING |  | C4-8-D | TRANSDUCER; ULTRASOUND; IMAGING | GEMEDS | GE MEDICAL SYSTEMS | 77123 | 169418PD1 | STRONG MEMORIAL HOSPITAL | STRONG |  | WOMENS GYNECOLOGY & CHILDBERTH ASSO. | WOMGYC-I | 1 | 777 Canal View Blvd; Suite 400 | In Service | 10 | 3 |  |  |  |  | 091OP347664 | WOMENS GYNECOLOGY & CHILDBERTH ASSO.
URMC | TRAUSI | TRANSDUCER; ULTRASOUND; IMAGING |  | RAB-6D | TRANSDUCER; ULTRASOUND; IMAGING | GEMEDS | GE MEDICAL SYSTEMS | 77124 | 573377WX9 | STRONG MEMORIAL HOSPITAL | STRONG |  | WOMENS GYNECOLOGY & CHILDBERTH ASSO. | WOMGYC-I | 1 | 777 Canal View Blvd; Suite 400 | In Service | 10 | 3 |  |  |  |  | 091OP347664 | WOMENS GYNECOLOGY & CHILDBERTH ASSO.
URMC | TRAUSI | TRANSDUCER; ULTRASOUND; IMAGING |  | C1-5-D | TRANSDUCER; ULTRASOUND; IMAGING | GEMEDS | GE MEDICAL SYSTEMS | 77126 | 237864YP4 | STRONG MEMORIAL HOSPITAL | STRONG |  | WOMENS GYNECOLOGY & CHILDBERTH ASSO. | WOMGYC-I | 1 | 777 Canal View Blvd; Suite 400 | In Service | 10 | 3 |  |  |  |  | 091OP347664 | WOMENS GYNECOLOGY & CHILDBERTH ASSO.
URMC | TRAUSI | TRANSDUCER; ULTRASOUND; IMAGING |  | RSP6-16-D | TRANSDUCER; ULTRASOUND; IMAGING | GEMEDS | GE MEDICAL SYSTEMS | 79242 | 216019KR0 | STRONG MEMORIAL HOSPITAL | STRONG |  | ALLERGY/IMMUNOLOGY/RHEUMATOLOGY; OFFSITE | ALLIMR |  | SUITE 240 | In Service | 10 | 3 |  |  |  |  | 050OP137527 | ALLERGY/IMMUNOLOGY/RHEUMATOLOGY
URMC | TRAUSI | TRANSDUCER; ULTRASOUND; IMAGING |  | 9L-D | TRANSDUCER; ULTRASOUND; IMAGING | GEMEDS | GE MEDICAL SYSTEMS | 35774 | 194298WP6 | HIGHLAND HOSPITAL OF ROCHESTER | HIGHLAND |  | ULTRASOUND | ULTRAS |  | US Room1 | In Service | 10 | 3 |  |  |  |  | OP857500 | ULTRASOUND
URMC | TRAUSI | TRANSDUCER; ULTRASOUND; IMAGING |  | M4S-RS | SCANNER; ULTRASONIC; IMAGING | GEMEDS | GE MEDICAL SYSTEMS | 77161 | 185698YP5 | STRONG MEMORIAL HOSPITAL | STRONG |  | AC-G; ECHOCARDIOGRAPHY; IMAGING | ACGECH-I |  | CN#00060014 | In Service | 16 | 3 |  |  |  |  | 050OP135565 | AC-G; ECHOCARDIOGRAPHY
URMC | TRAUSI | TRANSDUCER; ULTRASOUND; IMAGING |  | M4S-RS | SCANNER; ULTRASONIC; IMAGING | GEMEDS | GE MEDICAL SYSTEMS | 77162 | 109576YP9 | STRONG MEMORIAL HOSPITAL | STRONG |  | AC-G; ECHOCARDIOGRAPHY; IMAGING | ACGECH-I |  | With CN#00060025 | In Service | 16 | 3 |  |  |  |  | 050OP135565 | AC-G; ECHOCARDIOGRAPHY
URMC | TRAUSI | TRANSDUCER; ULTRASOUND; IMAGING |  | M5SC-RS | TRANSDUCER; ULTRASOUND; IMAGING | GEMEDS | GE MEDICAL SYSTEMS | 79337 |  | STRONG MEMORIAL HOSPITAL | STRONG |  | AC-G; ECHOCARDIOGRAPHY; IMAGING | ACGECH-I | GND | AC GND | In Service | 10 | 3 |  |  |  |  | 050OP135565 | AC-G; ECHOCARDIOGRAPHY
URMC | TRAUSI | TRANSDUCER; ULTRASOUND; IMAGING |  | P2D | PROBE; DOPPLER | GEMEDS | GE MEDICAL SYSTEMS | 79336 | 910M1215 | STRONG MEMORIAL HOSPITAL | STRONG |  | AC-G; ECHOCARDIOGRAPHY; IMAGING | ACGECH-I | GND | AC GND | In Service | 11 | 2 |  |  |  |  | 050OP135565 | AC-G; ECHOCARDIOGRAPHY
URMC | TRAUSI | TRANSDUCER; ULTRASOUND; IMAGING |  | M5SC-RS | TRANSDUCER; ULTRASOUND; IMAGING | GEMEDS | GE MEDICAL SYSTEMS | 79333 | 233023YP1 | STRONG MEMORIAL HOSPITAL | STRONG |  | AC-G; ECHOCARDIOGRAPHY; IMAGING | ACGECH-I | GND | AC GND | In Service | 10 | 3 |  |  |  |  | 050OP135565 | AC-G; ECHOCARDIOGRAPHY
URMC | TRAUSI | TRANSDUCER; ULTRASOUND; IMAGING |  | P2D | PROBE; DOPPLER | GEMEDS | GE MEDICAL SYSTEMS | 79332 | 910M1317 | STRONG MEMORIAL HOSPITAL | STRONG |  | AC-G; ECHOCARDIOGRAPHY; IMAGING | ACGECH-I | GND | AC GND | In Service | 11 | 2 |  |  |  |  | 050OP135565 | AC-G; ECHOCARDIOGRAPHY
URMC | TRAUSI | TRANSDUCER; ULTRASOUND; IMAGING |  | 9L-RS | TRANSDUCER; ULTRASOUND; IMAGING | GEMEDS | GE MEDICAL SYSTEMS | 79331 | 187411WP4 | STRONG MEMORIAL HOSPITAL | STRONG |  | 7-1600 MEDICAL ICU IMAGING | MIC7-I | gnd | 7-1600 | In Service | 10 | 3 |  |  |  |  | 050OP134589 | 7-1600; MEDICAL ICU
URMC | TRAUSI | TRANSDUCER; ULTRASOUND; IMAGING |  | L12-5 | TRANSDUCER; ULTRASONIC | PHIMES | PHILIPS MEDICAL SYSTEMS NORTH AMERICA CO | 35205 | B24PND | HIGHLAND HOSPITAL OF ROCHESTER | HIGHLAND |  | BREAST CARE CENTER | BRECAC |  |  | In Service | 10 | 3 |  |  |  |  | OP857170 | RED CREEK BCC
URMC | TRAUSI | TRANSDUCER; ULTRASOUND; IMAGING |  | L18-5 | TRANSDUCER; ULTRASOUND; IMAGING | PHIMES | PHILIPS MEDICAL SYSTEMS NORTH AMERICA CO | 35724 | B2690M | HIGHLAND HOSPITAL OF ROCHESTER | HIGHLAND |  | BREAST CARE CENTER | BRECAC |  |  | In Service | 10 | 3 |  |  |  |  | OP857170 | RED CREEK BCC
URMC | TRAUSI | TRANSDUCER; ULTRASOUND; IMAGING |  | C1-6-D | TRANSDUCER; ULTRASOUND; IMAGING | GEMEDS | GE MEDICAL SYSTEMS | 78857 | 226895YP1 | STRONG MEMORIAL HOSPITAL | STRONG |  | UNIVERSITY IMAGING AT EAST RIVER ROAD-IMAGING | UNIMER-I | 2nd | 200 east River Roard | In Service | 10 | 3 |  |  |  |  | 050OP136547 | UNIVERSITY IMAGING AT EAST RIVER ROAD
URMC | TRAUSI | TRANSDUCER; ULTRASOUND; IMAGING |  | L4-12T-RS | TRANSDUCER; ULTRASOUND; IMAGING | GEMEDS | GE MEDICAL SYSTEMS | 77151 | 607295WX3 | STRONG MEMORIAL HOSPITAL | STRONG |  | ANESTHESIOLOGY; GROUP 1; IMAGING | ANEST1-I | O.R. | Anesthesiology; Room B.4412 | In Service | 10 | 3 |  |  |  |  | 050OP136553 | ANESTHESIOLOGY - SMH
URMC | TRAUSI | TRANSDUCER; ULTRASOUND; IMAGING |  | C1-5-RS | TRANSDUCER; ULTRASOUND; IMAGING | GEMEDS | GE MEDICAL SYSTEMS | 77152 | 258021YP5 | STRONG MEMORIAL HOSPITAL | STRONG |  | ANESTHESIOLOGY; GROUP 1; IMAGING | ANEST1-I | O.R. | ANESTHESIA; ROOM B.4412 | Storage; Operational | 10 | 3 |  |  |  |  | 050OP136553 | ANESTHESIOLOGY - SMH
URMC | TRAUSI | TRANSDUCER; ULTRASOUND; IMAGING |  | 12L5V | TRANSDUCER; ULTRASOUND; IMAGING | WHAIMA | WHALE IMAGING | 37140 | 1882N1005 | HIGHLAND HOSPITAL OF ROCHESTER | HIGHLAND |  | ANESTHESIA | ANESTH |  |  | In Service | 10 | 3 |  |  |  |  | OP857520 | ANESTHESIA
URMC | TRAUSI | TRANSDUCER; ULTRASOUND; IMAGING |  | 2C5V | TRANSDUCER; ULTRASOUND; IMAGING | WHAIMA | WHALE IMAGING | 37141 | 92017050242 | HIGHLAND HOSPITAL OF ROCHESTER | HIGHLAND |  | ANESTHESIA | ANESTH |  |  | In Service | 10 | 3 |  |  |  |  | OP857520 | ANESTHESIA
URMC | TRAUSI | TRANSDUCER; ULTRASOUND; IMAGING |  | RIC5-9-D | TRANSDUCER; ULTRASOUND; IMAGING | GEMEDS | GE MEDICAL SYSTEMS | 84165 | 194718KR3 | STRONG MEMORIAL HOSPITAL | STRONG |  | FETAL MONITORING OFFSITE (SPA) | FETMOL |  |  | In Service | 10 | 3 |  |  |  |  | 050OP135529 | AC-5; FETAL MONITORING LAB
URMC | TRAUSI | TRANSDUCER; ULTRASOUND; IMAGING |  | EM6C | TRANSDUCER; ULTRASOUND; IMAGING | GEMEDS | GE MEDICAL SYSTEMS | 85129 | 234309KR3 | STRONG MEMORIAL HOSPITAL | STRONG |  | OB/GYN ULTRASOUND GROUP; IMAGING | OBGULG-I | 2nd | 500 Red Creek Drive; suite 210 | In Service | 10 | 3 |  |  |  |  | 050OP136577 | OB/GYN LATTIMORE ROAD
URMC | TRAUSI | TRANSDUCER; ULTRASOUND; IMAGING |  | C2-9-D | TRANSDUCER; ULTRASOUND; IMAGING | GEMEDS | GE MEDICAL SYSTEMS | 85130 | 29875YP3 | STRONG MEMORIAL HOSPITAL | STRONG |  | OB/GYN ULTRASOUND GROUP; IMAGING | OBGULG-I | 2nd | 500 Red Creek Drive; Suite 210 | In Service | 10 | 3 |  |  |  |  | 050OP136577 | OB/GYN LATTIMORE ROAD
URMC | TRAUSI | TRANSDUCER; ULTRASOUND; IMAGING |  | RIC5-9-D | TRANSDUCER; ULTRASOUND; IMAGING | GEMEDS | GE MEDICAL SYSTEMS | 85157 | 111111 | STRONG MEMORIAL HOSPITAL | STRONG |  | OB/GYN; LATTIMORE ROAD IMAGING | OBGLAT-I |  | 3-1406 | In Service | 10 | 3 |  |  |  |  | 050OP136577 | OB/GYN LATTIMORE ROAD
URMC | TRAUSI | TRANSDUCER; ULTRASOUND; IMAGING |  | RIC5-9-D | TRANSDUCER; ULTRASOUND; IMAGING | GEMEDS | GE MEDICAL SYSTEMS | 85131 | 232988KR6 | STRONG MEMORIAL HOSPITAL | STRONG |  | OB/GYN ULTRASOUND GROUP; IMAGING | OBGULG-I | 2nd | 500 Red Creek Drive; Suite 210 | In Service | 10 | 3 |  |  |  |  | 050OP136577 | OB/GYN LATTIMORE ROAD
URMC | TRAUSI | TRANSDUCER; ULTRASOUND; IMAGING |  | C2-9-D | TRANSDUCER; ULTRASOUND; IMAGING | GEMEDS | GE MEDICAL SYSTEMS | 85133 | 300361YP3 | STRONG MEMORIAL HOSPITAL | STRONG |  | OB/GYN ULTRASOUND GROUP; IMAGING | OBGULG-I | 2nd | 500 Red Creek Drive; Suite 210 | In Service | 10 | 3 |  |  |  |  | 050OP136577 | OB/GYN LATTIMORE ROAD
URMC | TRAUSI | TRANSDUCER; ULTRASOUND; IMAGING |  | M+ | TRANSDUCER; ULTRASOUND; IMAGING | ECHSEN | ECHOSENS | 84226 | S72565 | STRONG MEMORIAL HOSPITAL | STRONG |  | GI/ENDOSCOPY CENTER @ SAWGRASS | GIENCE |  | 180 SAWGRASS | In Service | 10 | 3 |  |  |  |  | 050OP137523 | GI/ENDOSCOPY CENTER @ SAWGRASS
URMC | TRAUSI | TRANSDUCER; ULTRASOUND; IMAGING |  | XL+ | TRANSDUCER; ULTRASOUND; IMAGING | ECHSEN | ECHOSENS | 84225 | S91181 | STRONG MEMORIAL HOSPITAL | STRONG |  | GI/ENDOSCOPY CENTER @ SAWGRASS | GIENCE |  | 180 SAWGRASS | In Service | 10 | 3 |  |  |  |  | 050OP137523 | GI/ENDOSCOPY CENTER @ SAWGRASS
URMC | TRAUSI | TRANSDUCER; ULTRASOUND; IMAGING |  | TE-V7M | TRANSDUCER; ULTRASOUND; IMAGING | SIEMES | SIEMENS MED SYSTEMS | 84169 | (21) 12791601 | STRONG MEMORIAL HOSPITAL | STRONG |  | CLINICAL ENGINEERING; SMH; IMAGING | CESMH-I |  | CE Shop- Imaging | In Service | 10 | 3 |  |  |  |  | 050OP236502 | CLINICAL ENGINEERING - SMH
URMC | TRAUSI | TRANSDUCER; ULTRASOUND; IMAGING |  | #NAME? | TRANSDUCER; ULTRASOUND; IMAGING | ECHSEN | ECHOSENS | 84167 | S75483 | STRONG MEMORIAL HOSPITAL | STRONG |  | AC-2; SURGICAL DEPARTMENT; IMAGING | AC2SUR-I |  | AC2 Surgery Clinic; Kristen Murphy 275-7002 / onwed by SOLID ORAGN TRANSPLANT | In Service | 10 | 3 |  |  |  |  | 050OP137551 | AC-2; SURGICAL
URMC | TRAUSI | TRANSDUCER; ULTRASOUND; IMAGING |  | XL+ | TRANSDUCER; ULTRASOUND; IMAGING | ECHSEN | ECHOSENS | 84168 | S924426 | STRONG MEMORIAL HOSPITAL | STRONG |  | AC-2; SURGICAL DEPARTMENT; IMAGING | AC2SUR-I |  | AC2 Surgery Clinic; Kristen Murphy 275-7002 / onwed by SOLID ORAGN TRANSPLANT | In Service | 10 | 3 |  |  |  |  | 050OP137551 | AC-2; SURGICAL
URMC | TRAUSI | TRANSDUCER; ULTRASOUND; IMAGING |  | S+ | TRANSDUCER; ULTRASOUND; IMAGING | ECHSEN | ECHOSENS | 84223 | S81011 | UR MEDICAL FACULTY GROUP | URMFG |  | PEDIATRIC GASTROENTEROLOGY & NUTRITION | PEDGAN |  |  | In Service | 10 | 3 |  |  |  |  | 091OP349559 | PEDIATRIC GASTROENTEREOLOGY & NUTRITION
URMC | TRAUSI | TRANSDUCER; ULTRASOUND; IMAGING |  | C35X/8-3 | TRANSDUCER; ULTRASOUND; IMAGING | SONULS | SONOSITE ULTRASOUND SYSTEMS | 84548 | 04HMRD | STRONG MEMORIAL HOSPITAL | STRONG |  | ANESTHESIOLOGY; GROUP 1; IMAGING | ANEST1-I |  |  | In Service | 10 | 3 |  |  |  |  | 050OP136553 | ANESTHESIOLOGY - SMH
URMC | TRAUSI | TRANSDUCER; ULTRASOUND; IMAGING |  | 9L-D | TRANSDUCER; ULTRASOUND; IMAGING | GEMEDS | GE MEDICAL SYSTEMS | 85265 | 209949WP7 | STRONG MEMORIAL HOSPITAL | STRONG | U1745603-19 | PEDIATRIC IMAGING | PEDIMA-I |  | PED's IR | In Service | 10 | 3 |  |  |  |  | 050OP136555 | IMAGING SCIENCES - SMH
URMC | TRAUSI | TRANSDUCER; ULTRASOUND; IMAGING |  | S1-5 | TRANSDUCER; ULTRASOUND; IMAGING | GEMEDS | GE MEDICAL SYSTEMS | 85266 | BE-180076 | STRONG MEMORIAL HOSPITAL | STRONG | U1745603-19 | PEDIATRIC IMAGING | PEDIMA-I |  | PED's IR | In Service | 10 | 3 |  |  |  |  | 050OP136555 | IMAGING SCIENCES - SMH
URMC | TRAUSI | TRANSDUCER; ULTRASOUND; IMAGING |  | ML6-15 | TRANSDUCER; ULTRASOUND; IMAGING | GEMEDS | GE MEDICAL SYSTEMS | 85267 | 305281YP8 | STRONG MEMORIAL HOSPITAL | STRONG | U1745603-19 | ORTHOPEDIC CLINIC; PENFIELD | ORTCLP |  | 2064 Fairport Nine Mile Point Road | In Service | 10 | 3 |  |  |  |  | 050OP137515 | ORTHOPAEDIC CLINIC
URMC | TRAUSI | TRANSDUCER; ULTRASOUND; IMAGING |  | L8-18I-D | TRANSDUCER; ULTRASONIC | GEMEDS | GE MEDICAL SYSTEMS | 85268 | 208940WP7 | STRONG MEMORIAL HOSPITAL | STRONG | U1745603-19 | ORTHOPEDIC CLINIC; PENFIELD | ORTCLP |  | 2064 Fairport Nine Mile Point Road | In Service | 10 | 3 |  |  |  |  | 050OP137515 | ORTHOPAEDIC CLINIC
URMC | TRAUSI | TRANSDUCER; ULTRASOUND; IMAGING |  | S4-10 | TRANSDUCER; ULTRASOUND; IMAGING | GEMEDS | GE MEDICAL SYSTEMS | 85269 | 83903149 | STRONG MEMORIAL HOSPITAL | STRONG | U1745603-19 | PEDIATRIC IMAGING | PEDIMA-I |  | PED's IR | In Service | 10 | 3 |  |  |  |  | 050OP136555 | IMAGING SCIENCES - SMH
URMC | TRAUSI | TRANSDUCER; ULTRASOUND; IMAGING |  | C1-6-D | TRANSDUCER; ULTRASOUND; IMAGING | GEMEDS | GE MEDICAL SYSTEMS | 85270 | 301687YP0 | STRONG MEMORIAL HOSPITAL | STRONG | U1745603-19 | PEDIATRIC IMAGING | PEDIMA-I |  | PED's IR | In Service | 10 | 3 |  |  |  |  | 050OP136555 | IMAGING SCIENCES - SMH
URMC | TRAUSI | TRANSDUCER; ULTRASOUND; IMAGING |  | IC5-9-D | TRANSDUCER; ULTRASOUND; IMAGING | GEMEDS | GE MEDICAL SYSTEMS | 77138 | 715778WX7 | STRONG MEMORIAL HOSPITAL | STRONG | U1745603-19 | ORTHOPEDIC CLINIC; PENFIELD | ORTCLP |  | 2064 Fairport Nine Mile Point Road | In Service | 10 | 3 |  |  |  |  | 050OP137515 | ORTHOPAEDIC CLINIC
URMC | TRAUSI | TRANSDUCER; ULTRASOUND; IMAGING |  | RAB4-8-RS | TRANSDUCER; ULTRASOUND; IMAGING | GEMEDS | GE MEDICAL SYSTEMS | 85219 | 144338KR1 | UR MEDICAL FACULTY GROUP | URMFG |  | UR OB/GYN ASSOCIATES OF THE FINGERLAKES- IMAGING | UROBAF-I |  | Dansville; NY | In Service | 10 | 3 |  |  |  |  | 091OP347558 | UR OB/GYN ASSOCIATES OF THE FINGERLAKES
URMC | TRAUSI | TRANSDUCER; ULTRASOUND; IMAGING |  | AB2-7 | TRANSDUCER; ULTRASOUND; IMAGING | GEMEDS | GE MEDICAL SYSTEMS | 85220 | 167432KR4 | UR MEDICAL FACULTY GROUP | URMFG |  | UR OB/GYN ASSOCIATES OF THE FINGERLAKES- IMAGING | UROBAF-I |  | Dansville; NY | In Service | 10 | 3 |  |  |  |  | 091OP347558 | UR OB/GYN ASSOCIATES OF THE FINGERLAKES
URMC | TRAUSI | TRANSDUCER; ULTRASOUND; IMAGING |  | C1-6-D | TRANSDUCER; ULTRASOUND; IMAGING | GEMEDS | GE MEDICAL SYSTEMS | 81593 | 289283YP4 | STRONG MEMORIAL HOSPITAL | STRONG |  | RADIOLOGY; ANGIOGRAPHY; IMAGING | RADANG-I | G | Interventional Radiology | In Service | 10 | 3 |  |  |  |  | 050OP136600 | IMAGING SCIENCES; ANGIOGRAPHY
URMC | TRAUSI | TRANSDUCER; ULTRASOUND; IMAGING |  | HFL50X | TRANSDUCER; ULTRASOUND; IMAGING; 15-6 MHZ | SONULS | SONOSITE ULTRASOUND SYSTEMS | 83634 | 04GDN2 | STRONG MEMORIAL HOSPITAL | STRONG |  | ORTHOPEDIC CLINIC (CLOSED) | ZZORTCL1 |  | CC Bldg D; 4901 Lac du Ville | In Service | 10 | 3 |  |  |  |  | 050OP137515 | ORTHOPAEDIC CLINIC
URMC | TRAUSI | TRANSDUCER; ULTRASOUND; IMAGING |  | L4-12T-RS | TRANSDUCER; ULTRASOUND; IMAGING | GEMEDS | GE MEDICAL SYSTEMS | 81598 | 681762WX1 | STRONG MEMORIAL HOSPITAL | STRONG |  | OPERATING ROOM; IMAGING | OPEROO-I | B | PERIOPERATIVE SERVICES | In Service | 10 | 3 |  |  |  |  | 050OP131575 | OPERATING ROOM; SMH
URMC | TRAUSI | TRANSDUCER; ULTRASOUND; IMAGING |  | L8-18I-RS | TRANSDUCER; ULTRASOUND; IMAGING | GEMEDS | GE MEDICAL SYSTEMS | 81599 | 205943WP4 | STRONG MEMORIAL HOSPITAL | STRONG |  | OPERATING ROOM; IMAGING | OPEROO-I | B | PERIOPERATIVE SERVICES | In Service | 10 | 3 |  |  |  |  | 050OP131575 | OPERATING ROOM; SMH
URMC | TRAUSI | TRANSDUCER; ULTRASOUND; IMAGING |  | C2-9-D | TRANSDUCER; ULTRASOUND; IMAGING | GEMEDS | GE MEDICAL SYSTEMS | 37026 | 292186YP4 | HIGHLAND HOSPITAL OF ROCHESTER | HIGHLAND |  | OB/GYN DEPARTMENT | OBGDEP | 1 |  | In Service | 10 | 3 |  |  |  |  | OP858140 | OB/GYN DEPARTMENT
URMC | TRAUSI | TRANSDUCER; ULTRASOUND; IMAGING |  | EM6C | TRANSDUCER; ULTRASOUND; IMAGING | GEMEDS | GE MEDICAL SYSTEMS | 37028 | 229926KR1 | HIGHLAND HOSPITAL OF ROCHESTER | HIGHLAND |  | OB/GYN DEPARTMENT | OBGDEP | 2 |  | In Service | 10 | 3 |  |  |  |  | OP858140 | OB/GYN DEPARTMENT
URMC | TRAUSI | TRANSDUCER; ULTRASOUND; IMAGING |  | C1-5-D | TRANSDUCER; ULTRASOUND; IMAGING | GEMEDS | GE MEDICAL SYSTEMS | 37027 | 278603YP6 | HIGHLAND HOSPITAL OF ROCHESTER | HIGHLAND |  | OB/GYN DEPARTMENT | OBGDEP | 1 |  | In Service | 10 | 3 |  |  |  |  | OP858140 | OB/GYN DEPARTMENT
URMC | TRAUSI | TRANSDUCER; ULTRASOUND; IMAGING |  | M4S-RS | SCANNER; ULTRASONIC; IMAGING | GEMEDS | GE MEDICAL SYSTEMS | 83651 | 166952YP2 | STRONG MEMORIAL HOSPITAL | STRONG |  | 4-2800 CICU- IMAGING | 4-2800-I |  | 328811 | In Service | 16 | 3 |  |  |  |  | 050OP134512 | 4-2800 CICU
URMC | TRAUSI | TRANSDUCER; ULTRASOUND; IMAGING |  | Z6MS | TRANSDUCER; ULTRASOUND; IMAGING | SIEMEN | SIEMENS MEDICAL SYS | 81601 | 62622011 | STRONG MEMORIAL HOSPITAL | STRONG |  | CLINICAL ENGINEERING; SMH; IMAGING | CESMH-I |  | B-3000- Closet behiend John Vay | In Service | 10 | 3 |  |  |  |  | 050OP236502 | CLINICAL ENGINEERING - SMH
URMC | TRAUSI | TRANSDUCER; ULTRASOUND; IMAGING |  | UST-9130 | TRANSDUCER; ULTRASOUND; IMAGING | HITINS | HITACHI INSTRUMENTS | 37051 | 20621214 | HIGHLAND HOSPITAL OF ROCHESTER | HIGHLAND |  | HH OPERATING ROOM | OPER |  | HH OR | In Service | 10 | 3 |  |  |  |  | OP857410 | OPERATING ROOM HH
URMC | TRAUSI | TRANSDUCER; ULTRASOUND; IMAGING |  | RIC5-9-D | TRANSDUCER; ULTRASOUND; IMAGING | GEMEDS | GE MEDICAL SYSTEMS | 84058 | 220930KR2 | STRONG MEMORIAL HOSPITAL | STRONG |  | OB/GYN CLINICAL LAB | OBGLAB |  |  | In Service | 10 | 3 |  |  |  |  | 050OP137568 | OB/GYN CLINICAL LAB
URMC | TRAUSI | TRANSDUCER; ULTRASOUND; IMAGING |  | D2CWC | TRANSDUCER; ULTRASOUND; IMAGING | PHIMES | PHILIPS MEDICAL SYSTEMS NORTH AMERICA CO | 83705 | B2L6C0 | STRONG MEMORIAL HOSPITAL | STRONG |  | UR VASCULAR SURGERY- IMAGING | URVASU-I |  |  | In Service | 10 | 3 |  |  |  |  | 050OP137529 | UR VASCULAR SURGERY
URMC | TRAUSI | TRANSDUCER; ULTRASOUND; IMAGING |  | S5-1 | TRANSDUCER; ULTRASOUND; IMAGING | PHIMES | PHILIPS MEDICAL SYSTEMS NORTH AMERICA CO | 83704 | B15P4G | STRONG MEMORIAL HOSPITAL | STRONG |  | UR VASCULAR SURGERY- IMAGING | URVASU-I |  |  | In Service | 10 | 3 |  |  |  |  | 050OP137529 | UR VASCULAR SURGERY
URMC | TRAUSI | TRANSDUCER; ULTRASOUND; IMAGING |  | C1-6-D | TRANSDUCER; ULTRASOUND; IMAGING | GEMEDS | GE MEDICAL SYSTEMS | 85123 | 300099YP9 | STRONG MEMORIAL HOSPITAL | STRONG |  | OB/GYN ULTRASOUND GROUP; IMAGING | OBGULG-I |  | Lattimore | In Service | 10 | 3 |  |  |  |  | 050OP136577 | OB/GYN LATTIMORE ROAD
URMC | TRAUSI | TRANSDUCER; ULTRASOUND; IMAGING |  | EM6C | TRANSDUCER; ULTRASOUND; IMAGING | GEMEDS | GE MEDICAL SYSTEMS | 85124 | 23346KR1 | STRONG MEMORIAL HOSPITAL | STRONG |  | OB/GYN ULTRASOUND GROUP; IMAGING | OBGULG-I |  | Lattimore | In Service | 10 | 3 |  |  |  |  | 050OP136577 | OB/GYN LATTIMORE ROAD
URMC | TRAUSI | TRANSDUCER; ULTRASOUND; IMAGING |  | C2-9-D | TRANSDUCER; ULTRASOUND; IMAGING | GEMEDS | GE MEDICAL SYSTEMS | 85125 | 298841YP8 | STRONG MEMORIAL HOSPITAL | STRONG |  | OB/GYN ULTRASOUND GROUP; IMAGING | OBGULG-I |  | Lattimore | In Service | 10 | 3 |  |  |  |  | 050OP136577 | OB/GYN LATTIMORE ROAD
URMC | TRAUSI | TRANSDUCER; ULTRASOUND; IMAGING |  | RIC5-9-D | TRANSDUCER; ULTRASOUND; IMAGING | GEMEDS | GE MEDICAL SYSTEMS | 85126 | 230661KR1 | STRONG MEMORIAL HOSPITAL | STRONG |  | OB/GYN ULTRASOUND GROUP; IMAGING | OBGULG-I |  | Lattimore | In Service | 10 | 3 |  |  |  |  | 050OP136577 | OB/GYN LATTIMORE ROAD
URMC | TRAUSI | TRANSDUCER; ULTRASOUND; IMAGING |  | C2-9-D | TRANSDUCER; ULTRASOUND; IMAGING | GEMEDS | GE MEDICAL SYSTEMS | 85135 | 298799YP8 | STRONG MEMORIAL HOSPITAL | STRONG |  | OB/GYN ULTRASOUND GROUP; IMAGING | OBGULG-I |  | Lattimore | In Service | 10 | 3 |  |  |  |  | 050OP136577 | OB/GYN LATTIMORE ROAD
URMC | TRAUSI | TRANSDUCER; ULTRASOUND; IMAGING |  | C2-9-D | TRANSDUCER; ULTRASOUND; IMAGING | GEMEDS | GE MEDICAL SYSTEMS | 85134 | 3000366YP2 | STRONG MEMORIAL HOSPITAL | STRONG |  | OB/GYN ULTRASOUND GROUP; IMAGING | OBGULG-I |  | Lattimore | In Service | 10 | 3 |  |  |  |  | 050OP136577 | OB/GYN LATTIMORE ROAD
URMC | TRAUSI | TRANSDUCER; ULTRASOUND; IMAGING |  | RAB-6D | TRANSDUCER; ULTRASOUND; IMAGING | GEMEDS | GE MEDICAL SYSTEMS | 85162 | 232666KR8 | STRONG MEMORIAL HOSPITAL | STRONG | PROBE POOL | OB/GYN; LATTIMORE ROAD IMAGING | OBGLAT-I |  |  | In Service | 10 | 3 |  |  |  |  | 050OP136577 | OB/GYN LATTIMORE ROAD
URMC | TRAUSI | TRANSDUCER; ULTRASOUND; IMAGING |  | L12-3 | TRANSDUCER; ULTRASOUND; IMAGING | PHIMES | PHILIPS MEDICAL SYSTEMS NORTH AMERICA CO | 83980 | B2Q96Z | STRONG MEMORIAL HOSPITAL | STRONG |  | OPERATING ROOM; IMAGING | OPEROO-I | B |  | In Service | 10 | 3 |  |  |  |  | 050OP131575 | OPERATING ROOM; SMH
URMC | TRAUSI | TRANSDUCER; ULTRASOUND; IMAGING |  | L8-18I-D | TRANSDUCER; ULTRASONIC | GEMEDS | GE MEDICAL SYSTEMS | 84158 | 207877WP2 | STRONG MEMORIAL HOSPITAL | STRONG |  | RADIOLOGY; DIAGNOSTIC; IMAGING | RADDIA-I |  |  | In Service | 10 | 3 |  |  |  |  | 050OP136555 | IMAGING SCIENCES - SMH
URMC | TRAUSI | TRANSDUCER; ULTRASOUND; IMAGING |  | C1-6-D | TRANSDUCER; ULTRASOUND; IMAGING | GEMEDS | GE MEDICAL SYSTEMS | 84159 | 298513YP3 | STRONG MEMORIAL HOSPITAL | STRONG |  | RADIOLOGY; DIAGNOSTIC; IMAGING | RADDIA-I |  | G.0703D | In Service | 10 | 3 |  |  |  |  | 050OP136555 | IMAGING SCIENCES - SMH
URMC | TRAUSI | TRANSDUCER; ULTRASOUND; IMAGING |  | M5SC-D | TRANSDUCER; ULTRASOUND; IMAGING | GEMEDS | GE MEDICAL SYSTEMS | 85749 | 308607YP1 | UR MEDICAL FACULTY GROUP | URMFG |  | FINGER LAKES CARDIOLOGY CLIFTON SPRINGS IMAGING | FINLCS-I |  | 2nd floor | In Service | 10 | 3 |  |  |  |  | 091OP347057 | FINGER LAKES CARDIOLOGY ASSOCIATES
URMC | TRAUSI | TRANSDUCER; ULTRASOUND; IMAGING |  | IP57 | TRANSDUCER; ULTRASOUND; IMAGING | BKMED | B&K MEDICAL SYSTEMS | 85380 | 3122512 | UR MEDICAL FACULTY GROUP | URMFG |  | UROLOGY-CANANDAIGUA; IMAGING | UROCAN-I |  | 699 S MAIN ST CANANDAIGUA | In Service | 10 | 3 |  |  |  |  | 091OP347505 | UROLOGY-OFFSITES
URMC | TRAUSI | TRANSDUCER; ULTRASOUND; IMAGING |  | L25X/13-6 | TRANSDUCER; ULTRASONIC | SONULS | SONOSITE ULTRASOUND SYSTEMS | 37356 | 041DGW | HIGHLAND HOSPITAL OF ROCHESTER | HIGHLAND |  | DEPT OF SURGERY - HH | SURGHH |  | OR | In Service | 10 | 3 |  |  |  |  | OP858150 | DEPT OF SURGERY
URMC | TRAUSI | TRANSDUCER; ULTRASOUND; IMAGING |  | 4C-RS | TRANSDUCER; ULTRASOUND; IMAGING | GEMEDS | GE MEDICAL SYSTEMS | 83091 | 27176WX3 | UR MEDICAL FACULTY GROUP | URMFG |  | UR MEDICINE MENOPAUSE AND WOMEN'S HEALTH- IMAGING | URMMHW-I |  |  | In Service | 10 | 3 |  |  |  |  | 091OP347259 | UR MEDICINE MENOPAUSE AND WOMEN'S HEALTH
URMC | TRAUSI | TRANSDUCER; ULTRASOUND; IMAGING |  | 4C-RS | TRANSDUCER; ULTRASOUND; IMAGING | GEMEDS | GE MEDICAL SYSTEMS | 83091 | 27176WX3 | UR MEDICAL FACULTY GROUP | URMFG |  | UR MEDICINE MENOPAUSE AND WOMEN'S HEALTH- IMAGING | URMMHW-I |  |  | In Service | 10 | 3 |  |  |  |  | 091OP347259 | UR MEDICINE MENOPAUSE AND WOMEN'S HEALTH
URMC | TRAUSI | TRANSDUCER; ULTRASOUND; IMAGING |  | E8C-RS | TRANSDUCER; ULTRASOUND; IMAGING | GEMEDS | GE MEDICAL SYSTEMS | 83090 | 266275WX7 | UR MEDICAL FACULTY GROUP | URMFG |  | UR MEDICINE MENOPAUSE AND WOMEN'S HEALTH- IMAGING | URMMHW-I |  |  | In Service | 10 | 3 |  |  |  |  | 091OP347259 | UR MEDICINE MENOPAUSE AND WOMEN'S HEALTH
URMC | TRAUSI | TRANSDUCER; ULTRASOUND; IMAGING |  | 9L-RS | TRANSDUCER; ULTRASOUND; IMAGING | GEMEDS | GE MEDICAL SYSTEMS | 85811 | 188339WP6 | STRONG MEMORIAL HOSPITAL | STRONG |  | AC-G; ECHOCARDIOGRAPHY; IMAGING | ACGECH-I |  |  | In Service | 10 | 3 |  |  |  |  | 050OP135565 | AC-G; ECHOCARDIOGRAPHY
URMC | TRAUSI | TRANSDUCER; ULTRASOUND; IMAGING |  | C1-5-RS | TRANSDUCER; ULTRASOUND; IMAGING | GEMEDS | GE MEDICAL SYSTEMS | 85821 | 718041WX7 | STRONG MEMORIAL HOSPITAL | STRONG |  | AC-1; EMG LABORATORY | AC1EMG |  |  | In Service | 10 | 3 |  |  |  |  | 050OP135530 | AC-1; EMG LABORATORY
URMC | TRAUSI | TRANSDUCER; ULTRASOUND; IMAGING |  | ML6-15 | TRANSDUCER; ULTRASOUND; IMAGING | GEMEDS | GE MEDICAL SYSTEMS | 85822 | 297775YP9 | STRONG MEMORIAL HOSPITAL | STRONG |  | AC-1; EMG LABORATORY | AC1EMG |  |  | In Service | 10 | 3 |  |  |  |  | 050OP135530 | AC-1; EMG LABORATORY
URMC | TRAUSI | TRANSDUCER; ULTRASOUND; IMAGING |  | L8-18I-RS | TRANSDUCER; ULTRASOUND; IMAGING | GEMEDS | GE MEDICAL SYSTEMS | 85823 | 215820WP2 | STRONG MEMORIAL HOSPITAL | STRONG |  | AC-1; EMG LABORATORY | AC1EMG |  |  | In Service | 10 | 3 |  |  |  |  | 050OP135530 | AC-1; EMG LABORATORY
URMC | TRAUSI | TRANSDUCER; ULTRASOUND; IMAGING |  | 12L-RS | TRANSDUCER; ULTRASOUND; IMAGING | GEMEDS | GE MEDICAL SYSTEMS | 85824 | 409547WX7 | STRONG MEMORIAL HOSPITAL | STRONG |  | ALLERGY/RHEUM./IMMUN.; OFFSITE; IMAGING | ALLIMR-I | 2 | 400 Red Creek Drive; suite 240 | In Service | 10 | 3 |  |  |  |  | 050OP137527 | ALLERGY/IMMUNOLOGY/RHEUMATOLOGY
URMC | TRAUSI | TRANSDUCER; ULTRASOUND; IMAGING |  | 11L-D | TRANSDUCER; ULTRASOUND; IMAGING | GEMEDS | GE MEDICAL SYSTEMS | 85825 | 407460WX5 | STRONG MEMORIAL HOSPITAL | STRONG |  | ALLERGY/RHEUM./IMMUN.; OFFSITE; IMAGING | ALLIMR-I | 2 | 400 Red Creek; Suite 240 | In Service | 10 | 3 |  |  |  |  | 050OP137527 | ALLERGY/IMMUNOLOGY/RHEUMATOLOGY
URMC | TRAUSI | TRANSDUCER; ULTRASOUND; IMAGING |  | L25X/13-6 | TRANSDUCER; ULTRASONIC | SONULS | SONOSITE ULTRASOUND SYSTEMS | 85964 | 04CHM6 | STRONG MEMORIAL HOSPITAL | STRONG |  | GCH PEDIATRIC CATH LAB- IMAGING | PEDCAT-I |  | GCH OR7 | In Service | 10 | 3 |  |  |  |  | 050OP135525 | CARDIOLOGY; CARDIAC CATH LAB
URMC | TRAUSI | TRANSDUCER; ULTRASOUND; IMAGING |  | M5SC-D | TRANSDUCER; ULTRASOUND; IMAGING | GEMEDS | GE MEDICAL SYSTEMS | 84562 | 297029YP1 | STRONG MEMORIAL HOSPITAL | STRONG |  | UR MEDICINE HEART & VASCULAR at STRONG WEST | URHEVSW | 3rd | 156 West Ave; Brockport | In Service | 10 | 3 |  |  |  |  | 050OP347176 | UR MEDICINE HEART & VASCULAR at STRONG WEST
URMC | TRAUSI | TRANSDUCER; ULTRASOUND; IMAGING |  | 9L-D | TRANSDUCER; ULTRASOUND; IMAGING | GEMEDS | GE MEDICAL SYSTEMS | 84563 | 209142WP9 | STRONG MEMORIAL HOSPITAL | STRONG |  | UR MEDICINE HEART & VASCULAR at STRONG WEST | URHEVSW | 3rd | 156 West Ave | In Service | 10 | 3 |  |  |  |  | 050OP347176 | UR MEDICINE HEART & VASCULAR at STRONG WEST
URMC | TRAUSI | TRANSDUCER; ULTRASOUND; IMAGING |  | C2-9-D | TRANSDUCER; ULTRASOUND; IMAGING | GEMEDS | GE MEDICAL SYSTEMS | 84564 | 304807YP1 | STRONG MEMORIAL HOSPITAL | STRONG |  | UR MEDICINE HEART & VASCULAR at STRONG WEST | URHEVSW | 3rd | 156 West Ave; Brockport | In Service | 10 | 3 |  |  |  |  | 050OP347176 | UR MEDICINE HEART & VASCULAR at STRONG WEST
URMC | TRAUSI | TRANSDUCER; ULTRASOUND; IMAGING |  | L14-6S | TRANSDUCER; ULTRASOUND; IMAGING | MINNOA | MINDRAY NORTH AMERICA | 79643 | 8MR79003355 | STRONG MEMORIAL HOSPITAL | STRONG |  | EMERGENCY DEPT-SMH; IMAGING | ED-SMH-I |  |  | In Service | 10 | 3 |  |  |  |  | 050OP138501 | EMERGENCY DEPARTMENT -SMH
URMC | TRAUSI | TRANSDUCER; ULTRASOUND; IMAGING |  | TE-V7M | TRANSDUCER; ULTRASOUND; IMAGING | SIEMES | SIEMENS MED SYSTEMS | 85213 | 43191693 | STRONG MEMORIAL HOSPITAL | STRONG |  | AC-1; PEDIATRIC CARDIOLOGY; IMAGING | AC1PEC-I |  |  | In Service | 10 | 3 |  |  |  |  | 050OP349801 | PEDIATRIC CARDIOLOGY
URMC | TRAUSI | TRANSDUCER; ULTRASOUND; IMAGING |  | S5-2 | TRANSDUCER; ULTRASOUND; IMAGING | PHIMES | PHILIPS MEDICAL SYSTEMS NORTH AMERICA CO | 84679 | B0QKMV | STRONG MEMORIAL HOSPITAL | STRONG |  | RCPG; CANAL VIEW; IMAGING | RCPGCV-I |  | 140 Canal View | In Service | 10 | 3 |  |  |  |  | 050OP137528 | ROCHESTER CARDIOPULMONARY GROUP; ARTICLE 28
URMC | TRAUSI | TRANSDUCER; ULTRASOUND; IMAGING |  | L8-3 | TRANSDUCER; ULTRASOUND; IMAGING | SIEMES | SIEMENS MED SYSTEMS | 37295 | 202537 | HIGHLAND HOSPITAL OF ROCHESTER | HIGHLAND |  | HH OPERATING ROOM | OPER |  | OR | In Service | 10 | 3 |  |  |  |  | OP857410 | OPERATING ROOM HH
URMC | TRAUSI | TRANSDUCER; ULTRASOUND; IMAGING |  | RC60XI | TRANSDUCER; ULTRASOUND; IMAGING; 5-2 MHZ | SONULS | SONOSITE ULTRASOUND SYSTEMS | 84651 | 04BP0Y | STRONG MEMORIAL HOSPITAL | STRONG |  | ORTHOPEDIC CLINIC; IMAGING EQUIPMENT | ORTCL2-I | 1 | Clinton Crossings Bldg D | In Service | 10 | 3 |  |  |  |  | 050OP137515 | ORTHOPAEDIC CLINIC
URMC | TRAUSI | TRANSDUCER; ULTRASOUND; IMAGING |  | C60 | TRANSDUCER; ULTRASOUND; IMAGING | SONULS | SONOSITE ULTRASOUND SYSTEMS | 84653 | 04C59X | STRONG MEMORIAL HOSPITAL | STRONG |  | ORTHOPEDIC CLINIC; IMAGING EQUIPMENT | ORTCL2-I |  | PENFILED | In Service | 10 | 3 |  |  |  |  | 050OP137515 | ORTHOPAEDIC CLINIC
URMC | TRAUSI | TRANSDUCER; ULTRASOUND; IMAGING |  | IP57 | TRANSDUCER; ULTRASOUND; IMAGING | BKMED | B&K MEDICAL SYSTEMS | 84457 | 3121554 | UR MEDICAL FACULTY GROUP | URMFG |  | UROLOGY-CLINTON CROSSINGS - Closed | ZZUROCLC |  | 158 SAWGRASS DRIVE | In Service | 10 | 3 |  |  |  |  | 091OP347505 | UROLOGY-OFFSITES
URMC | TRAUSI | TRANSDUCER; ULTRASOUND; IMAGING |  | L25X/13-6 | TRANSDUCER; ULTRASONIC | SONULS | SONOSITE ULTRASOUND SYSTEMS | 85688 | 0423B6 | STRONG MEMORIAL HOSPITAL | STRONG |  | 3-2800; BURN/TRAUMA; IMAGING | 3-2800-I |  |  | In Service | 10 | 3 |  |  |  |  | 050OP134570 | 3-2800; PROG CARE BURN/TRAUMA/STEPD
URMC | TRAUSI | TRANSDUCER; ULTRASOUND; IMAGING |  | HFL50X | TRANSDUCER; ULTRASOUND; IMAGING; 15-6 MHZ | SONULS | SONOSITE ULTRASOUND SYSTEMS | 85392 | 04GYB7 | STRONG MEMORIAL HOSPITAL | STRONG |  | ORTHOPEDIC CLINIC; PENFIELD | ORTCLP |  | 2064 Fairport Nine Mile Point Road | In Service | 10 | 3 |  |  |  |  | 050OP137515 | ORTHOPAEDIC CLINIC
URMC | TRAUSI | TRANSDUCER; ULTRASOUND; IMAGING |  | RC60XI | TRANSDUCER; ULTRASOUND; IMAGING; 5-2 MHZ | SONULS | SONOSITE ULTRASOUND SYSTEMS | 85391 | 04JN6T | STRONG MEMORIAL HOSPITAL | STRONG |  | ORTHOPEDIC CLINIC; PENFIELD | ORTCLP |  | 2064 Fairport Nine Mile Point Road | In Service | 10 | 3 |  |  |  |  | 050OP137515 | ORTHOPAEDIC CLINIC
URMC | TRAUSI | TRANSDUCER; ULTRASOUND; IMAGING |  | RIC5-9-D | TRANSDUCER; ULTRASOUND; IMAGING | GEMEDS | GE MEDICAL SYSTEMS | 85812 | 213727KR1 | STRONG MEMORIAL HOSPITAL | STRONG |  | GENDER WELLNESS IMAGING | GENWEL-I |  |  | In Service | 10 | 3 |  |  |  |  | 050OP137512 | GENDER WELLNESS
URMC | TRAUSI | TRANSDUCER; ULTRASOUND; IMAGING |  | 10043556 | TRANSDUCER; ULTRASOUND; IMAGING | SIEMES | SIEMENS MED SYSTEMS | 85969 | 84181506 | STRONG MEMORIAL HOSPITAL | STRONG |  | CARDIOLOGY; ELECTROPHYSIOLOGY; IMAGING | CARELE-I |  | Cath Lab | In Service | 10 | 3 |  |  |  |  | 050OP135570 | CARDIOLOGY;ELECTROPHYSIOLOGY G-1200
URMC | TRAUSI | TRANSDUCER; ULTRASOUND; IMAGING |  | PRB6000 | TRANSDUCER; ULTRASOUND; IMAGING | LABMET | LABORIE MEDICAL TECH. CORP. | 86502 | 0J169861 | STRONG MEMORIAL HOSPITAL | STRONG |  | UROLOGY AT SAWGRASS | UROSAW |  | 158 Sawgrass Dr | In Service | 10 | 3 |  |  |  |  | 050OP137518 | AC-2; UROLOGY
URMC | TRAUSI | TRANSDUCER; ULTRASOUND; IMAGING |  | PRB6000 | TRANSDUCER; ULTRASOUND; IMAGING | LABMET | LABORIE MEDICAL TECH. CORP. | 86504 | 0J169851 | STRONG MEMORIAL HOSPITAL | STRONG |  | UROLOGY AT SAWGRASS | UROSAW |  | 158 Sawgrass Dr | In Service | 10 | 3 |  |  |  |  | 050OP137518 | AC-2; UROLOGY
URMC | TRAUSI | TRANSDUCER; ULTRASOUND; IMAGING |  | PRB6000 | TRANSDUCER; ULTRASOUND; IMAGING | LABMET | LABORIE MEDICAL TECH. CORP. | 86508 | 0IC67991 | STRONG MEMORIAL HOSPITAL | STRONG |  | UROLOGY AT SAWGRASS | UROSAW | 2 | 158 Sawgrass Dr | In Service | 10 | 3 |  |  |  |  | 050OP137518 | AC-2; UROLOGY
URMC | TRAUSI | TRANSDUCER; ULTRASOUND; IMAGING |  | PRB6000 | TRANSDUCER; ULTRASOUND; IMAGING | LABMET | LABORIE MEDICAL TECH. CORP. | 86510 | 0J169601 | STRONG MEMORIAL HOSPITAL | STRONG |  | UROLOGY AT SAWGRASS | UROSAW | 2 | 158 Sawgrass Dr | In Service | 10 | 3 |  |  |  |  | 050OP137518 | AC-2; UROLOGY
URMC | TRAUSI | TRANSDUCER; ULTRASOUND; IMAGING |  | PRB6000 | TRANSDUCER; ULTRASOUND; IMAGING | LABMET | LABORIE MEDICAL TECH. CORP. | 86514 | 0J169881 | STRONG MEMORIAL HOSPITAL | STRONG |  | UROLOGY AT SAWGRASS | UROSAW | 2 | 158 Sawgrass Dr | In Service | 10 | 3 |  |  |  |  | 050OP137518 | AC-2; UROLOGY
URMC | TRAUSI | TRANSDUCER; ULTRASOUND; IMAGING |  | PRB6000 | TRANSDUCER; ULTRASOUND; IMAGING | LABMET | LABORIE MEDICAL TECH. CORP. | 86516 | 0J169681 | STRONG MEMORIAL HOSPITAL | STRONG |  | UROLOGY AT SAWGRASS | UROSAW | 2 | 158 Sawgrass Dr | In Service | 10 | 3 |  |  |  |  | 050OP137518 | AC-2; UROLOGY
URMC | TRAUSI | TRANSDUCER; ULTRASOUND; IMAGING |  | PRB6000 | TRANSDUCER; ULTRASOUND; IMAGING | LABMET | LABORIE MEDICAL TECH. CORP. | 86518 | PRB-6000/0J169691 | UR MEDICAL FACULTY GROUP | URMFG |  | UROLOGY AT NOYES | URONOY |  |  | In Service | 10 | 3 |  |  |  |  | 091OP347508 | UROLOGY AT NOYES
URMC | TRAUSI | TRANSDUCER; ULTRASOUND; IMAGING |  | PRB6000 | TRANSDUCER; ULTRASOUND; IMAGING | LABMET | LABORIE MEDICAL TECH. CORP. | 86520 | 0J169821 | UR MEDICAL FACULTY GROUP | URMFG |  | UROLOGY AT JONES | UROJON |  |  | In Service | 10 | 3 |  |  |  |  | 091OP347511 | UROLOGY AT JONES
URMC | TRAUSI | TRANSDUCER; ULTRASOUND; IMAGING |  | PRB6000 | TRANSDUCER; ULTRASOUND; IMAGING | LABMET | LABORIE MEDICAL TECH. CORP. | 86522 | 0J169831 | UR MEDICAL FACULTY GROUP | URMFG |  | UROLOGY- GREECE | UROGRE |  |  | In Service | 10 | 3 |  |  |  |  | 091OP347489 | UROLOGY- GREECE
URMC | TRAUSI | TRANSDUCER; ULTRASOUND; IMAGING |  | PRB6000 | TRANSDUCER; ULTRASOUND; IMAGING | LABMET | LABORIE MEDICAL TECH. CORP. | 86524 | 0J169611 | STRONG MEMORIAL HOSPITAL | STRONG |  | UR MEDICINE MULTI-SPECIALTY SUITE at STRONG WEST | URMMSSW |  |  | In Service | 10 | 3 |  |  |  |  | 050OP239670 | UR MEDICINE MULTISPECIALTY SUITE at STRONG WEST
URMC | TRAUSI | TRANSDUCER; ULTRASOUND; IMAGING |  | PRB6000 | TRANSDUCER; ULTRASOUND; IMAGING | LABMET | LABORIE MEDICAL TECH. CORP. | 86526 | 0J169801 | UR MEDICAL FACULTY GROUP | URMFG |  | PELVIC HEALTH & CONTINENCE SPECIALTIES | PELHECS |  |  | In Service | 10 | 3 |  |  |  |  | 091OP349806 | PELVIC HEALTH & CONTINENCE SPECIALTIES
URMC | TRAUSI | TRANSDUCER; ULTRASOUND; IMAGING |  | PRB6000 | TRANSDUCER; ULTRASOUND; IMAGING | LABMET | LABORIE MEDICAL TECH. CORP. | 86146 | 0IC67612 | STRONG MEMORIAL HOSPITAL | STRONG |  | 7-3400; ADULT ACUTE CARE; IMAGING | 7-3400-I |  |  | In Service | 10 | 3 |  |  |  |  | 050OP134590 | 7-3400; ADULT ACUTE CARE
URMC | TRAUSI | TRANSDUCER; ULTRASOUND; IMAGING |  | C2-9-D | TRANSDUCER; ULTRASOUND; IMAGING | GEMEDS | GE MEDICAL SYSTEMS | 86086 | 315831YP8 | STRONG MEMORIAL HOSPITAL | STRONG |  | OB/GYN ULTRASOUND GROUP; IMAGING | OBGULG-I |  | 125 Lattimore | In Service | 10 | 3 |  |  |  |  | 050OP136577 | OB/GYN LATTIMORE ROAD
URMC | TRAUSI | TRANSDUCER; ULTRASOUND; IMAGING |  | C3-10-D | TRANSDUCER; ULTRASOUND; IMAGING | GEMEDS | GE MEDICAL SYSTEMS | 86816 | 313547YP2 | STRONG MEMORIAL HOSPITAL | STRONG |  | RADIOLOGY; DIAGNOSTIC; IMAGING | RADDIA-I |  | ED South | In Service | 10 | 3 |  |  |  |  | 050OP136555 | IMAGING SCIENCES - SMH
URMC | TRAUSI | TRANSDUCER; ULTRASOUND; IMAGING |  | C3-10-D | TRANSDUCER; ULTRASOUND; IMAGING | GEMEDS | GE MEDICAL SYSTEMS | 86817 | 313549YP8 | STRONG MEMORIAL HOSPITAL | STRONG |  | RADIOLOGY; DIAGNOSTIC; IMAGING | RADDIA-I |  | ED South | In Service | 10 | 3 |  |  |  |  | 050OP136555 | IMAGING SCIENCES - SMH
URMC | TRAUSI | TRANSDUCER; ULTRASOUND; IMAGING |  | C3-10-D | TRANSDUCER; ULTRASOUND; IMAGING | GEMEDS | GE MEDICAL SYSTEMS | 86818 | 313550YP6 | STRONG MEMORIAL HOSPITAL | STRONG |  | RADIOLOGY; DIAGNOSTIC; IMAGING | RADDIA-I |  | ED South | In Service | 10 | 3 |  |  |  |  | 050OP136555 | IMAGING SCIENCES - SMH
URMC | TRAUSI | TRANSDUCER; ULTRASOUND; IMAGING |  | P2D | PROBE; DOPPLER | GEMEDS | GE MEDICAL SYSTEMS | 86819 | 11P1134 | STRONG MEMORIAL HOSPITAL | STRONG |  | AC-G; ECHOCARDIOGRAPHY; IMAGING | ACGECH-I |  | Clinton Crossings | In Service | 10 | 3 |  |  |  |  | 050OP135565 | AC-G; ECHOCARDIOGRAPHY
URMC | TRAUSI | TRANSDUCER; ULTRASOUND; IMAGING |  | S4-1 | TRANSDUCER; ULTRASOUND; IMAGING | PHIMES | PHILIPS MEDICAL SYSTEMS NORTH AMERICA CO | 86821 | B32B7G | STRONG MEMORIAL HOSPITAL | STRONG |  | ADVANCED HEART FAILURE PROGRAM | ADHEFP-I |  |  | In Service | 10 | 3 |  |  |  |  | 050OP135561 | ADVANCE HEART FAILURE PROGRAM
URMC | TRAUSI | TRANSDUCER; ULTRASOUND; IMAGING |  | S4-1 | TRANSDUCER; ULTRASOUND; IMAGING | PHIMES | PHILIPS MEDICAL SYSTEMS NORTH AMERICA CO | 86822 | B30VH8 | STRONG MEMORIAL HOSPITAL | STRONG |  | ADVANCED HEART FAILURE PROGRAM | ADHEFP-I |  |  | In Service | 10 | 3 |  |  |  |  | 050OP135561 | ADVANCE HEART FAILURE PROGRAM
URMC | TRAUSI | TRANSDUCER; ULTRASOUND; IMAGING |  | S4-1 | TRANSDUCER; ULTRASOUND; IMAGING | PHIMES | PHILIPS MEDICAL SYSTEMS NORTH AMERICA CO | 86823 | B32B88 | STRONG MEMORIAL HOSPITAL | STRONG |  | ADVANCED HEART FAILURE PROGRAM | ADHEFP-I |  |  | In Service | 10 | 3 |  |  |  |  | 050OP135561 | ADVANCE HEART FAILURE PROGRAM
URMC | TRAUSI | TRANSDUCER; ULTRASOUND; IMAGING |  | S4-1 | TRANSDUCER; ULTRASOUND; IMAGING | PHIMES | PHILIPS MEDICAL SYSTEMS NORTH AMERICA CO | 86824 | B32B5J | STRONG MEMORIAL HOSPITAL | STRONG |  | ADVANCED HEART FAILURE PROGRAM | ADHEFP-I |  |  | In Service | 10 | 3 |  |  |  |  | 050OP135561 | ADVANCE HEART FAILURE PROGRAM
URMC | TRAUSI | TRANSDUCER; ULTRASOUND; IMAGING |  | M5SC-RS | TRANSDUCER; ULTRASOUND; IMAGING | GEMEDS | GE MEDICAL SYSTEMS | 86830 | 296928YP5 | STRONG MEMORIAL HOSPITAL | STRONG |  | CARDIOLOGY; CARDIAC CATH LAB ;IMAGING | CARCA2-I | G | Cardiology Cath Lab; Vivid IQ ultrasound | In Service | 10 | 3 |  |  |  |  | 050OP135525 | CARDIOLOGY; CARDIAC CATH LAB
URMC | TRAUSI | TRANSDUCER; ULTRASOUND; IMAGING |  | UST-MC11-8711 | MULTIFREQUENCY FINGER GRIP 'T' STYLE | ALOKA | ALOKA | 87135 | 20007416 | STRONG MEMORIAL HOSPITAL | STRONG |  | OPERATING ROOM; IMAGING | OPEROO-I |  | Anesth | In Service | 10 | 3 |  |  |  |  | 050OP131575 | OPERATING ROOM; SMH
URMC | TRAUSI | TRANSDUCER; ULTRASOUND; IMAGING |  | UST-995-75 | MIRCO CONVEX 7.5 MHz PROBE | ALOKA | ALOKA | 87136 | M00746 | STRONG MEMORIAL HOSPITAL | STRONG |  | OPERATING ROOM; IMAGING | OPEROO-I |  |  | In Service | 10 | 3 |  |  |  |  | 050OP131575 | OPERATING ROOM; SMH
URMC | TRAUSI | TRANSDUCER; ULTRASOUND; IMAGING |  | UST-5795T-75 | TRANSDUCER; ULTRASOUND; IMAGING | ALOKA | ALOKA | 87142 | M01017 | STRONG MEMORIAL HOSPITAL | STRONG |  | OPERATING ROOM; IMAGING | OPEROO-I |  | OR | In Service | 10 | 3 |  |  |  |  | 050OP131575 | OPERATING ROOM; SMH
URMC | TRAUSI | TRANSDUCER; ULTRASOUND; IMAGING |  | UST-5534T-75 | TRANSDUCER; ULTRASOUND; IMAGING | ALOKA | ALOKA | 87143 | 203D0889 | STRONG MEMORIAL HOSPITAL | STRONG |  | OPERATING ROOM; IMAGING | OPEROO-I |  | or | In Service | 10 | 3 |  |  |  |  | 050OP131575 | OPERATING ROOM; SMH
URMC | TRAUSI | TRANSDUCER; ULTRASOUND; IMAGING |  | 4C-RS | TRANSDUCER; ULTRASOUND; IMAGING | GEMEDS | GE MEDICAL SYSTEMS | 86089 | 735173WX7 | STRONG MEMORIAL HOSPITAL | STRONG |  | NORTH PONDS FAMILY MEDICINE WEBSTER | NPWEBS |  |  | In Service | 10 | 3 |  |  |  |  | 050OP137013 | NORTH PONDS FAMILY MEDICINE WEBSTER
URMC | TRAUSI | TRANSDUCER; ULTRASOUND; IMAGING |  | IC9-RS | TRANSDUCER; ULTRASOUND; IMAGING | GEMEDS | GE MEDICAL SYSTEMS | 86090 | 742696WX8 | STRONG MEMORIAL HOSPITAL | STRONG |  | NORTH PONDS FAMILY MEDICINE WEBSTER | NPWEBS |  |  | In Service | 10 | 3 |  |  |  |  | 050OP137013 | NORTH PONDS FAMILY MEDICINE WEBSTER
URMC | TRAUSI | TRANSDUCER; ULTRASOUND; IMAGING |  | RIC5-9-D | TRANSDUCER; ULTRASOUND; IMAGING | GEMEDS | GE MEDICAL SYSTEMS | 87002 | 186381KR0 | STRONG MEMORIAL HOSPITAL | STRONG |  | OB/GYN; LATTIMORE ROAD IMAGING | OBGLAT-I |  |  | In Service | 10 | 3 |  |  |  |  | 050OP136577 | OB/GYN LATTIMORE ROAD
URMC | TRAUSI | TRANSDUCER; ULTRASOUND; IMAGING |  | L2-9-D | TRANSDUCER; ULTRASOUND; IMAGING | GEMEDS | GE MEDICAL SYSTEMS | 87206 | 180951PD6 | STRONG MEMORIAL HOSPITAL | STRONG |  | UNIVERSITY IMAGING AT EAST RIVER ROAD-IMAGING | UNIMER-I |  |  | In Service | 10 | 3 |  |  |  |  | 050OP136547 | UNIVERSITY IMAGING AT EAST RIVER ROAD
URMC | TRAUSI | TRANSDUCER; ULTRASOUND; IMAGING |  | L2-9-D | TRANSDUCER; ULTRASOUND; IMAGING | GEMEDS | GE MEDICAL SYSTEMS | 87188 | 183043SPD9 | STRONG MEMORIAL HOSPITAL | STRONG |  | STRONG WEST IMAGING/RADIOLOGY-IMAGING | SWIMRA-I |  |  | In Service | 10 | 3 |  |  |  |  | 050OP139684 | STRONG WEST IMAGING/RADIOLOGY
URMC | TRAUSI | TRANSDUCER; ULTRASOUND; IMAGING |  | L2-9-D | TRANSDUCER; ULTRASOUND; IMAGING | GEMEDS | GE MEDICAL SYSTEMS | 87194 | 180954PD0 | STRONG MEMORIAL HOSPITAL | STRONG |  | EMERGENCY DEPT-SMH; IMAGING | ED-SMH-I |  | EDUS2 | In Service | 10 | 3 |  |  |  |  | 050OP138501 | EMERGENCY DEPARTMENT -SMH
URMC | TRAUSI | TRANSDUCER; ULTRASOUND; IMAGING |  | S4-1 | TRANSDUCER; ULTRASOUND; IMAGING | PHIMES | PHILIPS MEDICAL SYSTEMS NORTH AMERICA CO | 86865 | B2Z0QP | UR MEDICAL FACULTY GROUP | URMFG |  | HOSPITAL MEDICINE DIVISION- IMAGING | HOSMED-I |  |  | In Service | 10 | 3 |  |  |  |  | 091OP347079 | HOSPITAL MEDICINE DIVISION- IMAGING
URMC | TRAUSI | TRANSDUCER; ULTRASOUND; IMAGING |  | S4-1 | TRANSDUCER; ULTRASOUND; IMAGING | PHIMES | PHILIPS MEDICAL SYSTEMS NORTH AMERICA CO | 86864 | B2Z0HQ | UR MEDICAL FACULTY GROUP | URMFG |  | HOSPITAL MEDICINE DIVISION- IMAGING | HOSMED-I |  |  | In Service | 10 | 3 |  |  |  |  | 091OP347079 | HOSPITAL MEDICINE DIVISION- IMAGING
URMC | TRAUSI | TRANSDUCER; ULTRASOUND; IMAGING |  | S4-1 | TRANSDUCER; ULTRASOUND; IMAGING | PHIMES | PHILIPS MEDICAL SYSTEMS NORTH AMERICA CO | 86866 | B30859 | UR MEDICAL FACULTY GROUP | URMFG |  | HOSPITAL MEDICINE DIVISION- IMAGING | HOSMED-I |  |  | In Service | 10 | 3 |  |  |  |  | 091OP347079 | HOSPITAL MEDICINE DIVISION- IMAGING
URMC | TRAUSI | TRANSDUCER; ULTRASOUND; IMAGING |  | PRB6000 | TRANSDUCER; ULTRASOUND; IMAGING | LABMET | LABORIE MEDICAL TECH. CORP. | 37587 | J271651 | HIGHLAND HOSPITAL OF ROCHESTER | HIGHLAND |  | EAST 6; PALLIATIVE CARE | EAST6 | 6 | EAST 6 | In Service | 10 | 3 |  |  |  |  | OP856060 | EAST 6; EVARTS JOINT CENTER
URMC | TRAUSI | TRANSDUCER; ULTRASOUND; IMAGING |  | C5-2S | TRANSDUCER; ULTRASONIC | MINNOA | MINDRAY NORTH AMERICA | 85379 | 9KD93066740 | STRONG MEMORIAL HOSPITAL | STRONG |  | STRONG WEST EMERGENCY DEPT | SWEMED | 1 | Strong west emegancy Department | In Service | 10 | 3 |  |  |  |  | 050OP139680 | STRONG WEST BROCKPORT
URMC | TRAUSI | TRANSDUCER; ULTRASOUND; IMAGING |  | SP5-1S | TRANSDUCER; ULTRASONIC; P/N 120-002703-00 | MINNOA | MINDRAY NORTH AMERICA | 37558 | 9SC93019050 | HIGHLAND HOSPITAL OF ROCHESTER | HIGHLAND |  | INTENSIVE CARE UNIT - HH | ICU |  |  | In Service | 10 | 3 |  |  |  |  | OP856120 ICU | INTENSIVE CARE UNIT
URMC | TRAUSI | TRANSDUCER; ULTRASOUND; IMAGING |  | L12-4S | TRANSDUCER; ULTRASOUND; IMAGING | MINNOA | MINDRAY NORTH AMERICA | 37559 | CAYE91060434 | HIGHLAND HOSPITAL OF ROCHESTER | HIGHLAND |  | INTENSIVE CARE UNIT - HH | ICU |  |  | In Service | 10 | 3 |  |  |  |  | OP856120 ICU | INTENSIVE CARE UNIT
URMC | TRAUSI | TRANSDUCER; ULTRASOUND; IMAGING |  | HFL50X | TRANSDUCER; ULTRASOUND; IMAGING; 15-6 MHZ | SONULS | SONOSITE ULTRASOUND SYSTEMS | 86984 | 04LB2C | STRONG MEMORIAL HOSPITAL | STRONG |  | ORTHOPEDIC CLINIC; IMAGING EQUIPMENT | ORTCL2-I |  | Clinton Crossings Bldg. D | In Service | 10 | 3 |  |  |  |  | 050OP137515 | ORTHOPAEDIC CLINIC
URMC | TRAUSI | TRANSDUCER; ULTRASOUND; IMAGING |  | 4C-RS | TRANSDUCER; ULTRASOUND; IMAGING | GEMEDS | GE MEDICAL SYSTEMS | 86955 | 749716WX7 | STRONG MEMORIAL HOSPITAL | STRONG |  | OB.GYN ULTRASOUND; ROOM 3-1406 | OBG314 |  |  | In Service | 10 | 3 |  |  |  |  | 050OP136577 | OB/GYN LATTIMORE ROAD
URMC | TRAUSI | TRANSDUCER; ULTRASOUND; IMAGING |  | 6VT-D | TRANSDUCER; ULTRASOUND; IMAGING | GEMEDS | GE MEDICAL SYSTEMS | 36794 | 214364 | HIGHLAND HOSPITAL OF ROCHESTER | HIGHLAND |  | CARDIOLOGY | CARDIO |  | HH Cardiology | In Service | 10 | 3 |  |  |  |  | OP857450 | CARDIOLOGY
URMC | TRAUSI | TRANSDUCER; ULTRASOUND; IMAGING |  | 9L-D | TRANSDUCER; ULTRASOUND; IMAGING | GEMEDS | GE MEDICAL SYSTEMS | 37784 | 139698WP5 | HIGHLAND HOSPITAL OF ROCHESTER | HIGHLAND |  | ULTRASOUND | ULTRAS | 2 | HH ULTRASOUND RM3 | In Service | 10 | 3 |  |  |  |  | OP857500 | ULTRASOUND
URMC | TRAUSI | TRANSDUCER; ULTRASOUND; IMAGING |  | S1-5 | TRANSDUCER; ULTRASOUND; IMAGING | GEMEDS | GE MEDICAL SYSTEMS | 37785 | BE170051 | HIGHLAND HOSPITAL OF ROCHESTER | HIGHLAND |  | ULTRASOUND | ULTRAS | 2 | HH ULTRASOUND RM3 | In Service | 10 | 3 |  |  |  |  | OP857500 | ULTRASOUND
URMC | TRAUSI | TRANSDUCER; ULTRASOUND; IMAGING |  | L25X/13-6 | TRANSDUCER; ULTRASONIC | SONULS | SONOSITE ULTRASOUND SYSTEMS | 89029 | 04N1DM | STRONG MEMORIAL HOSPITAL | STRONG |  | 6SOUTH; PEDIATRIC CCC | 6SOUTH | 6GCH | GCH 6South Peds ICU | In Service | 10 | 3 |  |  |  |  | 050OP134512 | 4-2800 CICU
URMC | TRAUSI | TRANSDUCER; ULTRASOUND; IMAGING |  | HFL50X | TRANSDUCER; ULTRASOUND; IMAGING; 15-6 MHZ | SONULS | SONOSITE ULTRASOUND SYSTEMS | 84568 | 04N0DC | STRONG MEMORIAL HOSPITAL | STRONG |  | ORTHOPAEDICS & REHABILITATION VICTOR | ORTVIC |  | 7670 Omnitech Place Victor; NY | In Service | 10 | 3 |  |  |  |  | 091OP347557 | ORTHOPAEDICS & REHABILITATION VICTOR
URMC | TRAUSI | TRANSDUCER; ULTRASOUND; IMAGING |  | C2-9-D | TRANSDUCER; ULTRASOUND; IMAGING | GEMEDS | GE MEDICAL SYSTEMS | 37786 | 238607YP6 | HIGHLAND HOSPITAL OF ROCHESTER | HIGHLAND |  | ULTRASOUND | ULTRAS |  | HH ULTRASOUND RM1 | In Service | 10 | 3 |  |  |  |  | OP857500 | ULTRASOUND
URMC | TRAUSI | TRANSDUCER; ULTRASOUND; IMAGING |  | S4-10 | TRANSDUCER; ULTRASOUND; IMAGING | GEMEDS | GE MEDICAL SYSTEMS | 37787 | 72102588 | HIGHLAND HOSPITAL OF ROCHESTER | HIGHLAND |  | ULTRASOUND | ULTRAS |  | HH ULTRASOUND RM3 | In Service | 10 | 3 |  |  |  |  | OP857500 | ULTRASOUND
URMC | TRAUSI | TRANSDUCER; ULTRASOUND; IMAGING |  | L8-3 | TRANSDUCER; ULTRASOUND; IMAGING | SIEMES | SIEMENS MED SYSTEMS | 87126 | 202690 | STRONG MEMORIAL HOSPITAL | STRONG |  | CARDIOLOGY; ELECTROPHYSIOLOGY; IMAGING | CARELE-I | G | EP LAB2 | In Service | 10 | 3 |  |  |  |  | 050OP135570 | CARDIOLOGY;ELECTROPHYSIOLOGY G-1200
URMC | TRAUSI | TRANSDUCER; ULTRASOUND; IMAGING |  | L14-6NS | TRANSDUCER; ULTRASOUND; IMAGING | MINNOA | MINDRAY NORTH AMERICA | 88914 | CB2P95025064 | SCHOOL OF MEDICINE AND DENTISTRY | SCHMED |  | PULMONARY & CRITICAL CARE MEDICINE- IMAGING | PUCRCA-I | 1 | 1.4124 | In Service | 10 | 3 |  |  |  |  | 040OP211912 | PULMONARY & CRITICAL CARE MEDICINE
URMC | TRAUSI | TRANSDUCER; ULTRASOUND; IMAGING |  | L25X/13-6 | TRANSDUCER; ULTRASONIC | SONULS | SONOSITE ULTRASOUND SYSTEMS | 88909 | 04N8BD | STRONG MEMORIAL HOSPITAL | STRONG |  | ANESTHESIOLOGY; GROUP 1; IMAGING | ANEST1-I |  | OR/ANESTHESIA | In Service | 10 | 3 |  |  |  |  | 050OP136553 | ANESTHESIOLOGY - SMH
URMC | TRAUSI | TRANSDUCER; ULTRASOUND; IMAGING |  | L25X/13-6 | TRANSDUCER; ULTRASONIC | SONULS | SONOSITE ULTRASOUND SYSTEMS | 88907 | 04N8BZ | STRONG MEMORIAL HOSPITAL | STRONG |  | ANESTHESIOLOGY; GROUP 1; IMAGING | ANEST1-I |  | OR/ANESTHESIA | In Service | 10 | 3 |  |  |  |  | 050OP136553 | ANESTHESIOLOGY - SMH
URMC | TRAUSI | TRANSDUCER; ULTRASOUND; IMAGING |  | L12-3RCS | TRANSDUCER; ULTRASOUND; IMAGING | MINNOA | MINDRAY NORTH AMERICA | 87898 | CR1E95000703 | STRONG MEMORIAL HOSPITAL | STRONG |  | 7-1600 MEDICAL ICU IMAGING | MIC7-I | 7 | 7-1600 | In Service | 10 | 3 |  |  |  |  | 050OP134589 | 7-1600; MEDICAL ICU
URMC | TRAUSI | TRANSDUCER; ULTRASOUND; IMAGING |  | L12-3RCS | TRANSDUCER; ULTRASOUND; IMAGING | MINNOA | MINDRAY NORTH AMERICA | 87899 | CR1B88000115 | STRONG MEMORIAL HOSPITAL | STRONG |  | 8-1600; MICU; IMAGING | 8-1600-I | 8 | 8-1600 | In Service | 10 | 3 |  |  |  |  | 050OP134574 | 8-1600; MICU
URMC | TRAUSI | TRANSDUCER; ULTRASOUND; IMAGING |  | EC9-4 | TRANSDUCER; ULTRASOUND; IMAGING | SIEMES | SIEMENS MED SYSTEMS | 88142 | 9240009 | STRONG MEMORIAL HOSPITAL | STRONG |  | ROCHESTER INTERNAL MEDICINE ASSOCIATES | ROCINM |  | 400 White Spruce Bldg B | Out of Service | 10 | 3 |  |  |  |  | 050OP137007 | ROCHESTER INTERNAL MEDICINE ASSOC
URMC | TRAUSI | TRANSDUCER; ULTRASOUND; IMAGING |  | 9L-RS | TRANSDUCER; ULTRASOUND; IMAGING | GEMEDS | GE MEDICAL SYSTEMS | 88087 | 280803YP8 | STRONG MEMORIAL HOSPITAL | STRONG |  | CARDIOLOGY; CARDIAC CATH LAB ;IMAGING | CARCA2-I |  | CL2 | In Service | 10 | 3 |  |  |  |  | 050OP135525 | CARDIOLOGY; CARDIAC CATH LAB
URMC | TRAUSI | TRANSDUCER; ULTRASOUND; IMAGING |  | P2D | PROBE; DOPPLER | GEMEDS | GE MEDICAL SYSTEMS | 88149 | 11P2132 | STRONG MEMORIAL HOSPITAL | STRONG | CE-1128738 | CARDIOLOGY; CARDIAC CATH LAB ;IMAGING | CARCA2-I |  | G | In Service | 10 | 3 |  |  |  |  | 050OP135525 | CARDIOLOGY; CARDIAC CATH LAB
URMC | TRAUSI | TRANSDUCER; ULTRASOUND; IMAGING |  | M5SC-D | TRANSDUCER; ULTRASOUND; IMAGING | GEMEDS | GE MEDICAL SYSTEMS | 86997 | 327482YP6 | STRONG MEMORIAL HOSPITAL | STRONG |  | AC-G; ECHOCARDIOGRAPHY; IMAGING | ACGECH-I |  |  | In Service | 11 | 2 |  |  |  |  | 050OP135565 | AC-G; ECHOCARDIOGRAPHY
URMC | TRAUSI | TRANSDUCER; ULTRASOUND; IMAGING |  | L12-3 | TRANSDUCER; ULTRASOUND; IMAGING | PHIMES | PHILIPS MEDICAL SYSTEMS NORTH AMERICA CO | 86867 | B38Y0L | STRONG MEMORIAL HOSPITAL | STRONG |  | OPERATING ROOM; IMAGING | OPEROO-I | B |  | Out of Service | 10 | 3 |  |  |  |  | 050OP131575 | OPERATING ROOM; SMH
URMC | TRAUSI | TRANSDUCER; ULTRASOUND; IMAGING |  | S5-1 | TRANSDUCER; ULTRASOUND; IMAGING | PHIMES | PHILIPS MEDICAL SYSTEMS NORTH AMERICA CO | 88683 | 453561265582 | STRONG MEMORIAL HOSPITAL | STRONG |  | AC-G; CLINICAL CARDIOLOGY; IMAGING | ACGCLC-I |  | RIT | In Service | 0 | 3 |  |  |  |  | 050OP137530 | AC-G; CLINICAL CARDIOLOGY
URMC | TRAUSI | TRANSDUCER; ULTRASOUND; IMAGING |  | P2D | PROBE; DOPPLER | GEMEDS | GE MEDICAL SYSTEMS | 87127 | 11P2135 | STRONG MEMORIAL HOSPITAL | STRONG |  | AC-G; ECHOCARDIOGRAPHY | ACGECH | G |  | In Service | 10 | 3 |  |  |  |  | 050OP135565 | AC-G; ECHOCARDIOGRAPHY
URMC | TRAUSI | TRANSDUCER; ULTRASOUND; IMAGING |  | P2D | PROBE; DOPPLER | GEMEDS | GE MEDICAL SYSTEMS | 87128 | 11P2124 | STRONG MEMORIAL HOSPITAL | STRONG |  | AC-G; ECHOCARDIOGRAPHY | ACGECH | G |  | In Service | 10 | 3 |  |  |  |  | 050OP135565 | AC-G; ECHOCARDIOGRAPHY
URMC | TRAUSI | TRANSDUCER; ULTRASOUND; IMAGING |  | 8808E | TRANSDUCER; ULTRASOUND; IMAGING | BKMED | B&K MEDICAL SYSTEMS | 84550 | 3041728 | STRONG MEMORIAL HOSPITAL | STRONG |  | CLINICAL ENGINEERING; SMH; IMAGING | CESMH-I |  | behind johns desk | In Service | 10 | 3 |  |  |  |  | 050OP236502 | CLINICAL ENGINEERING - SMH
URMC | TRAUSI | TRANSDUCER; ULTRASOUND; IMAGING |  | L2-9-D | TRANSDUCER; ULTRASOUND; IMAGING | GEMEDS | GE MEDICAL SYSTEMS | 87200 | 182967PD0 | STRONG MEMORIAL HOSPITAL | STRONG |  | UNIVERSITY IMAGING AT EAST RIVER ROAD-IMAGING | UNIMER-I |  |  | In Service | 10 | 3 |  |  |  |  | 050OP136547 | UNIVERSITY IMAGING AT EAST RIVER ROAD
URMC | TRAUSI | TRANSDUCER; ULTRASOUND; IMAGING |  | L2-9-D | TRANSDUCER; ULTRASOUND; IMAGING | GEMEDS | GE MEDICAL SYSTEMS | 87182 | 182637PD9 | STRONG MEMORIAL HOSPITAL | STRONG |  | UNIVERSITY IMAGING AT EAST RIVER ROAD-IMAGING | UNIMER-I |  |  | In Service | 10 | 3 |  |  |  |  | 050OP136547 | UNIVERSITY IMAGING AT EAST RIVER ROAD
URMC | TRAUSI | TRANSDUCER; ULTRASOUND; IMAGING |  | PRB6000 | TRANSDUCER; ULTRASOUND; IMAGING | LABMET | LABORIE MEDICAL TECH. CORP. | 87129 | PRB-6000/0J474311 | STRONG MEMORIAL HOSPITAL | STRONG |  | AC-5; INTERNAL MEDICINE | AC5MED |  |  | In Service | 10 | 3 |  |  |  |  | 050OP137552 | AC-5; MEDICINE
URMC | TRAUSI | TRANSDUCER; ULTRASOUND; IMAGING |  | L25X/13-6 | TRANSDUCER; ULTRASONIC | SONULS | SONOSITE ULTRASOUND SYSTEMS | 87986 | 04L350 | STRONG MEMORIAL HOSPITAL | STRONG |  | ANESTHESIOLOGY; GROUP 1; IMAGING | ANEST1-I |  | OR | In Service | 10 | 3 |  |  |  |  | 050OP136553 | ANESTHESIOLOGY - SMH
URMC | TRAUSI | TRANSDUCER; ULTRASOUND; IMAGING |  | C1-6-D | TRANSDUCER; ULTRASOUND; IMAGING | GEMEDS | GE MEDICAL SYSTEMS | 88034 | 327092YP3 | STRONG MEMORIAL HOSPITAL | STRONG |  | OB/GYN ULTRASOUND GROUP; IMAGING | OBGULG-I |  | Lattimore | In Service | 10 | 3 |  |  |  |  | 050OP136577 | OB/GYN LATTIMORE ROAD
URMC | TRAUSI | TRANSDUCER; ULTRASOUND; IMAGING |  | C1-6-D | TRANSDUCER; ULTRASOUND; IMAGING | GEMEDS | GE MEDICAL SYSTEMS | 37660 | 320546YP5 | HIGHLAND HOSPITAL OF ROCHESTER | HIGHLAND |  | ULTRASOUND | ULTRAS |  |  | In Service | 10 | 3 |  |  |  |  | OP857500 | ULTRASOUND
URMC | TRAUSI | TRANSDUCER; ULTRASOUND; IMAGING |  | 12LC-SC | TRANSDUCER; ULTRASOUND; IMAGING | GEMEDS | GE MEDICAL SYSTEMS | 86994 | 5265367 | HIGHLAND HOSPITAL OF ROCHESTER | HIGHLAND |  | CULVER MEDICAL GROUP | CULMEG |  | 913 Culver Rd | In Service | 10 | 3 |  |  |  |  | OP856890 | CULVER MEDICAL GROUP
URMC | TRAUSI | TRANSDUCER; ULTRASOUND; IMAGING |  | 4C-SC | TRANSDUCER; ULTRASOUND; IMAGING | GEMEDS | GE MEDICAL SYSTEMS | 86995 | 299516WX5 | HIGHLAND HOSPITAL OF ROCHESTER | HIGHLAND |  | CULVER MEDICAL GROUP | CULMEG |  | 913 Culver Rd | In Service | 10 | 3 |  |  |  |  | OP856890 | CULVER MEDICAL GROUP
URMC | TRAUSI | TRANSDUCER; ULTRASOUND; IMAGING |  | PVT-712BT | TRANSDUCER; ULTRASOUND; IMAGING | TOSAMM | TOSHIBA AMERICA MEDICAL | 72811 | 99B15Z4401 | STRONG MEMORIAL HOSPITAL | STRONG |  | PEDIATRIC IMAGING | PEDIMA-I |  | GCH Ultrasound | In Service | 10 | 3 |  |  |  |  | 050OP136555 | IMAGING SCIENCES - SMH
URMC | TRAUSI | TRANSDUCER; ULTRASOUND; IMAGING |  | RIC5-9-D | TRANSDUCER; ULTRASOUND; IMAGING | GEMEDS | GE MEDICAL SYSTEMS | 72919 | 200250KR9 | STRONG MEMORIAL HOSPITAL | STRONG |  | RADIOLOGY; DIAGNOSTIC; IMAGING | RADDIA-I |  | AC-5 | In Service | 10 | 3 |  |  |  |  | 050OP136555 | IMAGING SCIENCES - SMH
URMC | TRAUSI | TRANSDUCER; ULTRASOUND; IMAGING |  | 3D9-3V | TRANSDUCER; ULTRASOUND; IMAGING | PHIMES | PHILIPS MEDICAL SYSTEMS NORTH AMERICA CO | 33997 | 453561222116 | HIGHLAND HOSPITAL OF ROCHESTER | HIGHLAND |  | PERINATAL CENTER | PERCEN | 1 | POB105 | In Service | 10 | 3 |  |  |  |  | OP858180 | PERINATAL CLINIC
URMC | TRAUSI | TRANSDUCER; ULTRASOUND; IMAGING |  | C1-6-D | TRANSDUCER; ULTRASOUND; IMAGING | GEMEDS | GE MEDICAL SYSTEMS | 71750 | 191860YP6 | STRONG MEMORIAL HOSPITAL | STRONG |  | RADIOLOGY; DIAGNOSTIC; IMAGING | RADDIA-I |  | ED | In Service | 10 | 3 |  |  |  |  | 050OP136555 | IMAGING SCIENCES - SMH
URMC | TRAUSI | TRANSDUCER; ULTRASOUND; IMAGING |  | 3D9-3V | TRANSDUCER; ULTRASOUND; IMAGING | PHIMES | PHILIPS MEDICAL SYSTEMS NORTH AMERICA CO | 34038 | 03BRZQ | HIGHLAND HOSPITAL OF ROCHESTER | HIGHLAND |  | PERINATAL CENTER | PERCEN | 1 | POB | In Service | 10 | 3 |  |  |  |  | OP858180 | PERINATAL CLINIC
URMC | TRAUSI | TRANSDUCER; ULTRASOUND; IMAGING |  | IC5-9-D | TRANSDUCER; ULTRASOUND; IMAGING | GEMEDS | GE MEDICAL SYSTEMS | 71334 | 445173WX8 | STRONG MEMORIAL HOSPITAL | STRONG |  | RADIOLOGY; DIAGNOSTIC; IMAGING | RADDIA-I |  | AC-5 | In Service | 10 | 3 |  |  |  |  | 050OP136555 | IMAGING SCIENCES - SMH
URMC | TRAUSI | TRANSDUCER; ULTRASOUND; IMAGING |  | S4-10 | TRANSDUCER; ULTRASOUND; IMAGING | GEMEDS | GE MEDICAL SYSTEMS | 71638 | 42901469 | STRONG MEMORIAL HOSPITAL | STRONG |  | RADIOLOGY | RADIOL |  | GCH Ultrasound Roon 2 | In Service | 10 | 3 |  |  |  |  | 050OP136555 | IMAGING SCIENCES - SMH
URMC | TRAUSI | TRANSDUCER; ULTRASOUND; IMAGING |  | PTL-1204BT | TRANSDUCER; ULTRASONIC | TOSAMM | TOSHIBA AMERICA MEDICAL | 71629 | 99A1574148 | STRONG MEMORIAL HOSPITAL | STRONG |  | PEDIATRIC IMAGING | PEDIMA-I |  |  | In Service | 10 | 3 |  |  |  |  | 050OP136555 | IMAGING SCIENCES - SMH
URMC | TRAUSI | TRANSDUCER; ULTRASOUND; IMAGING |  | PVT-674BT | TRANSDUCER; ULTRASONIC | TOSAMM | TOSHIBA AMERICA MEDICAL | 71628 | 99A1545411 | STRONG MEMORIAL HOSPITAL | STRONG |  | PEDIATRIC IMAGING | PEDIMA-I |  | GCH | In Service | 10 | 3 |  |  |  |  | 050OP136555 | IMAGING SCIENCES - SMH
URMC | TRAUSI | TRANSDUCER; ULTRASOUND; IMAGING |  | 4C | TRANSDUCER; ULTRASOUND; IMAGING | GEMEDS | GE MEDICAL SYSTEMS | 69373 | 412880WX7 | STRONG MEMORIAL HOSPITAL | STRONG |  | RADIOLOGY; DIAGNOSTIC; IMAGING | RADDIA-I |  |  | In Service | 10 | 3 |  |  |  |  | 050OP136555 | IMAGING SCIENCES - SMH
URMC | TRAUSI | TRANSDUCER; ULTRASOUND; IMAGING |  | S4-10 | TRANSDUCER; ULTRASOUND; IMAGING | GEMEDS | GE MEDICAL SYSTEMS | 70673 | 42901484 | STRONG MEMORIAL HOSPITAL | STRONG |  | RADIOLOGY; GENERAL; IMAGING | RADGEN-I |  |  | In Service | 10 | 3 |  |  |  |  | 050OP136555 | IMAGING SCIENCES - SMH
URMC | TRAUSI | TRANSDUCER; ULTRASOUND; IMAGING |  | 4C-RS | TRANSDUCER; ULTRASOUND; IMAGING | GEMEDS | GE MEDICAL SYSTEMS | 33839 | 429653WX9 | HIGHLAND HOSPITAL OF ROCHESTER | HIGHLAND | 33839 | PERINATAL CENTER | PERCEN |  | CN:33838; see Nicci Hilsinger | In Service | 10 | 3 |  |  |  |  | OP858180 | PERINATAL CLINIC
URMC | TRAUSI | TRANSDUCER; ULTRASOUND; IMAGING |  | E8C-RS | TRANSDUCER; ULTRASOUND; IMAGING | GEMEDS | GE MEDICAL SYSTEMS | 33840 | 419823WX0 | HIGHLAND HOSPITAL OF ROCHESTER | HIGHLAND | 33840 | PERINATAL CENTER | PERCEN |  | CN;33838; See Nicci Hilsinger | In Service | 10 | 3 |  |  |  |  | OP858180 | PERINATAL CLINIC
URMC | TRAUSI | TRANSDUCER; ULTRASOUND; IMAGING |  | 9L-D | TRANSDUCER; ULTRASOUND; IMAGING | GEMEDS | GE MEDICAL SYSTEMS | 70734 | 172721WP3 | STRONG MEMORIAL HOSPITAL | STRONG |  | RADIOLOGY; DIAGNOSTIC; IMAGING | RADDIA-I |  | ED South | In Service | 10 | 3 |  |  |  |  | 050OP136555 | IMAGING SCIENCES - SMH
URMC | TRAUSI | TRANSDUCER; ULTRASOUND; IMAGING |  | 3V9-3V | TRANSDUCER; ULTRASOUND; IMAGING | PHIMES | PHILIPS MEDICAL SYSTEMS NORTH AMERICA CO | 33856 | B1B6G4 | HIGHLAND HOSPITAL OF ROCHESTER | HIGHLAND |  | PERINATAL CENTER | PERCEN | 1 | POB SUITE 105 | In Service | 10 | 3 |  |  |  |  | OP858180 | PERINATAL CLINIC
URMC | TRAUSI | TRANSDUCER; ULTRASOUND; IMAGING |  | L25X/13-6 | TRANSDUCER; ULTRASONIC | SONULS | SONOSITE ULTRASOUND SYSTEMS | 70649 | 041KN4 | STRONG MEMORIAL HOSPITAL | STRONG |  | ANESTHESIOLOGY; GROUP 1; IMAGING | ANEST1-I |  |  | In Service | 10 | 3 |  |  |  |  | 050OP136553 | ANESTHESIOLOGY - SMH
URMC | TRAUSI | TRANSDUCER; ULTRASOUND; IMAGING |  | EM6C | TRANSDUCER; ULTRASOUND; IMAGING | GEMEDS | GE MEDICAL SYSTEMS | 71216 | 190109KR9 | STRONG MEMORIAL HOSPITAL | STRONG |  | OB/GYN; LATTIMORE ROAD IMAGING | OBGLAT-I |  |  | In Service | 10 | 3 |  |  |  |  | 050OP136577 | OB/GYN LATTIMORE ROAD
URMC | TRAUSI | TRANSDUCER; ULTRASOUND; IMAGING |  | RIC5-9-D | TRANSDUCER; ULTRASOUND; IMAGING | GEMEDS | GE MEDICAL SYSTEMS | 71221 | 194717KR5 | STRONG MEMORIAL HOSPITAL | STRONG |  | OB/GYN; LATTIMORE ROAD IMAGING | OBGLAT-I |  |  | In Service | 10 | 3 |  |  |  |  | 050OP136577 | OB/GYN LATTIMORE ROAD
URMC | TRAUSI | TRANSDUCER; ULTRASOUND; IMAGING |  | P4-1C | TRANSDUCER; ULTRASOUND; IMAGING | ZONARE | ZONARE | 74736 | 05802P4X113I | STRONG MEMORIAL HOSPITAL | STRONG |  | EMERGENCY DEPT-SMH; IMAGING | ED-SMH-I |  |  | In Service | 10 | 3 |  |  |  |  | 050OP138501 | EMERGENCY DEPARTMENT -SMH
URMC | TRAUSI | TRANSDUCER; ULTRASOUND; IMAGING |  | C5-1 | TRANSDUCER; ULTRASOUND; IMAGING | PHIMES | PHILIPS MEDICAL SYSTEMS NORTH AMERICA CO | 63396 | B1W204 | STRONG MEMORIAL HOSPITAL | STRONG |  | ANESTHESIOLOGY; GROUP 1; IMAGING | ANEST1-I |  |  | In Service | 10 | 3 |  |  |  |  | 050OP136553 | ANESTHESIOLOGY - SMH
URMC | TRAUSI | TRANSDUCER; ULTRASOUND; IMAGING |  | RIC6-12-D | TRANSDUCER; ULTRASOUND; IMAGING | GEMEDS | GE MEDICAL SYSTEMS | 34755 | 76404KR3 | HIGHLAND HOSPITAL OF ROCHESTER | HIGHLAND |  | COMMUNITY OB/GYN | COMOBG |  |  | In Service | 10 | 3 |  |  |  |  | OP858170 | COMMUNITY OB/GYN
URMC | TRAUSI | TRANSDUCER; ULTRASOUND; IMAGING |  | 3D9-3V | TRANSDUCER; ULTRASOUND; IMAGING | PHIMES | PHILIPS MEDICAL SYSTEMS NORTH AMERICA CO | 67888 | 031RTN | STRONG MEMORIAL HOSPITAL | STRONG |  | OB/GYN; LATTIMORE ROAD IMAGING | OBGLAT-I |  |  | In Service | 10 | 3 |  |  |  |  | 050OP136577 | OB/GYN LATTIMORE ROAD
URMC | TRAUSI | TRANSDUCER; ULTRASOUND; IMAGING |  | RIC5-9-D | TRANSDUCER; ULTRASOUND; IMAGING | GEMEDS | GE MEDICAL SYSTEMS | 74729 | 197761KRO | STRONG MEMORIAL HOSPITAL | STRONG |  | OB/GYN; LATTIMORE ROAD IMAGING | OBGLAT-I |  |  | In Service | 10 | 3 |  |  |  |  | 050OP136577 | OB/GYN LATTIMORE ROAD
URMC | TRAUSI | TRANSDUCER; ULTRASOUND; IMAGING |  | E9-4 | TRANSDUCER; ULTRASONIC | ZONARE | ZONARE | 60720 |  | STRONG MEMORIAL HOSPITAL | STRONG |  | EMERGENCY DEPARTMENT - SMH | ED-SMH |  | ED | In Service | 10 | 3 |  |  |  |  | 050OP138501 | EMERGENCY DEPARTMENT -SMH
URMC | TRAUSI | TRANSDUCER; ULTRASOUND; IMAGING |  | 8808A | TRANSDUCER; ULTRASOUND; IMAGING | BKMED | B&K MEDICAL SYSTEMS | 75109 | 3015132 | UR MEDICAL FACULTY GROUP | URMFG |  | UROLOGY-CLINTON CROSSINGS - Closed | ZZUROCLC |  | bld H | In Service | 10 | 3 |  |  |  |  | 091OP347505 | UROLOGY-OFFSITES
URMC | TRAUSI | TRANSDUCER; ULTRASOUND; IMAGING |  | M4S-RS | SCANNER; ULTRASONIC; IMAGING | GEMEDS | GE MEDICAL SYSTEMS | 74382 | 202347YP1 | STRONG MEMORIAL HOSPITAL | STRONG |  | AC-G; ECHOCARDIOGRAPHY; IMAGING | ACGECH-I |  | G.0271B | In Service | 16 | 3 |  |  |  |  | 050OP135565 | AC-G; ECHOCARDIOGRAPHY
URMC | TRAUSI | TRANSDUCER; ULTRASOUND; IMAGING |  | 9L-D | TRANSDUCER; ULTRASOUND; IMAGING | GEMEDS | GE MEDICAL SYSTEMS | 75283 | 180623WP1 | STRONG MEMORIAL HOSPITAL | STRONG |  | RADIOLOGY; ANGIOGRAPHY; IMAGING | RADANG-I |  | IR | In Service | 10 | 3 |  |  |  |  | 050OP136600 | IMAGING SCIENCES; ANGIOGRAPHY
URMC | TRAUSI | TRANSDUCER; ULTRASOUND; IMAGING |  | 9L-D | TRANSDUCER; ULTRASOUND; IMAGING | GEMEDS | GE MEDICAL SYSTEMS | 75287 | 179102WP9 | STRONG MEMORIAL HOSPITAL | STRONG |  | RADIOLOGY; ANGIOGRAPHY; IMAGING | RADANG-I |  | IR | In Service | 10 | 3 |  |  |  |  | 050OP136600 | IMAGING SCIENCES; ANGIOGRAPHY
URMC | TRAUSI | TRANSDUCER; ULTRASOUND; IMAGING |  | C1-6-D | TRANSDUCER; ULTRASOUND; IMAGING | GEMEDS | GE MEDICAL SYSTEMS | 75284 | 224065YP3 | STRONG MEMORIAL HOSPITAL | STRONG |  | RADIOLOGY; ANGIOGRAPHY; IMAGING | RADANG-I |  | IR | In Service | 10 | 3 |  |  |  |  | 050OP136600 | IMAGING SCIENCES; ANGIOGRAPHY
URMC | TRAUSI | TRANSDUCER; ULTRASOUND; IMAGING |  | RIC5-9-RS | TRANSDUCER; ULTRASOUND; IMAGING | GEMEDS | GE MEDICAL SYSTEMS | 75280 | 179155KR7 | UR MEDICAL FACULTY GROUP | URMFG |  | UR MEDICINE MENOPAUSE AND WOMEN'S HEALTH- IMAGING | URMMHW-I |  |  | In Service | 10 | 3 |  |  |  |  | 091OP347259 | UR MEDICINE MENOPAUSE AND WOMEN'S HEALTH
URMC | TRAUSI | TRANSDUCER; ULTRASOUND; IMAGING |  | RIC5-9H | TRANSDUCER; ULTRASOUND; IMAGING | GEMEDS | GE MEDICAL SYSTEMS | 75449 | 26710KR4 | STRONG MEMORIAL HOSPITAL | STRONG |  | OB/GYN; LATTIMORE ROAD IMAGING | OBGLAT-I |  |  | In Service | 10 | 3 |  |  |  |  | 050OP136577 | OB/GYN LATTIMORE ROAD
URMC | TRAUSI | TRANSDUCER; ULTRASOUND; IMAGING |  | S1-5 | TRANSDUCER; ULTRASOUND; IMAGING | GEMEDS | GE MEDICAL SYSTEMS | 75642 | BE-160335 | STRONG MEMORIAL HOSPITAL | STRONG |  | RADIOLOGY; DIAGNOSTIC; IMAGING | RADDIA-I |  | ULTRASOUND | In Service | 10 | 3 |  |  |  |  | 050OP136555 | IMAGING SCIENCES - SMH
URMC | TRAUSI | TRANSDUCER; ULTRASOUND; IMAGING |  | C1-6-D | TRANSDUCER; ULTRASOUND; IMAGING | GEMEDS | GE MEDICAL SYSTEMS | 75644 | 220641YP5 | STRONG MEMORIAL HOSPITAL | STRONG |  | RADIOLOGY; DIAGNOSTIC; IMAGING | RADDIA-I |  | ULTRASOUND | In Service | 10 | 3 |  |  |  |  | 050OP136555 | IMAGING SCIENCES - SMH
URMC | TRAUSI | TRANSDUCER; ULTRASOUND; IMAGING |  | C1-6-D | TRANSDUCER; ULTRASOUND; IMAGING | GEMEDS | GE MEDICAL SYSTEMS | 75646 | 220609YP2 | STRONG MEMORIAL HOSPITAL | STRONG |  | RADIOLOGY; DIAGNOSTIC; IMAGING | RADDIA-I |  | ULTRASOUND | In Service | 10 | 3 |  |  |  |  | 050OP136555 | IMAGING SCIENCES - SMH
URMC | TRAUSI | TRANSDUCER; ULTRASOUND; IMAGING |  | S1-5 | TRANSDUCER; ULTRASOUND; IMAGING | GEMEDS | GE MEDICAL SYSTEMS | 75708 | BE-160347 | STRONG MEMORIAL HOSPITAL | STRONG |  | RADIOLOGY; DIAGNOSTIC; IMAGING | RADDIA-I |  | ultrasound | In Service | 10 | 3 |  |  |  |  | 050OP136555 | IMAGING SCIENCES - SMH
URMC | TRAUSI | TRANSDUCER; ULTRASOUND; IMAGING |  | S1-5 | TRANSDUCER; ULTRASOUND; IMAGING | GEMEDS | GE MEDICAL SYSTEMS | 75994 | BE-160373 | STRONG MEMORIAL HOSPITAL | STRONG |  | RADIOLOGY; ANGIOGRAPHY; IMAGING | RADANG-I |  | IR | In Service | 10 | 3 |  |  |  |  | 050OP136600 | IMAGING SCIENCES; ANGIOGRAPHY
URMC | TRAUSI | TRANSDUCER; ULTRASOUND; IMAGING |  | 9L-D | TRANSDUCER; ULTRASOUND; IMAGING | GEMEDS | GE MEDICAL SYSTEMS | 75995 | 182031WP5 | STRONG MEMORIAL HOSPITAL | STRONG |  | RADIOLOGY; ANGIOGRAPHY; IMAGING | RADANG-I |  | IR | In Service | 10 | 3 |  |  |  |  | 050OP136600 | IMAGING SCIENCES; ANGIOGRAPHY
URMC | TRAUSI | TRANSDUCER; ULTRASOUND; IMAGING |  | C1-6-D | TRANSDUCER; ULTRASOUND; IMAGING | GEMEDS | GE MEDICAL SYSTEMS | 75490 | 223445YP8 | STRONG MEMORIAL HOSPITAL | STRONG |  | UR VASCULAR SURGERY- IMAGING | URVASU-I |  | HIGHLAND POB | In Service | 10 | 3 |  |  |  |  | 050OP137529 | UR VASCULAR SURGERY
URMC | TRAUSI | TRANSDUCER; ULTRASOUND; IMAGING |  | 6TC-RS | TRANSDUCER; ULTRASOUND; IMAGING | GEMEDS | GE MEDICAL SYSTEMS | 75711 | 91001 | STRONG MEMORIAL HOSPITAL | STRONG |  | AC-G; ECHOCARDIOGRAPHY; IMAGING | ACGECH-I |  |  | In Service | 10 | 3 |  |  |  |  | 050OP135565 | AC-G; ECHOCARDIOGRAPHY
URMC | TRAUSI | TRANSDUCER; ULTRASOUND; IMAGING |  | RAB4-8-RS | TRANSDUCER; ULTRASOUND; IMAGING | GEMEDS | GE MEDICAL SYSTEMS | 65177 | 142623KR8 | STRONG MEMORIAL HOSPITAL | STRONG |  | GENDER WELLNESS | GENWEL | 3 | 3-1400 | In Service | 10 | 3 |  |  |  |  | 050OP137512 | GENDER WELLNESS
URMC | TRAUSI | TRANSDUCER; ULTRASOUND; IMAGING |  | RIC5-9H | TRANSDUCER; ULTRASOUND; IMAGING | GEMEDS | GE MEDICAL SYSTEMS | 63617 | 71043KR4 | STRONG MEMORIAL HOSPITAL | STRONG |  | OB/GYN ULTRASOUND GROUP; IMAGING | OBGULG-I |  | LATTIMORE | In Service | 10 | 3 |  |  |  |  | 050OP136577 | OB/GYN LATTIMORE ROAD
URMC | TRAUSI | TRANSDUCER; ULTRASOUND; IMAGING |  | K3DV5-9 | TRANSDUCER; ULTRASONIC | SAMELD | SAMSUNG ELECTRONICS | 64950 | P0NDM36DC00009K | STRONG MEMORIAL HOSPITAL | STRONG |  | OB/GYN ULTRASOUND GROUP; IMAGING | OBGULG-I |  | lattamore | In Service | 10 | 3 |  |  |  |  | 050OP136577 | OB/GYN LATTIMORE ROAD
URMC | TRAUSI | TRANSDUCER; ULTRASOUND; IMAGING |  | S4-1 | TRANSDUCER; ULTRASOUND; IMAGING | PHIMES | PHILIPS MEDICAL SYSTEMS NORTH AMERICA CO | 65810 | BOR43C | STRONG MEMORIAL HOSPITAL | STRONG |  | ANESTHESIOLOGY; GROUP 1; IMAGING | ANEST1-I |  | BASEMENT OR | In Service | 10 | 3 |  |  |  |  | 050OP136553 | ANESTHESIOLOGY - SMH
URMC | TRAUSI | TRANSDUCER; ULTRASOUND; IMAGING |  | 3V9-3V | TRANSDUCER; ULTRASOUND; IMAGING | PHIMES | PHILIPS MEDICAL SYSTEMS NORTH AMERICA CO | 65812 | BOTN8C | STRONG MEMORIAL HOSPITAL | STRONG |  | OB/GYN; LATTIMORE ROAD IMAGING | OBGLAT-I |  | Lattimore | In Service | 10 | 3 |  |  |  |  | 050OP136577 | OB/GYN LATTIMORE ROAD
URMC | TRAUSI | TRANSDUCER; ULTRASOUND; IMAGING |  | 12LC-SC | TRANSDUCER; ULTRASOUND; IMAGING | GEMEDS | GE MEDICAL SYSTEMS | 65925 | 343169WX9 | STRONG MEMORIAL HOSPITAL | STRONG |  | PAIN TREATMENT CENTER-SAWGRASS; IMAGING | PAITCS-I | 2 | 180 Sawgrass Dr; Suite 210 | In Service | 10 | 3 |  |  |  |  | 050OP137571 | PAIN TREATMENT CENTER - SAWGRASS
URMC | TRAUSI | TRANSDUCER; ULTRASOUND; IMAGING |  | M4S-RS | SCANNER; ULTRASONIC; IMAGING | GEMEDS | GE MEDICAL SYSTEMS | 66046 | 137957YP7 | STRONG MEMORIAL HOSPITAL | STRONG |  | CARDIOLOGY; CARDIAC CATH LAB ;IMAGING | CARCA2-I |  | Cath Lab | In Service | 16 | 3 |  |  |  |  | 050OP135525 | CARDIOLOGY; CARDIAC CATH LAB
URMC | TRAUSI | TRANSDUCER; ULTRASOUND; IMAGING |  | 4C | TRANSDUCER; ULTRASOUND; IMAGING | GEMEDS | GE MEDICAL SYSTEMS | 33136 | 332540WX4 | HIGHLAND HOSPITAL OF ROCHESTER | HIGHLAND |  | PERINATAL CENTER | PERCEN |  |  | In Service | 0 | [5 empty] | OP858180 | PERINATAL CLINIC
URMC | TRAUSI | TRANSDUCER; ULTRASOUND; IMAGING |  | 6C1 | TRANSDUCER; ULTRASOUND; IMAGING | ACUSON | ACUSON CORPORATION | 67224 | 42925032 | STRONG MEMORIAL HOSPITAL | STRONG |  | AC-1; PEDIATRIC CARDIOLOGY; IMAGING | AC1PEC-I |  |  | In Service | 10 | 3 |  |  |  |  | 050OP349801 | PEDIATRIC CARDIOLOGY
URMC | TRAUSI | TRANSDUCER; ULTRASOUND; IMAGING |  | 4V1C | TRANSDUCER; ULTRASOUND; IMAGING | ACUSON | ACUSON CORPORATION | 67225 | 42622033 | STRONG MEMORIAL HOSPITAL | STRONG |  | AC-1; PEDIATRIC CARDIOLOGY; IMAGING | AC1PEC-I |  |  | In Service | 10 | 3 |  |  |  |  | 050OP349801 | PEDIATRIC CARDIOLOGY
URMC | TRAUSI | TRANSDUCER; ULTRASOUND; IMAGING |  | 6C1 | TRANSDUCER; ULTRASOUND; IMAGING | ACUSON | ACUSON CORPORATION | 67227 | 42925038 | STRONG MEMORIAL HOSPITAL | STRONG |  | AC-1; PEDIATRIC CARDIOLOGY; IMAGING | AC1PEC-I |  |  | In Service | 10 | 3 |  |  |  |  | 050OP349801 | PEDIATRIC CARDIOLOGY
URMC | TRAUSI | TRANSDUCER; ULTRASOUND; IMAGING |  | 4C-RS | TRANSDUCER; ULTRASOUND; IMAGING | GEMEDS | GE MEDICAL SYSTEMS | 67260 | 357494WX4 | STRONG MEMORIAL HOSPITAL | STRONG |  | STRONG WEST IMAGING/RADIOLOGY-IMAGING | SWIMRA-I |  |  | In Service | 0 | [5 empty] | 050OP139684 | STRONG WEST IMAGING/RADIOLOGY
URMC | TRAUSI | TRANSDUCER; ULTRASOUND; IMAGING |  | 12LC-SC | TRANSDUCER; ULTRASOUND; IMAGING | GEMEDS | GE MEDICAL SYSTEMS | 67261 | 359444WX7 | STRONG MEMORIAL HOSPITAL | STRONG |  | STRONG WEST IMAGING/RADIOLOGY-IMAGING | SWIMRA-I |  |  | In Service | 0 | 3 |  |  |  |  | 050OP139684 | STRONG WEST IMAGING/RADIOLOGY
URMC | TRAUSI | TRANSDUCER; ULTRASOUND; IMAGING |  | K3DV5-9 | TRANSDUCER; ULTRASONIC | SAMELD | SAMSUNG ELECTRONICS | 67266 | P0NDM3GF200006E | STRONG MEMORIAL HOSPITAL | STRONG |  | OB/GYN ULTRASOUND GROUP; IMAGING | OBGULG-I |  |  | In Service | 0 | 3 |  |  |  |  | 050OP136577 | OB/GYN LATTIMORE ROAD
URMC | TRAUSI | TRANSDUCER; ULTRASOUND; IMAGING |  | RIC5-9-RS | TRANSDUCER; ULTRASOUND; IMAGING | GEMEDS | GE MEDICAL SYSTEMS | 67690 | 74488KR8 | STRONG MEMORIAL HOSPITAL | STRONG |  | 3-1400; LABOR & DELIVERY | 3-1400 |  |  | In Service | 0 | 3 |  |  |  |  | 050OP134544 | 3-1400; LABOR & DELIVERY
URMC | TRAUSI | TRANSDUCER; ULTRASOUND; IMAGING |  | P2D | PROBE; DOPPLER | GEMEDS | GE MEDICAL SYSTEMS | 67669 | 11c2335 | STRONG MEMORIAL HOSPITAL | STRONG |  | AC-G; ECHOCARDIOGRAPHY; IMAGING | ACGECH-I |  |  | In Service | 0 | [5 empty] | 050OP135565 | AC-G; ECHOCARDIOGRAPHY
URMC | TRAUSI | TRANSDUCER; ULTRASOUND; IMAGING |  | P2D | PROBE; DOPPLER | GEMEDS | GE MEDICAL SYSTEMS | 67670 | 11j2195 | STRONG MEMORIAL HOSPITAL | STRONG |  | AC-G; ECHOCARDIOGRAPHY; IMAGING | ACGECH-I |  |  | In Service | 0 | [5 empty] | 050OP135565 | AC-G; ECHOCARDIOGRAPHY
URMC | TRAUSI | TRANSDUCER; ULTRASOUND; IMAGING |  | RIC5-9H | TRANSDUCER; ULTRASOUND; IMAGING | GEMEDS | GE MEDICAL SYSTEMS | 66045 | 33909KR3 | STRONG MEMORIAL HOSPITAL | STRONG |  | OB/GYN ULTRASOUND GROUP; IMAGING | OBGULG-I |  |  | In Service | 0 | 3 |  |  |  |  | 050OP136577 | OB/GYN LATTIMORE ROAD
URMC | TRAUSI | TRANSDUCER; ULTRASOUND; IMAGING |  | RIC5-9-D | TRANSDUCER; ULTRASOUND; IMAGING | GEMEDS | GE MEDICAL SYSTEMS | 67487 | 93226KR9 | STRONG MEMORIAL HOSPITAL | STRONG |  | OB/GYN; LATTIMORE ROAD IMAGING | OBGLAT-I |  |  | In Service | 0 | 3 |  |  |  |  | 050OP136577 | OB/GYN LATTIMORE ROAD
URMC | TRAUSI | TRANSDUCER; ULTRASOUND; IMAGING |  | RIC5-9-D | TRANSDUCER; ULTRASOUND; IMAGING | GEMEDS | GE MEDICAL SYSTEMS | 66372 | 148833KR7 | UR MEDICAL FACULTY GROUP | URMFG |  | UR MEDICINE MENOPAUSE AND WOMEN'S HEALTH- IMAGING | URMMHW-I |  | SW CORNER WESTFASLL & CLINTON | In Service | 10 | 3 |  |  |  |  | 091OP347259 | UR MEDICINE MENOPAUSE AND WOMEN'S HEALTH
URMC | TRAUSI | TRANSDUCER; ULTRASOUND; IMAGING |  | 4C-RS | TRANSDUCER; ULTRASOUND; IMAGING | GEMEDS | GE MEDICAL SYSTEMS | 66518 | 340616WX2 | STRONG MEMORIAL HOSPITAL | STRONG |  | 3-1400; LABOR & DELIVERY | 3-1400 |  |  | In Service | 0 | 3 |  |  |  |  | 050OP134544 | 3-1400; LABOR & DELIVERY
URMC | TRAUSI | TRANSDUCER; ULTRASOUND; IMAGING |  | 12L-RS | TRANSDUCER; ULTRASOUND; IMAGING | GEMEDS | GE MEDICAL SYSTEMS | 67758 | 58016YP7 | UR MEDICAL FACULTY GROUP | URMFG |  | STRONG FERTILITY CENTER; IMAGING | STRFEC-I |  |  | In Service | 0 | 3 |  |  |  |  | 091OP349803 | STRONG FERTILITY CENTER
URMC | TRAUSI | TRANSDUCER; ULTRASOUND; IMAGING |  | 4V1C | TRANSDUCER; ULTRASOUND; IMAGING | ACUSON | ACUSON CORPORATION | 67228 | 42622032 | STRONG MEMORIAL HOSPITAL | STRONG |  | AC-1; PEDIATRIC CARDIOLOGY; IMAGING | AC1PEC-I |  |  | In Service | 10 | 3 |  |  |  |  | 050OP349801 | PEDIATRIC CARDIOLOGY
URMC | TRAUSI | TRANSDUCER; ULTRASOUND; IMAGING |  | S4-10 | TRANSDUCER; ULTRASOUND; IMAGING | GEMEDS | GE MEDICAL SYSTEMS | 68929 | 42901467 | STRONG MEMORIAL HOSPITAL | STRONG |  | RADIOLOGY | RADIOL | G | ultrasound | In Service | 10 | 3 |  |  |  |  | 050OP136555 | IMAGING SCIENCES - SMH
URMC | TRAUSI | TRANSDUCER; ULTRASOUND; IMAGING |  | RIC5-9-D | TRANSDUCER; ULTRASOUND; IMAGING | GEMEDS | GE MEDICAL SYSTEMS | 67996 | 184034KR7 | STRONG MEMORIAL HOSPITAL | STRONG |  | OB/GYN; LATTIMORE ROAD IMAGING | OBGLAT-I | 1 |  | In Service | 10 | 3 |  |  |  |  | 050OP136577 | OB/GYN LATTIMORE ROAD
URMC | TRAUSI | TRANSDUCER; ULTRASOUND; IMAGING |  | C4-8-D | TRANSDUCER; ULTRASOUND; IMAGING | GEMEDS | GE MEDICAL SYSTEMS | 67995 | 152398PD4 | STRONG MEMORIAL HOSPITAL | STRONG |  | OB/GYN; LATTIMORE ROAD IMAGING | OBGLAT-I |  |  | In Service | 10 | 3 |  |  |  |  | 050OP136577 | OB/GYN LATTIMORE ROAD
URMC | TRAUSI | TRANSDUCER; ULTRASOUND; IMAGING |  | C4-8-D | TRANSDUCER; ULTRASOUND; IMAGING | GEMEDS | GE MEDICAL SYSTEMS | 67994 | 162208YP2 | STRONG MEMORIAL HOSPITAL | STRONG |  | OB/GYN; LATTIMORE ROAD IMAGING | OBGLAT-I |  |  | In Service | 10 | 3 |  |  |  |  | 050OP136577 | OB/GYN LATTIMORE ROAD
URMC | TRAUSI | TRANSDUCER; ULTRASOUND; IMAGING |  | RAB-6D | TRANSDUCER; ULTRASOUND; IMAGING | GEMEDS | GE MEDICAL SYSTEMS | 67993 | 392227WX5 | STRONG MEMORIAL HOSPITAL | STRONG |  | OB/GYN; LATTIMORE ROAD IMAGING | OBGLAT-I |  |  | In Service | 10 | 3 |  |  |  |  | 050OP136577 | OB/GYN LATTIMORE ROAD
URMC | TRAUSI | TRANSDUCER; ULTRASOUND; IMAGING |  | C4-8-D | TRANSDUCER; ULTRASOUND; IMAGING | GEMEDS | GE MEDICAL SYSTEMS | 68001 | 152400PDB | STRONG MEMORIAL HOSPITAL | STRONG |  | OB/GYN; LATTIMORE ROAD IMAGING | OBGLAT-I |  |  | In Service | 10 | 3 |  |  |  |  | 050OP136577 | OB/GYN LATTIMORE ROAD
URMC | TRAUSI | TRANSDUCER; ULTRASOUND; IMAGING |  | C1-5-D | TRANSDUCER; ULTRASOUND; IMAGING | GEMEDS | GE MEDICAL SYSTEMS | 67999 | 162218YP2 | STRONG MEMORIAL HOSPITAL | STRONG |  | OB/GYN; LATTIMORE ROAD IMAGING | OBGLAT-I |  |  | In Service | 10 | 3 |  |  |  |  | 050OP136577 | OB/GYN LATTIMORE ROAD
URMC | TRAUSI | TRANSDUCER; ULTRASOUND; IMAGING |  | L25X/13-6 | TRANSDUCER; ULTRASONIC | SONULS | SONOSITE ULTRASOUND SYSTEMS | 61943 | 03VDMK | STRONG MEMORIAL HOSPITAL | STRONG |  | ANESTHESIOLOGY; GROUP 1; IMAGING | ANEST1-I |  | OR | In Service | 10 | 3 |  |  |  |  | 050OP136553 | ANESTHESIOLOGY - SMH
URMC | TRAUSI | TRANSDUCER; ULTRASOUND; IMAGING |  | RIC5-9-D | TRANSDUCER; ULTRASOUND; IMAGING | GEMEDS | GE MEDICAL SYSTEMS | 32145 | 155972KR3 | HIGHLAND HOSPITAL OF ROCHESTER | HIGHLAND |  | PERINATAL CENTER | PERCEN |  | 3RD FLOOR OB CLINIC | In Service | 10 | 3 |  |  |  |  | OP858180 | PERINATAL CLINIC
URMC | TRAUSI | TRANSDUCER; ULTRASOUND; IMAGING |  | RAB-6D | TRANSDUCER; ULTRASOUND; IMAGING | GEMEDS | GE MEDICAL SYSTEMS | 32146 | 155764KR4 | HIGHLAND HOSPITAL OF ROCHESTER | HIGHLAND |  | PERINATAL CENTER | PERCEN |  | 3RD FLOOR OB CLINIC | In Service | 10 | 3 |  |  |  |  | OP858180 | PERINATAL CLINIC
URMC | TRAUSI | TRANSDUCER; ULTRASOUND; IMAGING |  | 4C | TRANSDUCER; ULTRASOUND; IMAGING | GEMEDS | GE MEDICAL SYSTEMS | 32147 | 136074PD2 | HIGHLAND HOSPITAL OF ROCHESTER | HIGHLAND |  | PERINATAL CENTER | PERCEN |  | 3RD FLOOR OB CLINIC | In Service | 10 | 3 |  |  |  |  | OP858180 | PERINATAL CLINIC
URMC | TRAUSI | TRANSDUCER; ULTRASOUND; IMAGING |  | C4-8-D | TRANSDUCER; ULTRASOUND; IMAGING | GEMEDS | GE MEDICAL SYSTEMS | 32144 | 136063PD5 | HIGHLAND HOSPITAL OF ROCHESTER | HIGHLAND |  | PERINATAL CENTER | PERCEN |  | 909 Culver | In Service | 10 | 3 |  |  |  |  | OP858180 | PERINATAL CLINIC
URMC | TRAUSI | TRANSDUCER; ULTRASOUND; IMAGING |  | L9-3 | TRANSDUCER; ULTRASOUND; IMAGING | PHIMES | PHILIPS MEDICAL SYSTEMS NORTH AMERICA CO | 63142 | B0QLB1 | STRONG MEMORIAL HOSPITAL | STRONG |  | NEUROSURGERY CLINIC | NEUSUC |  |  | In Service | 10 | 3 |  |  |  |  | 050OP236601 | NEUROSURGERY
URMC | TRAUSI | TRANSDUCER; ULTRASOUND; IMAGING |  | L12-3 | TRANSDUCER; ULTRASOUND; IMAGING | PHIMES | PHILIPS MEDICAL SYSTEMS NORTH AMERICA CO | 63143 | B0PCWG | STRONG MEMORIAL HOSPITAL | STRONG |  | NEUROLOGY; STROKE CLINIC | NEUSTC |  |  | In Service | 10 | 3 |  |  |  |  | 050OP237549 | NEUROLOGY; STROKE CLINIC
URMC | TRAUSI | TRANSDUCER; ULTRASOUND; IMAGING |  | P2D | PROBE; DOPPLER | GEMEDS | GE MEDICAL SYSTEMS | 63433 | 11H1485 | STRONG MEMORIAL HOSPITAL | STRONG |  | AC-G; ECHOCARDIOGRAPHY; IMAGING | ACGECH-I |  |  | In Service | 11 | 2 |  |  |  |  | 050OP135565 | AC-G; ECHOCARDIOGRAPHY
URMC | TRAUSI | TRANSDUCER; ULTRASOUND; IMAGING |  | M4S-RS | SCANNER; ULTRASONIC; IMAGING | GEMEDS | GE MEDICAL SYSTEMS | 62452 | 118282YP3 | STRONG MEMORIAL HOSPITAL | STRONG |  | CARDIOLOGY; CARDIAC CATH LAB ;IMAGING | CARCA2-I |  | CATH LAB AERA | In Service | 16 | 3 |  |  |  |  | 050OP135525 | CARDIOLOGY; CARDIAC CATH LAB
URMC | TRAUSI | TRANSDUCER; ULTRASOUND; IMAGING |  | RIC6-12-D | TRANSDUCER; ULTRASOUND; IMAGING | GEMEDS | GE MEDICAL SYSTEMS | 62956 | 134339KR9 | HIGHLAND HOSPITAL OF ROCHESTER | HIGHLAND |  | PERINATAL CENTER | PERCEN |  | 909 Culver | In Service | 10 | 3 |  |  |  |  | OP858180 | PERINATAL CLINIC
URMC | TRAUSI | TRANSDUCER; ULTRASOUND; IMAGING |  | RAB2-5-D | TRANSDUCER; ULTRASOUND; IMAGING | GEMEDS | GE MEDICAL SYSTEMS | 62955 | 88272KR0 | HIGHLAND HOSPITAL OF ROCHESTER | HIGHLAND |  | PERINATAL CENTER | PERCEN |  | 909 Culver | In Service | 10 | 3 |  |  |  |  | OP858180 | PERINATAL CLINIC
URMC | TRAUSI | TRANSDUCER; ULTRASOUND; IMAGING |  | ML6-15-D | TRANSDUCER; ULTRASONIC; IMAGING | GEMEDS | GE MEDICAL SYSTEMS | 32421 | 81953YP2 | HIGHLAND HOSPITAL OF ROCHESTER | HIGHLAND |  | ULTRASOUND | ULTRAS | 2 | ultrasound | In Service | 10 | 3 |  |  |  |  | OP857500 | ULTRASOUND
URMC | TRAUSI | TRANSDUCER; ULTRASOUND; IMAGING |  | C60 | TRANSDUCER; ULTRASOUND; IMAGING | SONULS | SONOSITE ULTRASOUND SYSTEMS | 603334 | 03QC96 | STRONG MEMORIAL HOSPITAL | STRONG |  | ORTHOPEDIC CLINIC; IMAGING EQUIPMENT | ORTCL2-I |  | PENFIELD | In Service | 10 | 3 |  |  |  |  | 050OP137515 | ORTHOPAEDIC CLINIC
URMC | TRAUSI | TRANSDUCER; ULTRASOUND; IMAGING |  | NFL50 | TRANSDUCER; ULTRASOUND; IMAGING | SONULS | SONOSITE ULTRASOUND SYSTEMS | 60332 | 03PZ5B | STRONG MEMORIAL HOSPITAL | STRONG |  | ORTHOPEDIC CLINIC; IMAGING EQUIPMENT | ORTCL2-I |  | PENFILD | In Service | 10 | 3 |  |  |  |  | 050OP137515 | ORTHOPAEDIC CLINIC
URMC | TRAUSI | TRANSDUCER; ULTRASOUND; IMAGING |  | 3D9-3V | TRANSDUCER; ULTRASOUND; IMAGING | PHIMES | PHILIPS MEDICAL SYSTEMS NORTH AMERICA CO | 61554 | BOT1SW | STRONG MEMORIAL HOSPITAL | STRONG |  | OB/GYN; LATTIMORE ROAD IMAGING | OBGLAT-I |  |  | In Service | 10 | 3 |  |  |  |  | 050OP136577 | OB/GYN LATTIMORE ROAD
URMC | TRAUSI | TRANSDUCER; ULTRASOUND; IMAGING |  | RIC5-9-D | TRANSDUCER; ULTRASOUND; IMAGING | GEMEDS | GE MEDICAL SYSTEMS | 61557 |  | STRONG MEMORIAL HOSPITAL | STRONG |  | OB/GYN ULTRASOUND GROUP; IMAGING | OBGULG-I |  | 500 REED DRIVE | In Service | 10 | 3 |  |  |  |  | 050OP136577 | OB/GYN LATTIMORE ROAD
URMC | TRAUSI | TRANSDUCER; ULTRASOUND; IMAGING |  | RAB4-8L | TRANSDUCER; ULTRASOUND; IMAGING | GEMEDS | GE MEDICAL SYSTEMS | 61563 | 37646KR7 | STRONG MEMORIAL HOSPITAL | STRONG | 61563 | GENDER WELLNESS IMAGING | GENWEL-I |  |  | In Service | 10 | 3 |  |  |  |  | 050OP137512 | GENDER WELLNESS
URMC | TRAUSI | TRANSDUCER; ULTRASOUND; IMAGING |  | AB2-7 | TRANSDUCER; ULTRASOUND; IMAGING | GEMEDS | GE MEDICAL SYSTEMS | 61564 | 24773KR4 | STRONG MEMORIAL HOSPITAL | STRONG | 61564 | GENDER WELLNESS IMAGING | GENWEL-I |  |  | In Service | 10 | 3 |  |  |  |  | 050OP137512 | GENDER WELLNESS
URMC | TRAUSI | TRANSDUCER; ULTRASOUND; IMAGING |  | RIC5-9-RS | TRANSDUCER; ULTRASOUND; IMAGING | GEMEDS | GE MEDICAL SYSTEMS | 61565 | 71521KR9 | STRONG MEMORIAL HOSPITAL | STRONG | 61565 | GENDER WELLNESS IMAGING | GENWEL-I |  |  | In Service | 10 | 3 |  |  |  |  | 050OP137512 | GENDER WELLNESS
URMC | TRAUSI | TRANSDUCER; ULTRASOUND; IMAGING |  | C60 | TRANSDUCER; ULTRASOUND; IMAGING | SONULS | SONOSITE ULTRASOUND SYSTEMS | 61566 | 043WJ0 | STRONG MEMORIAL HOSPITAL | STRONG | 50077 | GENDER WELLNESS | GENWEL |  | 3-1400 | In Service | 10 | 3 |  |  |  |  | 050OP137512 | GENDER WELLNESS
URMC | TRAUSI | TRANSDUCER; ULTRASOUND; IMAGING |  | ICTX | TRANSDUCER; ULTRASOUND; IMAGING | SONULS | SONOSITE ULTRASOUND SYSTEMS | 61567 | 03DOZN | STRONG MEMORIAL HOSPITAL | STRONG | 61567 | GENDER WELLNESS IMAGING | GENWEL-I |  |  | In Service | 11 | 2 |  |  |  |  | 050OP137512 | GENDER WELLNESS
URMC | TRAUSI | TRANSDUCER; ULTRASOUND; IMAGING |  | IC5-9-D | TRANSDUCER; ULTRASOUND; IMAGING | GEMEDS | GE MEDICAL SYSTEMS | 61634 | 443949WX3 | STRONG MEMORIAL HOSPITAL | STRONG |  | RADIOLOGY; DIAGNOSTIC; IMAGING | RADDIA-I | ED | ED Ultrasound | In Service | 10 | 3 |  |  |  |  | 050OP136555 | IMAGING SCIENCES - SMH
URMC | TRAUSI | TRANSDUCER; ULTRASOUND; IMAGING |  | IC5-9-D | TRANSDUCER; ULTRASOUND; IMAGING | GEMEDS | GE MEDICAL SYSTEMS | REL13102 | 36891YP0 | STRONG MEMORIAL HOSPITAL | STRONG | REL13102 | RADIOLOGY; DIAGNOSTIC; IMAGING | RADDIA-I |  | Ultrasound ED | In Service | 10 | 3 |  |  |  |  | 050OP136555 | IMAGING SCIENCES - SMH
URMC | TRAUSI | TRANSDUCER; ULTRASOUND; IMAGING |  | RIC5-9H | TRANSDUCER; ULTRASOUND; IMAGING | GEMEDS | GE MEDICAL SYSTEMS | 61636 | 41984KR6 | STRONG MEMORIAL HOSPITAL | STRONG |  | OB/GYN ULTRASOUND GROUP; IMAGING | OBGULG-I |  |  | In Service | 10 | 3 |  |  |  |  | 050OP136577 | OB/GYN LATTIMORE ROAD
URMC | TRAUSI | TRANSDUCER; ULTRASOUND; IMAGING |  | C60 | TRANSDUCER; ULTRASOUND; IMAGING | SONULS | SONOSITE ULTRASOUND SYSTEMS | 60329 | 03PY72 | STRONG MEMORIAL HOSPITAL | STRONG |  | ORTHOPEDIC CLINIC; IMAGING EQUIPMENT | ORTCL2-I |  | GREECE | In Service | 10 | 3 |  |  |  |  | 050OP137515 | ORTHOPAEDIC CLINIC
URMC | TRAUSI | TRANSDUCER; ULTRASOUND; IMAGING |  | NFL50 | TRANSDUCER; ULTRASOUND; IMAGING | SONULS | SONOSITE ULTRASOUND SYSTEMS | 60330 | 03M213 | STRONG MEMORIAL HOSPITAL | STRONG |  | ORTHOPEDIC CLINIC; IMAGING EQUIPMENT | ORTCL2-I |  | GREECE | In Service | 10 | 3 |  |  |  |  | 050OP137515 | ORTHOPAEDIC CLINIC
URMC | TRAUSI | TRANSDUCER; ULTRASOUND; IMAGING |  | C60 | TRANSDUCER; ULTRASOUND; IMAGING | SONULS | SONOSITE ULTRASOUND SYSTEMS | 60326 | 03P249 | STRONG MEMORIAL HOSPITAL | STRONG |  | ORTHOPEDIC CLINIC; IMAGING EQUIPMENT | ORTCL2-I |  | CLINTON CROSSINGS | In Service | 10 | 3 |  |  |  |  | 050OP137515 | ORTHOPAEDIC CLINIC
URMC | TRAUSI | TRANSDUCER; ULTRASOUND; IMAGING |  | NFL50 | TRANSDUCER; ULTRASOUND; IMAGING | SONULS | SONOSITE ULTRASOUND SYSTEMS | 60327 | 03Q5WH | STRONG MEMORIAL HOSPITAL | STRONG |  | ORTHOPEDIC CLINIC; IMAGING EQUIPMENT | ORTCL2-I |  | CLINTON CROSSINGS | In Service | 10 | 3 |  |  |  |  | 050OP137515 | ORTHOPAEDIC CLINIC
URMC | TRAUSI | TRANSDUCER; ULTRASOUND; IMAGING |  | C1-5-D | TRANSDUCER; ULTRASOUND; IMAGING | GEMEDS | GE MEDICAL SYSTEMS | 60493 | 99495YP4 | STRONG MEMORIAL HOSPITAL | STRONG |  | RADIOLOGY; DIAGNOSTIC; IMAGING | RADDIA-I | G | Ultrasound | In Service | 10 | 3 |  |  |  |  | 050OP136555 | IMAGING SCIENCES - SMH
URMC | TRAUSI | TRANSDUCER; ULTRASOUND; IMAGING |  | 9L-RS | TRANSDUCER; ULTRASOUND; IMAGING | GEMEDS | GE MEDICAL SYSTEMS | 60016 | 96840YP4 | STRONG MEMORIAL HOSPITAL | STRONG |  | CARDIOLOGY; CARDIAC CATH LAB ;IMAGING | CARCA2-I |  | Cath Lab | In Service | 10 | 3 |  |  |  |  | 050OP135525 | CARDIOLOGY; CARDIAC CATH LAB
URMC | TRAUSI | TRANSDUCER; ULTRASOUND; IMAGING |  | RIC5-9-RS | TRANSDUCER; ULTRASOUND; IMAGING | GEMEDS | GE MEDICAL SYSTEMS | 60522 | 142764KRO | UR MEDICAL FACULTY GROUP | URMFG |  | STRONG FERTILITY CENTER | STRFEC |  | RED CREEK FERTILITY | In Service | 10 | 3 |  |  |  |  | 091OP349803 | STRONG FERTILITY CENTER
URMC | TRAUSI | TRANSDUCER; ULTRASOUND; IMAGING |  | RAB4-8-RS | TRANSDUCER; ULTRASOUND; IMAGING | GEMEDS | GE MEDICAL SYSTEMS | 60524 | 144343KR1 | UR MEDICAL FACULTY GROUP | URMFG |  | STRONG FERTILITY CENTER | STRFEC |  | RED CREEK FERTILITY | In Service | 10 | 3 |  |  |  |  | 091OP349803 | STRONG FERTILITY CENTER
URMC | TRAUSI | TRANSDUCER; ULTRASOUND; IMAGING |  | C1-6-D | TRANSDUCER; ULTRASOUND; IMAGING | GEMEDS | GE MEDICAL SYSTEMS | 60815 | 104274YP6 | STRONG MEMORIAL HOSPITAL | STRONG |  | RADIOLOGY; DIAGNOSTIC; IMAGING | RADDIA-I |  |  | In Service | 10 | 3 |  |  |  |  | 050OP136555 | IMAGING SCIENCES - SMH
URMC | TRAUSI | TRANSDUCER; ULTRASOUND; IMAGING |  | C1-6-D | TRANSDUCER; ULTRASOUND; IMAGING | GEMEDS | GE MEDICAL SYSTEMS | 60817 | 104278YP7 | STRONG MEMORIAL HOSPITAL | STRONG |  | UNIVERSITY IMAGING AT EAST RIVER ROAD-IMAGING | UNIMER-I |  |  | In Service | 10 | 3 |  |  |  |  | 050OP136547 | UNIVERSITY IMAGING AT EAST RIVER ROAD
URMC | TRAUSI | TRANSDUCER; ULTRASOUND; IMAGING |  | C1-5-D | TRANSDUCER; ULTRASOUND; IMAGING | GEMEDS | GE MEDICAL SYSTEMS | 60818 | 203011YP2 | STRONG MEMORIAL HOSPITAL | STRONG |  | RADIOLOGY; DIAGNOSTIC; IMAGING | RADDIA-I |  |  | In Service | 10 | 3 |  |  |  |  | 050OP136555 | IMAGING SCIENCES - SMH
URMC | TRAUSI | TRANSDUCER; ULTRASOUND; IMAGING |  | C1-5-D | TRANSDUCER; ULTRASOUND; IMAGING | GEMEDS | GE MEDICAL SYSTEMS | 60820 | 104281YP1 | STRONG MEMORIAL HOSPITAL | STRONG |  | RADIOLOGY; DIAGNOSTIC; IMAGING | RADDIA-I |  |  | In Service | 10 | 3 |  |  |  |  | 050OP136555 | IMAGING SCIENCES - SMH
URMC | TRAUSI | TRANSDUCER; ULTRASOUND; IMAGING |  | C1-5-D | TRANSDUCER; ULTRASOUND; IMAGING | GEMEDS | GE MEDICAL SYSTEMS | 60821 | 104265YP4 | STRONG MEMORIAL HOSPITAL | STRONG |  | RADIOLOGY; DIAGNOSTIC; IMAGING | RADDIA-I |  |  | In Service | 10 | 3 |  |  |  |  | 050OP136555 | IMAGING SCIENCES - SMH
URMC | TRAUSI | TRANSDUCER; ULTRASOUND; IMAGING |  | C60 | TRANSDUCER; ULTRASOUND; IMAGING | SONULS | SONOSITE ULTRASOUND SYSTEMS | 60322 | 03QCZY | UR MEDICAL FACULTY GROUP | URMFG |  | ORTHOPAEDICS& REHABILITATION CANANDAIGUA-IMA | ORTCAN-I |  |  | In Service | 10 | 3 |  |  |  |  | 091OP347575 | ORTHOPAEDICS & REHABILITATION CANANDAIGUA
URMC | TRAUSI | TRANSDUCER; ULTRASOUND; IMAGING |  | NFL50 | TRANSDUCER; ULTRASOUND; IMAGING | SONULS | SONOSITE ULTRASOUND SYSTEMS | 60323 | 03PY66 | UR MEDICAL FACULTY GROUP | URMFG |  | ORTHOPAEDICS& REHABILITATION CANANDAIGUA-IMA | ORTCAN-I |  |  | In Service | 10 | 3 |  |  |  |  | 091OP347575 | ORTHOPAEDICS & REHABILITATION CANANDAIGUA
URMC | TRAUSI | TRANSDUCER; ULTRASOUND; IMAGING |  | 3D9-3V | TRANSDUCER; ULTRASOUND; IMAGING | PHIMES | PHILIPS MEDICAL SYSTEMS NORTH AMERICA CO | 59794 | 037YDM | STRONG MEMORIAL HOSPITAL | STRONG |  | OB/GYN ULTRASOUND GROUP; IMAGING | OBGULG-I |  | LATIMORE | In Service | 10 | 3 |  |  |  |  | 050OP136577 | OB/GYN LATTIMORE ROAD
URMC | TRAUSI | TRANSDUCER; ULTRASOUND; IMAGING |  | 4S | TRANSDUCER; ULTRASOUND; IMAGING | GEMEDS | GE MEDICAL SYSTEMS | 59926 | 532770282 | STRONG MEMORIAL HOSPITAL | STRONG |  | RADIOLOGY; ANGIOGRAPHY; IMAGING | RADANG-I |  | INTERVENTIONAL RAD. | In Service | 10 | 3 |  |  |  |  | 050OP136600 | IMAGING SCIENCES; ANGIOGRAPHY
URMC | TRAUSI | TRANSDUCER; ULTRASOUND; IMAGING |  | 9L-D | TRANSDUCER; ULTRASOUND; IMAGING | GEMEDS | GE MEDICAL SYSTEMS | 59932 | 113993WPO | STRONG MEMORIAL HOSPITAL | STRONG |  | RADIOLOGY; DIAGNOSTIC; IMAGING | RADDIA-I | G | ULTRASOUND | In Service | 10 | 3 |  |  |  |  | 050OP136555 | IMAGING SCIENCES - SMH
URMC | TRAUSI | TRANSDUCER; ULTRASOUND; IMAGING |  | IC5-9-D | TRANSDUCER; ULTRASOUND; IMAGING | GEMEDS | GE MEDICAL SYSTEMS | 58951 | 235494WX2 | STRONG MEMORIAL HOSPITAL | STRONG |  | RADIOLOGY; DIAGNOSTIC; IMAGING | RADDIA-I |  | ULTRASOUND | In Service | 10 | 3 |  |  |  |  | 050OP136555 | IMAGING SCIENCES - SMH
URMC | TRAUSI | TRANSDUCER; ULTRASOUND; IMAGING |  | ML6-15 | TRANSDUCER; ULTRASOUND; IMAGING | GEMEDS | GE MEDICAL SYSTEMS | 58277 | 87086YP5 | STRONG MEMORIAL HOSPITAL | STRONG |  | AC-3; ENDOCRINOLOGY; IMAGING | AC3END-I | 3 | AC3 | In Service | 10 | 3 |  |  |  |  | 050OP137552 | AC-5; MEDICINE
URMC | TRAUSI | TRANSDUCER; ULTRASOUND; IMAGING |  | I12L | TRANSDUCER; ULTRASOUND; IMAGING | GEMEDS | GE MEDICAL SYSTEMS | 58278 | 125407PD7 | STRONG MEMORIAL HOSPITAL | STRONG |  | AC-3; ENDOCRINOLOGY; IMAGING | AC3END-I | 3 | AC | In Service | 10 | 3 |  |  |  |  | 050OP137552 | AC-5; MEDICINE
URMC | TRAUSI | TRANSDUCER; ULTRASOUND; IMAGING |  | M5S-D | Probe | GEMEDS | GE MEDICAL SYSTEMS | 59990 | 7307 | STRONG MEMORIAL HOSPITAL | STRONG |  | AC-G; ECHOCARDIOGRAPHY; IMAGING | ACGECH-I |  | AC-G | In Service | 10 | 3 |  |  |  |  | 050OP135565 | AC-G; ECHOCARDIOGRAPHY
URMC | TRAUSI | TRANSDUCER; ULTRASOUND; IMAGING |  | P2D | PROBE; DOPPLER | GEMEDS | GE MEDICAL SYSTEMS | 59995 | 11G1729 | STRONG MEMORIAL HOSPITAL | STRONG |  | AC-G; ECHOCARDIOGRAPHY; IMAGING | ACGECH-I |  | Clinton Crossing | In Service | 11 | 2 |  |  |  |  | 050OP135565 | AC-G; ECHOCARDIOGRAPHY
URMC | TRAUSI | TRANSDUCER; ULTRASOUND; IMAGING |  | M5S-RS | TRANSDUCER; ULTRASOUND; IMAGING | GEMEDS | GE MEDICAL SYSTEMS | 59997 | 89305YP7 | STRONG MEMORIAL HOSPITAL | STRONG |  | AC-G; ECHOCARDIOGRAPHY; IMAGING | ACGECH-I |  | AC-G | In Service | 10 | 3 |  |  |  |  | 050OP135565 | AC-G; ECHOCARDIOGRAPHY
URMC | TRAUSI | TRANSDUCER; ULTRASOUND; IMAGING |  | 9L-RS | TRANSDUCER; ULTRASOUND; IMAGING | GEMEDS | GE MEDICAL SYSTEMS | 59998 | 87101YP2 | STRONG MEMORIAL HOSPITAL | STRONG |  | CARDIOLOGY; CARDIAC CATH LAB ;IMAGING | CARCA2-I |  | CATH LAB AERA | In Service | 10 | 3 |  |  |  |  | 050OP135525 | CARDIOLOGY; CARDIAC CATH LAB
URMC | TRAUSI | TRANSDUCER; ULTRASOUND; IMAGING |  | P2D-RS | TRANSDUCER; ULTRASOUND; IMAGING | GEMEDS | GE MEDICAL SYSTEMS | 59999 | 494F1227 | STRONG MEMORIAL HOSPITAL | STRONG |  | AC-G; ECHOCARDIOGRAPHY; IMAGING | ACGECH-I |  | AC-G | In Service | 10 | 3 |  |  |  |  | 050OP135565 | AC-G; ECHOCARDIOGRAPHY
URMC | TRAUSI | TRANSDUCER; ULTRASOUND; IMAGING |  | M5S-D | Probe | GEMEDS | GE MEDICAL SYSTEMS | 60003 | 4336 | STRONG MEMORIAL HOSPITAL | STRONG |  | AC-G; ECHOCARDIOGRAPHY; IMAGING | ACGECH-I |  | Clinton Crossing | In Service | 10 | 3 |  |  |  |  | 050OP135565 | AC-G; ECHOCARDIOGRAPHY
URMC | TRAUSI | TRANSDUCER; ULTRASOUND; IMAGING |  | P2D | PROBE; DOPPLER | GEMEDS | GE MEDICAL SYSTEMS | 60004 | 11G1808 | STRONG MEMORIAL HOSPITAL | STRONG |  | AC-G; ECHOCARDIOGRAPHY; IMAGING | ACGECH-I |  | Clinton Crossing | In Service | 11 | 2 |  |  |  |  | 050OP135565 | AC-G; ECHOCARDIOGRAPHY
URMC | TRAUSI | TRANSDUCER; ULTRASOUND; IMAGING |  | P2D | PROBE; DOPPLER | GEMEDS | GE MEDICAL SYSTEMS | 60007 | 11G1822 | STRONG MEMORIAL HOSPITAL | STRONG |  | AC-G; ECHOCARDIOGRAPHY; IMAGING | ACGECH-I |  | AC-G | In Service | 11 | 2 |  |  |  |  | 050OP135565 | AC-G; ECHOCARDIOGRAPHY
URMC | TRAUSI | TRANSDUCER; ULTRASOUND; IMAGING |  | P2D | PROBE; DOPPLER | GEMEDS | GE MEDICAL SYSTEMS | 60010 | 11G1824 | STRONG MEMORIAL HOSPITAL | STRONG |  | AC-G; ECHOCARDIOGRAPHY; IMAGING | ACGECH-I |  | Clinton Crossing | In Service | 11 | 2 |  |  |  |  | 050OP135565 | AC-G; ECHOCARDIOGRAPHY
URMC | TRAUSI | TRANSDUCER; ULTRASOUND; IMAGING |  | P2D | PROBE; DOPPLER | GEMEDS | GE MEDICAL SYSTEMS | 60013 | 11G1809 | STRONG MEMORIAL HOSPITAL | STRONG |  | AC-G; ECHOCARDIOGRAPHY; IMAGING | ACGECH-I |  | AC-G | In Service | 11 | 2 |  |  |  |  | 050OP135565 | AC-G; ECHOCARDIOGRAPHY
URMC | TRAUSI | TRANSDUCER; ULTRASOUND; IMAGING |  | M5S-RS | TRANSDUCER; ULTRASOUND; IMAGING | GEMEDS | GE MEDICAL SYSTEMS | 60015 | 89274YP5 | STRONG MEMORIAL HOSPITAL | STRONG |  | AC-G; ECHOCARDIOGRAPHY; IMAGING | ACGECH-I |  | AC-G | In Service | 10 | 3 |  |  |  |  | 050OP135565 | AC-G; ECHOCARDIOGRAPHY
URMC | TRAUSI | TRANSDUCER; ULTRASOUND; IMAGING |  | 9L | TRANSDUCER; ULTRASOUND; IMAGING | GEMEDS | GE MEDICAL SYSTEMS | 6016 | 96840YP4 | STRONG MEMORIAL HOSPITAL | STRONG |  | AC-G; ECHOCARDIOGRAPHY; IMAGING | ACGECH-I |  | AC-G | In Service | 10 | 3 |  |  |  |  | 050OP135565 | AC-G; ECHOCARDIOGRAPHY
URMC | TRAUSI | TRANSDUCER; ULTRASOUND; IMAGING |  | P2D-RS | TRANSDUCER; ULTRASOUND; IMAGING | GEMEDS | GE MEDICAL SYSTEMS | 60017 | 494F1351 | STRONG MEMORIAL HOSPITAL | STRONG |  | AC-G; ECHOCARDIOGRAPHY; IMAGING | ACGECH-I |  | AC-G | In Service | 10 | 3 |  |  |  |  | 050OP135565 | AC-G; ECHOCARDIOGRAPHY
URMC | TRAUSI | TRANSDUCER; ULTRASOUND; IMAGING |  | M5S-RS | TRANSDUCER; ULTRASOUND; IMAGING | GEMEDS | GE MEDICAL SYSTEMS | 60019 | 89279YP4 | STRONG MEMORIAL HOSPITAL | STRONG |  | AC-G; ECHOCARDIOGRAPHY; IMAGING | ACGECH-I |  | AC-G | In Service | 10 | 3 |  |  |  |  | 050OP135565 | AC-G; ECHOCARDIOGRAPHY
URMC | TRAUSI | TRANSDUCER; ULTRASOUND; IMAGING |  | P2D-RS | TRANSDUCER; ULTRASOUND; IMAGING | GEMEDS | GE MEDICAL SYSTEMS | 60020 | 494F1270 | STRONG MEMORIAL HOSPITAL | STRONG |  | AC-G; ECHOCARDIOGRAPHY; IMAGING | ACGECH-I |  | AC-G | In Service | 10 | 3 |  |  |  |  | 050OP135565 | AC-G; ECHOCARDIOGRAPHY
URMC | TRAUSI | TRANSDUCER; ULTRASOUND; IMAGING |  | 9L | TRANSDUCER; ULTRASOUND; IMAGING | GEMEDS | GE MEDICAL SYSTEMS | 60023 | 92625YP3 | STRONG MEMORIAL HOSPITAL | STRONG |  | AC-G; ECHOCARDIOGRAPHY; IMAGING | ACGECH-I |  | AC-G | In Service | 10 | 3 |  |  |  |  | 050OP135565 | AC-G; ECHOCARDIOGRAPHY
URMC | TRAUSI | TRANSDUCER; ULTRASOUND; IMAGING |  | P2D | PROBE; DOPPLER | GEMEDS | GE MEDICAL SYSTEMS | 60024 | 494F1332 | STRONG MEMORIAL HOSPITAL | STRONG |  | AC-G; ECHOCARDIOGRAPHY; IMAGING | ACGECH-I |  | AC-G | In Service | 11 | 2 |  |  |  |  | 050OP135565 | AC-G; ECHOCARDIOGRAPHY
URMC | TRAUSI | TRANSDUCER; ULTRASOUND; IMAGING |  | M5S-RS | TRANSDUCER; ULTRASOUND; IMAGING | GEMEDS | GE MEDICAL SYSTEMS | 60026 | 89307YP3 | STRONG MEMORIAL HOSPITAL | STRONG |  | AC-G; ECHOCARDIOGRAPHY; IMAGING | ACGECH-I |  | AC-G | In Service | 10 | 3 |  |  |  |  | 050OP135565 | AC-G; ECHOCARDIOGRAPHY
URMC | TRAUSI | TRANSDUCER; ULTRASOUND; IMAGING |  | P2D-RS | TRANSDUCER; ULTRASOUND; IMAGING | GEMEDS | GE MEDICAL SYSTEMS | 60027 | 494F1384 | STRONG MEMORIAL HOSPITAL | STRONG |  | AC-G; ECHOCARDIOGRAPHY; IMAGING | ACGECH-I |  | AC-G | In Service | 10 | 3 |  |  |  |  | 050OP135565 | AC-G; ECHOCARDIOGRAPHY
URMC | TRAUSI | TRANSDUCER; ULTRASOUND; IMAGING |  | C1-5 | TRANSDUCER; ULTRASOUND; IMAGING | GEMEDS | GE MEDICAL SYSTEMS | 60412 | 99695YP9 | STRONG MEMORIAL HOSPITAL | STRONG |  | OB/GYN ULTRASOUND GROUP; IMAGING | OBGULG-I |  | Suite 220 - 500 Red Creek | In Service | 10 | 3 |  |  |  |  | 050OP136577 | OB/GYN LATTIMORE ROAD
URMC | TRAUSI | TRANSDUCER; ULTRASOUND; IMAGING |  | RAB4-8L | TRANSDUCER; ULTRASOUND; IMAGING | GEMEDS | GE MEDICAL SYSTEMS | 60413 | 143160KR0 | STRONG MEMORIAL HOSPITAL | STRONG |  | OB/GYN ULTRASOUND GROUP; IMAGING | OBGULG-I |  | Suite 220 - 500 Red Creek | In Service | 10 | 3 |  |  |  |  | 050OP136577 | OB/GYN LATTIMORE ROAD
URMC | TRAUSI | TRANSDUCER; ULTRASOUND; IMAGING |  | 9L-D | TRANSDUCER; ULTRASOUND; IMAGING | GEMEDS | GE MEDICAL SYSTEMS | 60414 | 123816WP1 | STRONG MEMORIAL HOSPITAL | STRONG |  | OB/GYN ULTRASOUND GROUP; IMAGING | OBGULG-I |  | Suite 220 - 500 Red Creek | In Service | 10 | 3 |  |  |  |  | 050OP136577 | OB/GYN LATTIMORE ROAD
URMC | TRAUSI | TRANSDUCER; ULTRASOUND; IMAGING |  | C1-5-D | TRANSDUCER; ULTRASOUND; IMAGING | GEMEDS | GE MEDICAL SYSTEMS | 60415 | 130825PD3 | STRONG MEMORIAL HOSPITAL | STRONG |  | OB/GYN ULTRASOUND GROUP; IMAGING | OBGULG-I |  | Suite 220 - 500 Red Creek | In Service | 10 | 3 |  |  |  |  | 050OP136577 | OB/GYN LATTIMORE ROAD
URMC | TRAUSI | TRANSDUCER; ULTRASOUND; IMAGING |  | S1-5 | TRANSDUCER; ULTRASOUND; IMAGING | GEMEDS | GE MEDICAL SYSTEMS | 58924 | 22102131 | STRONG MEMORIAL HOSPITAL | STRONG |  | RADIOLOGY; DIAGNOSTIC; IMAGING | RADDIA-I |  | ULTRASOUND | In Service | 10 | 3 |  |  |  |  | 050OP136555 | IMAGING SCIENCES - SMH
URMC | TRAUSI | TRANSDUCER; ULTRASOUND; IMAGING |  | C1-5 | TRANSDUCER; ULTRASOUND; IMAGING | GEMEDS | GE MEDICAL SYSTEMS | 58926 | 94778YP8 | STRONG MEMORIAL HOSPITAL | STRONG |  | CLINICAL ENGINEERING; SMH; IMAGING | CESMH-I |  | Clinical Engineering Loaner Probe | In Service | 10 | 3 |  |  |  |  | 050OP236502 | CLINICAL ENGINEERING - SMH
URMC | TRAUSI | TRANSDUCER; ULTRASOUND; IMAGING |  | S1-5 | TRANSDUCER; ULTRASOUND; IMAGING | GEMEDS | GE MEDICAL SYSTEMS | 58930 | 22002124 | STRONG MEMORIAL HOSPITAL | STRONG |  | RADIOLOGY; DIAGNOSTIC; IMAGING | RADDIA-I |  | ULTRASOUND | In Service | 10 | 3 |  |  |  |  | 050OP136555 | IMAGING SCIENCES - SMH
URMC | TRAUSI | TRANSDUCER; ULTRASOUND; IMAGING |  | S4-10 | TRANSDUCER; ULTRASOUND; IMAGING | GEMEDS | GE MEDICAL SYSTEMS | 58932 | 22001066 | STRONG MEMORIAL HOSPITAL | STRONG |  | RADIOLOGY; DIAGNOSTIC; IMAGING | RADDIA-I |  | ULTRASOUND | In Service | 10 | 3 |  |  |  |  | 050OP136555 | IMAGING SCIENCES - SMH
URMC | TRAUSI | TRANSDUCER; ULTRASOUND; IMAGING |  | C1-5-D | TRANSDUCER; ULTRASOUND; IMAGING | GEMEDS | GE MEDICAL SYSTEMS | 58934 | 94746YP5 | STRONG MEMORIAL HOSPITAL | STRONG |  | RADIOLOGY; DIAGNOSTIC; IMAGING | RADDIA-I |  | ULTRASOUND | In Service | 10 | 3 |  |  |  |  | 050OP136555 | IMAGING SCIENCES - SMH
URMC | TRAUSI | TRANSDUCER; ULTRASOUND; IMAGING |  | S1-5 | TRANSDUCER; ULTRASOUND; IMAGING | GEMEDS | GE MEDICAL SYSTEMS | 58938 | 22002125 | STRONG MEMORIAL HOSPITAL | STRONG |  | RADIOLOGY; DIAGNOSTIC; IMAGING | RADDIA-I |  | ULTRASOUND | In Service | 10 | 3 |  |  |  |  | 050OP136555 | IMAGING SCIENCES - SMH
URMC | TRAUSI | TRANSDUCER; ULTRASOUND; IMAGING |  | S4-10 | TRANSDUCER; ULTRASOUND; IMAGING | GEMEDS | GE MEDICAL SYSTEMS | 58939 | 22001064 | STRONG MEMORIAL HOSPITAL | STRONG |  | RADIOLOGY; DIAGNOSTIC; IMAGING | RADDIA-I |  | ULTRASOUND | In Service | 10 | 3 |  |  |  |  | 050OP136555 | IMAGING SCIENCES - SMH
URMC | TRAUSI | TRANSDUCER; ULTRASOUND; IMAGING |  | 9L-D | TRANSDUCER; ULTRASOUND; IMAGING | GEMEDS | GE MEDICAL SYSTEMS | 58940 | 121017WP8 | STRONG MEMORIAL HOSPITAL | STRONG |  | RADIOLOGY; DIAGNOSTIC; IMAGING | RADDIA-I |  | ULTRASOUND | In Service | 10 | 3 |  |  |  |  | 050OP136555 | IMAGING SCIENCES - SMH
URMC | TRAUSI | TRANSDUCER; ULTRASOUND; IMAGING |  | C1-5-D | TRANSDUCER; ULTRASOUND; IMAGING | GEMEDS | GE MEDICAL SYSTEMS | 58941 | 94748YP1 | STRONG MEMORIAL HOSPITAL | STRONG |  | RADIOLOGY; DIAGNOSTIC; IMAGING | RADDIA-I |  | ULTRASOUND | In Service | 10 | 3 |  |  |  |  | 050OP136555 | IMAGING SCIENCES - SMH
URMC | TRAUSI | TRANSDUCER; ULTRASOUND; IMAGING |  | S1-5 | TRANSDUCER; ULTRASOUND; IMAGING | GEMEDS | GE MEDICAL SYSTEMS | 58944 | 22102132 | STRONG MEMORIAL HOSPITAL | STRONG |  | RADIOLOGY; DIAGNOSTIC; IMAGING | RADDIA-I |  | ULTRASOUND | In Service | 10 | 3 |  |  |  |  | 050OP136555 | IMAGING SCIENCES - SMH
URMC | TRAUSI | TRANSDUCER; ULTRASOUND; IMAGING |  | S4-10 | TRANSDUCER; ULTRASOUND; IMAGING | GEMEDS | GE MEDICAL SYSTEMS | 58945 | 22001074 | STRONG MEMORIAL HOSPITAL | STRONG |  | RADIOLOGY; DIAGNOSTIC; IMAGING | RADDIA-I |  | ULTRASOUND | In Service | 10 | 3 |  |  |  |  | 050OP136555 | IMAGING SCIENCES - SMH
URMC | TRAUSI | TRANSDUCER; ULTRASOUND; IMAGING |  | RIC5-9H | TRANSDUCER; ULTRASOUND; IMAGING | GEMEDS | GE MEDICAL SYSTEMS | 56799 | 63407KR1 | STRONG MEMORIAL HOSPITAL | STRONG |  | GENDER WELLNESS IMAGING | GENWEL-I |  |  | In Service | 10 | 3 |  |  |  |  | 050OP137512 | GENDER WELLNESS
URMC | TRAUSI | TRANSDUCER; ULTRASOUND; IMAGING |  | 3V9-3V | TRANSDUCER; ULTRASOUND; IMAGING | PHIMES | PHILIPS MEDICAL SYSTEMS NORTH AMERICA CO | 56222 | 0314PJ | STRONG MEMORIAL HOSPITAL | STRONG |  | GENDER WELLNESS IMAGING | GENWEL-I |  |  | In Service | 10 | 3 |  |  |  |  | 050OP137512 | GENDER WELLNESS
URMC | TRAUSI | TRANSDUCER; ULTRASOUND; IMAGING |  | C5-1 | TRANSDUCER; ULTRASOUND; IMAGING | PHIMES | PHILIPS MEDICAL SYSTEMS NORTH AMERICA CO | 31357 | B0BK4Z | HIGHLAND HOSPITAL OF ROCHESTER | HIGHLAND |  | PERINATAL CENTER | PERCEN | 3 | N.E. 3rd floor / Dr. Queenan | In Service | 10 | 3 |  |  |  |  | OP858180 | PERINATAL CLINIC
URMC | TRAUSI | TRANSDUCER; ULTRASOUND; IMAGING |  | 3V9-3V | TRANSDUCER; ULTRASOUND; IMAGING | PHIMES | PHILIPS MEDICAL SYSTEMS NORTH AMERICA CO | 31353 | B082BH | HIGHLAND HOSPITAL OF ROCHESTER | HIGHLAND |  | PERINATAL CENTER | PERCEN | 3 | N.E. 3rd floor | In Service | 10 | 3 |  |  |  |  | OP858180 | PERINATAL CLINIC
URMC | TRAUSI | TRANSDUCER; ULTRASOUND; IMAGING |  | C5-1 | TRANSDUCER; ULTRASOUND; IMAGING | PHIMES | PHILIPS MEDICAL SYSTEMS NORTH AMERICA CO | 31354 | B1FWFJ | HIGHLAND HOSPITAL OF ROCHESTER | HIGHLAND |  | PERINATAL CENTER | PERCEN | 3 |  | In Service | 10 | 3 |  |  |  |  | OP858180 | PERINATAL CLINIC
URMC | TRAUSI | TRANSDUCER; ULTRASOUND; IMAGING |  | V6-2 | TRANSDUCER; ULTRASOUND; IMAGING | PHIMES | PHILIPS MEDICAL SYSTEMS NORTH AMERICA CO | 31355 | B099PL | HIGHLAND HOSPITAL OF ROCHESTER | HIGHLAND |  | PERINATAL CENTER | PERCEN |  |  | In Service | 10 | 3 |  |  |  |  | OP858180 | PERINATAL CLINIC
URMC | TRAUSI | TRANSDUCER; ULTRASOUND; IMAGING |  | L12-4 | TRANSDUCER; ULTRASOUND; IMAGING- LUMIFY | PHIMES | PHILIPS MEDICAL SYSTEMS NORTH AMERICA CO | 31363 | B0BMNQ | HIGHLAND HOSPITAL OF ROCHESTER | HIGHLAND |  | PERINATAL CENTER | PERCEN |  |  | Storage; Operational | 10 | 3 |  |  |  |  | OP858180 | PERINATAL CLINIC
URMC | TRAUSI | TRANSDUCER; ULTRASOUND; IMAGING |  | L12-5 | TRANSDUCER; ULTRASONIC | PHIMES | PHILIPS MEDICAL SYSTEMS NORTH AMERICA CO | 53715 | 02LV9C | HIGHLAND HOSPITAL OF ROCHESTER | HIGHLAND |  | BREAST CARE CENTER | BRECAC |  | RED CREEK | In Service | 10 | 3 |  |  |  |  | OP857170 | RED CREEK BCC
URMC | TRAUSI | TRANSDUCER; ULTRASOUND; IMAGING |  | ML6-15-D | TRANSDUCER; ULTRASONIC; IMAGING | GEMEDS | GE MEDICAL SYSTEMS | 30295 | 32822YP9 | HIGHLAND HOSPITAL OF ROCHESTER | HIGHLAND |  | MEDICAL IMAGING | DIAGRAD |  | specials us | In Service | 10 | 3 |  |  |  |  | OP857470 | MEDICAL IMAGING
URMC | TRAUSI | TRANSDUCER; ULTRASOUND; IMAGING |  | C1-5 | TRANSDUCER; ULTRASOUND; IMAGING | GEMEDS | GE MEDICAL SYSTEMS | 30296 | 52422YP3 | HIGHLAND HOSPITAL OF ROCHESTER | HIGHLAND |  | MEDICAL IMAGING | DIAGRAD |  | specials | In Service | 10 | 3 |  |  |  |  | OP857470 | MEDICAL IMAGING
URMC | TRAUSI | TRANSDUCER; ULTRASOUND; IMAGING |  | 9L-D | TRANSDUCER; ULTRASOUND; IMAGING | GEMEDS | GE MEDICAL SYSTEMS | 30302 | 32556YP3 | HIGHLAND HOSPITAL OF ROCHESTER | HIGHLAND |  | ULTRASOUND | ULTRAS |  |  | In Service | 10 | 3 |  |  |  |  | OP857500 | ULTRASOUND
URMC | TRAUSI | TRANSDUCER; ULTRASOUND; IMAGING |  | 3V2C | TRANSDUCER; ULTRASOUND; IMAGING | ACUSON | ACUSON CORPORATION | 53878 | 70123813 | HIGHLAND HOSPITAL OF ROCHESTER | HIGHLAND |  | FAMILY MEDICINE; PENFIELD | FAMPEN | 1 | PENFIELD FAM MED | In Service | 10 | 3 |  |  |  |  | OP856830 | PENFIELD FAMILY MEDICINE
URMC | TRAUSI | TRANSDUCER; ULTRASOUND; IMAGING |  | RIC5-9H | TRANSDUCER; ULTRASOUND; IMAGING | GEMEDS | GE MEDICAL SYSTEMS | 54901 | 61951KRO | STRONG MEMORIAL HOSPITAL | STRONG |  | OB/GYN ULTRASOUND GROUP; IMAGING | OBGULG-I |  | AC5 | In Service | 10 | 3 |  |  |  |  | 050OP136577 | OB/GYN LATTIMORE ROAD
URMC | TRAUSI | TRANSDUCER; ULTRASOUND; IMAGING |  | ICTX | TRANSDUCER; ULTRASOUND; IMAGING | SONULS | SONOSITE ULTRASOUND SYSTEMS | 54499 | 03K8JQ | STRONG MEMORIAL HOSPITAL | STRONG |  | GENDER WELLNESS IMAGING | GENWEL-I |  |  | In Service | 10 | 3 |  |  |  |  | 050OP137512 | GENDER WELLNESS
URMC | TRAUSI | TRANSDUCER; ULTRASOUND; IMAGING |  | C60 | TRANSDUCER; ULTRASOUND; IMAGING | SONULS | SONOSITE ULTRASOUND SYSTEMS | 54506 | 03KLDF | STRONG MEMORIAL HOSPITAL | STRONG |  | GENDER WELLNESS IMAGING | GENWEL-I |  |  | In Service | 10 | 3 |  |  |  |  | 050OP137512 | GENDER WELLNESS
URMC | TRAUSI | TRANSDUCER; ULTRASOUND; IMAGING |  | ML6-15-D | TRANSDUCER; ULTRASONIC; IMAGING | GEMEDS | GE MEDICAL SYSTEMS | 53713 | 48715YP7 | HIGHLAND HOSPITAL OF ROCHESTER | HIGHLAND |  | BREAST CARE CENTER | BRECAC |  | RED CREEK | In Service | 10 | 3 |  |  |  |  | OP857170 | RED CREEK BCC
URMC | TRAUSI | TRANSDUCER; ULTRASOUND; IMAGING |  | L38XI | TRANSDUCER; ULTRASOUND; IMAGING | SONULS | SONOSITE ULTRASOUND SYSTEMS | 55812 | 03LZZT | STRONG MEMORIAL HOSPITAL | STRONG |  | 8-1600; MICU; IMAGING | 8-1600-I |  | 8-1600 | In Service | 10 | 3 |  |  |  |  | 050OP134574 | 8-1600; MICU
URMC | TRAUSI | TRANSDUCER; ULTRASOUND; IMAGING |  | C1-5 | TRANSDUCER; ULTRASOUND; IMAGING | GEMEDS | GE MEDICAL SYSTEMS | 56546 | 84467YP0 | STRONG MEMORIAL HOSPITAL | STRONG |  | RADIOLOGY; GENERAL; IMAGING | RADGEN-I | g |  | In Service | 10 | 3 |  |  |  |  | 050OP136555 | IMAGING SCIENCES - SMH
URMC | TRAUSI | TRANSDUCER; ULTRASOUND; IMAGING |  | 4C | TRANSDUCER; ULTRASOUND; IMAGING | GEMEDS | GE MEDICAL SYSTEMS | 56721 | 332283WX1 | STRONG MEMORIAL HOSPITAL | STRONG |  | RADIOLOGY; GENERAL; IMAGING | RADGEN-I |  | 4C GE PROBE LOGIC9 ANGIO | In Service | 10 | 3 |  |  |  |  | 050OP136555 | IMAGING SCIENCES - SMH
URMC | TRAUSI | TRANSDUCER; ULTRASOUND; IMAGING |  | M6C | TRANSDUCER; ULTRASOUND; IMAGING | GEMEDS | GE MEDICAL SYSTEMS | 54427 | 60554YP3 | STRONG MEMORIAL HOSPITAL | STRONG |  | OB/GYN ULTRASOUND GROUP; IMAGING | OBGULG-I | 5 | AC5 RM K | In Service | 10 | 3 |  |  |  |  | 050OP136577 | OB/GYN LATTIMORE ROAD
URMC | TRAUSI | TRANSDUCER; ULTRASOUND; IMAGING |  | C1-5 | TRANSDUCER; ULTRASOUND; IMAGING | GEMEDS | GE MEDICAL SYSTEMS | 54425 | 5775YP1 | STRONG MEMORIAL HOSPITAL | STRONG |  | OB/GYN ULTRASOUND GROUP; IMAGING | OBGULG-I | 5 | AC5 RM K | In Service | 10 | 3 |  |  |  |  | 050OP136577 | OB/GYN LATTIMORE ROAD
URMC | TRAUSI | TRANSDUCER; ULTRASOUND; IMAGING |  | RM6C | TRANSDUCER; ULTRASOUND; IMAGING | GEMEDS | GE MEDICAL SYSTEMS | 54428 | 107441KR8 | STRONG MEMORIAL HOSPITAL | STRONG |  | OB/GYN ULTRASOUND GROUP; IMAGING | OBGULG-I | 5 | AC5 RM K | In Service | 10 | 3 |  |  |  |  | 050OP136577 | OB/GYN LATTIMORE ROAD
URMC | TRAUSI | TRANSDUCER; ULTRASOUND; IMAGING |  | RIC5-9-D | TRANSDUCER; ULTRASOUND; IMAGING | GEMEDS | GE MEDICAL SYSTEMS | 54429 | 72037KR5 | STRONG MEMORIAL HOSPITAL | STRONG |  | OB/GYN ULTRASOUND GROUP; IMAGING | OBGULG-I |  | LATIMORE | In Service | 10 | 3 |  |  |  |  | 050OP136577 | OB/GYN LATTIMORE ROAD
URMC | TRAUSI | TRANSDUCER; ULTRASOUND; IMAGING |  | RAB4-8L | TRANSDUCER; ULTRASOUND; IMAGING | GEMEDS | GE MEDICAL SYSTEMS | 54430 | 94706KR9 | STRONG MEMORIAL HOSPITAL | STRONG |  | OB/GYN ULTRASOUND GROUP; IMAGING | OBGULG-I |  | red creek | In Service | 10 | 3 |  |  |  |  | 050OP136577 | OB/GYN LATTIMORE ROAD
URMC | TRAUSI | TRANSDUCER; ULTRASOUND; IMAGING |  | 4C-A | TRANSDUCER; ULTRASOUND; IMAGING | GEMEDS | GE MEDICAL SYSTEMS | 54431 | 43149KR4 | STRONG MEMORIAL HOSPITAL | STRONG |  | OB/GYN ULTRASOUND GROUP; IMAGING | OBGULG-I |  | red creek | In Service | 10 | 3 |  |  |  |  | 050OP136577 | OB/GYN LATTIMORE ROAD
URMC | TRAUSI | TRANSDUCER; ULTRASOUND; IMAGING |  | AB2-7 | TRANSDUCER; ULTRASOUND; IMAGING | GEMEDS | GE MEDICAL SYSTEMS | 54433 | 60000KR7 | STRONG MEMORIAL HOSPITAL | STRONG |  | OB/GYN ULTRASOUND GROUP; IMAGING | OBGULG-I |  | red creek | In Service | 10 | 3 |  |  |  |  | 050OP136577 | OB/GYN LATTIMORE ROAD
URMC | TRAUSI | TRANSDUCER; ULTRASOUND; IMAGING |  | RAB4-8L | TRANSDUCER; ULTRASOUND; IMAGING | GEMEDS | GE MEDICAL SYSTEMS | 54434 | 61614KR6 | STRONG MEMORIAL HOSPITAL | STRONG |  | OB/GYN ULTRASOUND GROUP; IMAGING | OBGULG-I |  | red creek | In Service | 10 | 3 |  |  |  |  | 050OP136577 | OB/GYN LATTIMORE ROAD
URMC | TRAUSI | TRANSDUCER; ULTRASOUND; IMAGING |  | AB2-7 | TRANSDUCER; ULTRASOUND; IMAGING | GEMEDS | GE MEDICAL SYSTEMS | 54435 | 62647KR3 | STRONG MEMORIAL HOSPITAL | STRONG |  | OB/GYN ULTRASOUND GROUP; IMAGING | OBGULG-I |  | red creek | In Service | 10 | 3 |  |  |  |  | 050OP136577 | OB/GYN LATTIMORE ROAD
URMC | TRAUSI | TRANSDUCER; ULTRASOUND; IMAGING |  | RAB4-8L | TRANSDUCER; ULTRASOUND; IMAGING | GEMEDS | GE MEDICAL SYSTEMS | 54436 | 44526KR2 | STRONG MEMORIAL HOSPITAL | STRONG |  | OB/GYN ULTRASOUND GROUP; IMAGING | OBGULG-I |  | red creek | In Service | 10 | 3 |  |  |  |  | 050OP136577 | OB/GYN LATTIMORE ROAD
URMC | TRAUSI | TRANSDUCER; ULTRASOUND; IMAGING |  | RIC5-9H | TRANSDUCER; ULTRASOUND; IMAGING | GEMEDS | GE MEDICAL SYSTEMS | 54437 | 44122KR0 | STRONG MEMORIAL HOSPITAL | STRONG |  | OB/GYN ULTRASOUND GROUP; IMAGING | OBGULG-I |  | red creek | In Service | 10 | 3 |  |  |  |  | 050OP136577 | OB/GYN LATTIMORE ROAD
URMC | TRAUSI | TRANSDUCER; ULTRASOUND; IMAGING |  | V6-2 | TRANSDUCER; ULTRASOUND; IMAGING | PHIMES | PHILIPS MEDICAL SYSTEMS NORTH AMERICA CO | 54438 | 037XWD | STRONG MEMORIAL HOSPITAL | STRONG |  | OB/GYN ULTRASOUND GROUP; IMAGING | OBGULG-I |  | red creek | In Service | 10 | 3 |  |  |  |  | 050OP136577 | OB/GYN LATTIMORE ROAD
URMC | TRAUSI | TRANSDUCER; ULTRASOUND; IMAGING |  | C5-1 | TRANSDUCER; ULTRASOUND; IMAGING | PHIMES | PHILIPS MEDICAL SYSTEMS NORTH AMERICA CO | 54439 | 0391BX | STRONG MEMORIAL HOSPITAL | STRONG |  | OB/GYN ULTRASOUND GROUP; IMAGING | OBGULG-I |  | red creek | In Service | 10 | 3 |  |  |  |  | 050OP136577 | OB/GYN LATTIMORE ROAD
URMC | TRAUSI | TRANSDUCER; ULTRASOUND; IMAGING |  | 3V9-3V | TRANSDUCER; ULTRASOUND; IMAGING | PHIMES | PHILIPS MEDICAL SYSTEMS NORTH AMERICA CO | 54440 | 037YBJ | STRONG MEMORIAL HOSPITAL | STRONG |  | OB/GYN ULTRASOUND GROUP; IMAGING | OBGULG-I |  | RED CREEK | In Service | 10 | 3 |  |  |  |  | 050OP136577 | OB/GYN LATTIMORE ROAD
URMC | TRAUSI | TRANSDUCER; ULTRASOUND; IMAGING |  | 4C-RS | TRANSDUCER; ULTRASOUND; IMAGING | GEMEDS | GE MEDICAL SYSTEMS | 54452 | 160633WX4 | STRONG MEMORIAL HOSPITAL | STRONG |  | GENDER WELLNESS IMAGING | GENWEL-I |  |  | In Service | 10 | 3 |  |  |  |  | 050OP137512 | GENDER WELLNESS
URMC | TRAUSI | TRANSDUCER; ULTRASOUND; IMAGING |  | RAB4-8-RS | TRANSDUCER; ULTRASOUND; IMAGING | GEMEDS | GE MEDICAL SYSTEMS | 54453 | 108426KR1 | STRONG MEMORIAL HOSPITAL | STRONG |  | GENDER WELLNESS IMAGING | GENWEL-I |  |  | In Service | 10 | 3 |  |  |  |  | 050OP137512 | GENDER WELLNESS
URMC | TRAUSI | TRANSDUCER; ULTRASOUND; IMAGING |  | RIC5-9-RS | TRANSDUCER; ULTRASOUND; IMAGING | GEMEDS | GE MEDICAL SYSTEMS | 54454 | 74481KR3 | STRONG MEMORIAL HOSPITAL | STRONG |  | GENDER WELLNESS | GENWEL | 3 | 3-1400 | In Service | 10 | 3 |  |  |  |  | 050OP137512 | GENDER WELLNESS
URMC | TRAUSI | TRANSDUCER; ULTRASOUND; IMAGING |  | 4C-RS | TRANSDUCER; ULTRASOUND; IMAGING | GEMEDS | GE MEDICAL SYSTEMS | 54026 | 161243WX1 | STRONG MEMORIAL HOSPITAL | STRONG |  | GENDER WELLNESS IMAGING | GENWEL-I | 5 |  | In Service | 10 | 3 |  |  |  |  | 050OP137512 | GENDER WELLNESS
URMC | TRAUSI | TRANSDUCER; ULTRASOUND; IMAGING |  | RIC5-9H | TRANSDUCER; ULTRASOUND; IMAGING | GEMEDS | GE MEDICAL SYSTEMS | 54027 | 44965KR2 | STRONG MEMORIAL HOSPITAL | STRONG |  | GENDER WELLNESS IMAGING | GENWEL-I |  |  | In Service | 10 | 3 |  |  |  |  | 050OP137512 | GENDER WELLNESS
URMC | TRAUSI | TRANSDUCER; ULTRASOUND; IMAGING |  | S1-5 | TRANSDUCER; ULTRASOUND; IMAGING | GEMEDS | GE MEDICAL SYSTEMS | 53389 | 90500240 | STRONG MEMORIAL HOSPITAL | STRONG |  | RADIOLOGY; GENERAL; IMAGING | RADGEN-I | g | us | In Service | 10 | 3 |  |  |  |  | 050OP136555 | IMAGING SCIENCES - SMH
URMC | TRAUSI | TRANSDUCER; ULTRASOUND; IMAGING |  | C1-5 | TRANSDUCER; ULTRASOUND; IMAGING | GEMEDS | GE MEDICAL SYSTEMS | 53387 | 32439YP2 | STRONG MEMORIAL HOSPITAL | STRONG |  | RADIOLOGY; GENERAL; IMAGING | RADGEN-I | G | US | In Service | 10 | 3 |  |  |  |  | 050OP136555 | IMAGING SCIENCES - SMH
URMC | TRAUSI | TRANSDUCER; ULTRASOUND; IMAGING |  | 4S | TRANSDUCER; ULTRASOUND; IMAGING | GEMEDS | GE MEDICAL SYSTEMS | 53390 | 8646SPD2 | STRONG MEMORIAL HOSPITAL | STRONG |  | RADIOLOGY; GENERAL; IMAGING | RADGEN-I | G | US | In Service | 10 | 3 |  |  |  |  | 050OP136555 | IMAGING SCIENCES - SMH
URMC | TRAUSI | TRANSDUCER; ULTRASOUND; IMAGING |  | 9L | TRANSDUCER; ULTRASOUND; IMAGING | GEMEDS | GE MEDICAL SYSTEMS | 53391 | 12841YP3 | STRONG MEMORIAL HOSPITAL | STRONG |  | RADIOLOGY; GENERAL; IMAGING | RADGEN-I | G | US | In Service | 10 | 3 |  |  |  |  | 050OP136555 | IMAGING SCIENCES - SMH
URMC | TRAUSI | TRANSDUCER; ULTRASOUND; IMAGING |  | M12L | TRANSDUCER; ULTRASOUND; IMAGING | GEMEDS | GE MEDICAL SYSTEMS | 53392 | 910009YMO | STRONG MEMORIAL HOSPITAL | STRONG |  | RADIOLOGY; GENERAL; IMAGING | RADGEN-I | G | US | In Service | 10 | 3 |  |  |  |  | 050OP136555 | IMAGING SCIENCES - SMH
URMC | TRAUSI | TRANSDUCER; ULTRASOUND; IMAGING |  | 4C | TRANSDUCER; ULTRASOUND; IMAGING | GEMEDS | GE MEDICAL SYSTEMS | 53393 | 79669WX8 | STRONG MEMORIAL HOSPITAL | STRONG |  | RADIOLOGY; GENERAL; IMAGING | RADGEN-I | G | US | In Service | 10 | 3 |  |  |  |  | 050OP136555 | IMAGING SCIENCES - SMH
URMC | TRAUSI | TRANSDUCER; ULTRASOUND; IMAGING |  | M7C | TRANSDUCER; ULTRASOUND; IMAGING | GEMEDS | GE MEDICAL SYSTEMS | 53394 | 1026338YM2 | STRONG MEMORIAL HOSPITAL | STRONG |  | RADIOLOGY; GENERAL; IMAGING | RADGEN-I | G | US | In Service | 10 | 3 |  |  |  |  | 050OP136555 | IMAGING SCIENCES - SMH
URMC | TRAUSI | TRANSDUCER; ULTRASOUND; IMAGING |  | 8C | TRANSDUCER; ULTRASOUND; IMAGING | GEMEDS | GE MEDICAL SYSTEMS | 53395 | 90317WX9 | STRONG MEMORIAL HOSPITAL | STRONG |  | RADIOLOGY; GENERAL; IMAGING | RADGEN-I | G | US | In Service | 10 | 3 |  |  |  |  | 050OP136555 | IMAGING SCIENCES - SMH
URMC | TRAUSI | TRANSDUCER; ULTRASOUND; IMAGING |  | 4D3C-L | TRANSDUCER; ULTRASOUND; IMAGING | GEMEDS | GE MEDICAL SYSTEMS | 53396 | 69804KR3 | STRONG MEMORIAL HOSPITAL | STRONG |  | RADIOLOGY; GENERAL; IMAGING | RADGEN-I | G | US | In Service | 10 | 3 |  |  |  |  | 050OP136555 | IMAGING SCIENCES - SMH
URMC | TRAUSI | TRANSDUCER; ULTRASOUND; IMAGING |  | S4-10 | TRANSDUCER; ULTRASOUND; IMAGING | GEMEDS | GE MEDICAL SYSTEMS | 53397 | 1600201 | STRONG MEMORIAL HOSPITAL | STRONG |  | RADIOLOGY; GENERAL; IMAGING | RADGEN-I | G | US | In Service | 10 | 3 |  |  |  |  | 050OP136555 | IMAGING SCIENCES - SMH
URMC | TRAUSI | TRANSDUCER; ULTRASOUND; IMAGING |  | ML6-15 | TRANSDUCER; ULTRASOUND; IMAGING | GEMEDS | GE MEDICAL SYSTEMS | 53398 | 32650YP4 | STRONG MEMORIAL HOSPITAL | STRONG |  | RADIOLOGY; GENERAL; IMAGING | RADGEN-I | G | US | In Service | 10 | 3 |  |  |  |  | 050OP136555 | IMAGING SCIENCES - SMH
URMC | TRAUSI | TRANSDUCER; ULTRASOUND; IMAGING |  | S1-5 | TRANSDUCER; ULTRASOUND; IMAGING | GEMEDS | GE MEDICAL SYSTEMS | 53399 | 90300212 | STRONG MEMORIAL HOSPITAL | STRONG |  | RADIOLOGY; GENERAL; IMAGING | RADGEN-I | G | US | In Service | 10 | 3 |  |  |  |  | 050OP136555 | IMAGING SCIENCES - SMH
URMC | TRAUSI | TRANSDUCER; ULTRASOUND; IMAGING |  | 9L-D | TRANSDUCER; ULTRASOUND; IMAGING | GEMEDS | GE MEDICAL SYSTEMS | 53400 | 33861YP6 | STRONG MEMORIAL HOSPITAL | STRONG |  | RADIOLOGY; GENERAL; IMAGING | RADGEN-I | G | US | In Service | 10 | 3 |  |  |  |  | 050OP136555 | IMAGING SCIENCES - SMH
URMC | TRAUSI | TRANSDUCER; ULTRASOUND; IMAGING |  | C1-5 | TRANSDUCER; ULTRASOUND; IMAGING | GEMEDS | GE MEDICAL SYSTEMS | 53401 | 32426YP9 | STRONG MEMORIAL HOSPITAL | STRONG |  | RADIOLOGY; GENERAL; IMAGING | RADGEN-I | G | US | In Service | 10 | 3 |  |  |  |  | 050OP136555 | IMAGING SCIENCES - SMH
URMC | TRAUSI | TRANSDUCER; ULTRASOUND; IMAGING |  | S1-5 | TRANSDUCER; ULTRASOUND; IMAGING | GEMEDS | GE MEDICAL SYSTEMS | 53402 | 90300223 | STRONG MEMORIAL HOSPITAL | STRONG |  | RADIOLOGY; GENERAL; IMAGING | RADGEN-I | G | US | In Service | 10 | 3 |  |  |  |  | 050OP136555 | IMAGING SCIENCES - SMH
URMC | TRAUSI | TRANSDUCER; ULTRASOUND; IMAGING |  | C1-5 | TRANSDUCER; ULTRASOUND; IMAGING | GEMEDS | GE MEDICAL SYSTEMS | 53404 | 52992YP5 | STRONG MEMORIAL HOSPITAL | STRONG |  | RADIOLOGY; GENERAL; IMAGING | RADGEN-I | G | US | In Service | 10 | 3 |  |  |  |  | 050OP136555 | IMAGING SCIENCES - SMH
URMC | TRAUSI | TRANSDUCER; ULTRASOUND; IMAGING |  | S1-5 | TRANSDUCER; ULTRASOUND; IMAGING | GEMEDS | GE MEDICAL SYSTEMS | 53409 | 700591 | STRONG MEMORIAL HOSPITAL | STRONG |  | RADIOLOGY; GENERAL; IMAGING | RADGEN-I | G | US | In Service | 10 | 3 |  |  |  |  | 050OP136555 | IMAGING SCIENCES - SMH
URMC | TRAUSI | TRANSDUCER; ULTRASOUND; IMAGING |  | S4-10 | TRANSDUCER; ULTRASOUND; IMAGING | GEMEDS | GE MEDICAL SYSTEMS | 53415 | 1600205 | STRONG MEMORIAL HOSPITAL | STRONG |  | RADIOLOGY; GENERAL; IMAGING | RADGEN-I | G | US | In Service | 10 | 3 |  |  |  |  | 050OP136555 | IMAGING SCIENCES - SMH
URMC | TRAUSI | TRANSDUCER; ULTRASOUND; IMAGING |  | C1-5 | TRANSDUCER; ULTRASOUND; IMAGING | GEMEDS | GE MEDICAL SYSTEMS | 53412 | 34254YP3 | STRONG MEMORIAL HOSPITAL | STRONG |  | RADIOLOGY; GENERAL; IMAGING | RADGEN-I | G | US | In Service | 10 | 3 |  |  |  |  | 050OP136555 | IMAGING SCIENCES - SMH
URMC | TRAUSI | TRANSDUCER; ULTRASOUND; IMAGING |  | 9L | TRANSDUCER; ULTRASOUND; IMAGING | GEMEDS | GE MEDICAL SYSTEMS | 53416 | 12821YP5 | STRONG MEMORIAL HOSPITAL | STRONG |  | RADIOLOGY; GENERAL; IMAGING | RADGEN-I | G | US | In Service | 10 | 3 |  |  |  |  | 050OP136555 | IMAGING SCIENCES - SMH
URMC | TRAUSI | TRANSDUCER; ULTRASOUND; IMAGING |  | RAB2-5-D | TRANSDUCER; ULTRASOUND; IMAGING | GEMEDS | GE MEDICAL SYSTEMS | 53417 | 85106KR3 | STRONG MEMORIAL HOSPITAL | STRONG |  | RADIOLOGY; GENERAL; IMAGING | RADGEN-I | G | US | In Service | 10 | 3 |  |  |  |  | 050OP136555 | IMAGING SCIENCES - SMH
URMC | TRAUSI | TRANSDUCER; ULTRASOUND; IMAGING |  | S1-5 | TRANSDUCER; ULTRASOUND; IMAGING | GEMEDS | GE MEDICAL SYSTEMS | 53418 | 90400237 | STRONG MEMORIAL HOSPITAL | STRONG |  | RADIOLOGY; GENERAL; IMAGING | RADGEN-I | G | US | In Service | 10 | 3 |  |  |  |  | 050OP136555 | IMAGING SCIENCES - SMH
URMC | TRAUSI | TRANSDUCER; ULTRASOUND; IMAGING |  | S4-10 | TRANSDUCER; ULTRASOUND; IMAGING | GEMEDS | GE MEDICAL SYSTEMS | 53420 | 1600211 | STRONG MEMORIAL HOSPITAL | STRONG |  | RADIOLOGY; GENERAL; IMAGING | RADGEN-I | G | US | In Service | 10 | 3 |  |  |  |  | 050OP136555 | IMAGING SCIENCES - SMH
URMC | TRAUSI | TRANSDUCER; ULTRASOUND; IMAGING |  | C1-5 | TRANSDUCER; ULTRASOUND; IMAGING | GEMEDS | GE MEDICAL SYSTEMS | 53419 | 45976YP8 | STRONG MEMORIAL HOSPITAL | STRONG |  | RADIOLOGY; GENERAL; IMAGING | RADGEN-I | G | US | In Service | 10 | 3 |  |  |  |  | 050OP136555 | IMAGING SCIENCES - SMH
URMC | TRAUSI | TRANSDUCER; ULTRASOUND; IMAGING |  | 9L-D | TRANSDUCER; ULTRASOUND; IMAGING | GEMEDS | GE MEDICAL SYSTEMS | 53421 | 15257YP9 | STRONG MEMORIAL HOSPITAL | STRONG |  | RADIOLOGY; GENERAL; IMAGING | RADGEN-I | G | US | In Service | 10 | 3 |  |  |  |  | 050OP136555 | IMAGING SCIENCES - SMH
URMC | TRAUSI | TRANSDUCER; ULTRASOUND; IMAGING |  | S4-1 | TRANSDUCER; ULTRASOUND; IMAGING | PHIMES | PHILIPS MEDICAL SYSTEMS NORTH AMERICA CO | 53406 | 02C9WY | STRONG MEMORIAL HOSPITAL | STRONG |  | RADIOLOGY; GENERAL; IMAGING | RADGEN-I | G | ANGIO | In Service | 10 | 3 |  |  |  |  | 050OP136555 | IMAGING SCIENCES - SMH
URMC | TRAUSI | TRANSDUCER; ULTRASOUND; IMAGING |  | L12-4 | TRANSDUCER; ULTRASOUND; IMAGING- LUMIFY | PHIMES | PHILIPS MEDICAL SYSTEMS NORTH AMERICA CO | 53407 | 02RRV1 | STRONG MEMORIAL HOSPITAL | STRONG |  | RADIOLOGY; GENERAL; IMAGING | RADGEN-I | G | ANGIO | In Service | 10 | 3 |  |  |  |  | 050OP136555 | IMAGING SCIENCES - SMH
URMC | TRAUSI | TRANSDUCER; ULTRASOUND; IMAGING |  | L9-3 | TRANSDUCER; ULTRASOUND; IMAGING | PHIMES | PHILIPS MEDICAL SYSTEMS NORTH AMERICA CO | 53408 | 02Q0KW | STRONG MEMORIAL HOSPITAL | STRONG |  | RADIOLOGY; GENERAL; IMAGING | RADGEN-I | G | ANGIO | In Service | 10 | 3 |  |  |  |  | 050OP136555 | IMAGING SCIENCES - SMH
URMC | TRAUSI | TRANSDUCER; ULTRASOUND; IMAGING |  | C5-1 | TRANSDUCER; ULTRASOUND; IMAGING | PHIMES | PHILIPS MEDICAL SYSTEMS NORTH AMERICA CO | 53487 | 0391TG | STRONG MEMORIAL HOSPITAL | STRONG |  | OB/GYN ULTRASOUND GROUP; IMAGING | OBGULG-I | 5 | AC5 | In Service | 10 | 3 |  |  |  |  | 050OP136577 | OB/GYN LATTIMORE ROAD
URMC | TRAUSI | TRANSDUCER; ULTRASOUND; IMAGING |  | V6-2 | TRANSDUCER; ULTRASOUND; IMAGING | PHIMES | PHILIPS MEDICAL SYSTEMS NORTH AMERICA CO | 53488 | 03GFH9 | STRONG MEMORIAL HOSPITAL | STRONG |  | OB/GYN ULTRASOUND GROUP; IMAGING | OBGULG-I | 5 | AC5 | In Service | 10 | 3 |  |  |  |  | 050OP136577 | OB/GYN LATTIMORE ROAD
URMC | TRAUSI | TRANSDUCER; ULTRASOUND; IMAGING |  | V6-2 | TRANSDUCER; ULTRASOUND; IMAGING | PHIMES | PHILIPS MEDICAL SYSTEMS NORTH AMERICA CO | 53492 | 035J3D | STRONG MEMORIAL HOSPITAL | STRONG |  | OB/GYN ULTRASOUND GROUP; IMAGING | OBGULG-I | 5 | AC5 | In Service | 10 | 3 |  |  |  |  | 050OP136577 | OB/GYN LATTIMORE ROAD
URMC | TRAUSI | TRANSDUCER; ULTRASOUND; IMAGING |  | C5-1 | TRANSDUCER; ULTRASOUND; IMAGING | PHIMES | PHILIPS MEDICAL SYSTEMS NORTH AMERICA CO | 53493 | 036QGV | STRONG MEMORIAL HOSPITAL | STRONG |  | OB/GYN ULTRASOUND GROUP; IMAGING | OBGULG-I | 5 | AC5 | In Service | 10 | 3 |  |  |  |  | 050OP136577 | OB/GYN LATTIMORE ROAD
URMC | TRAUSI | TRANSDUCER; ULTRASOUND; IMAGING |  | C5-1 | TRANSDUCER; ULTRASOUND; IMAGING | PHIMES | PHILIPS MEDICAL SYSTEMS NORTH AMERICA CO | 53494 | 03GCMC | STRONG MEMORIAL HOSPITAL | STRONG |  | OB/GYN ULTRASOUND GROUP; IMAGING | OBGULG-I | 5 | AC5 | In Service | 10 | 3 |  |  |  |  | 050OP136577 | OB/GYN LATTIMORE ROAD
URMC | TRAUSI | TRANSDUCER; ULTRASOUND; IMAGING |  | V6-2 | TRANSDUCER; ULTRASOUND; IMAGING | PHIMES | PHILIPS MEDICAL SYSTEMS NORTH AMERICA CO | 53495 | 036MK5 | STRONG MEMORIAL HOSPITAL | STRONG |  | OB/GYN ULTRASOUND GROUP; IMAGING | OBGULG-I | 5 | AC5 | In Service | 10 | 3 |  |  |  |  | 050OP136577 | OB/GYN LATTIMORE ROAD
URMC | TRAUSI | TRANSDUCER; ULTRASOUND; IMAGING |  | 4C-A | TRANSDUCER; ULTRASOUND; IMAGING | GEMEDS | GE MEDICAL SYSTEMS | 53496 | 62128KR4 | STRONG MEMORIAL HOSPITAL | STRONG |  | OB/GYN ULTRASOUND GROUP; IMAGING | OBGULG-I | 5 | AC5 | In Service | 10 | 3 |  |  |  |  | 050OP136577 | OB/GYN LATTIMORE ROAD
URMC | TRAUSI | TRANSDUCER; ULTRASOUND; IMAGING |  | RAB4-8L | TRANSDUCER; ULTRASOUND; IMAGING | GEMEDS | GE MEDICAL SYSTEMS | 53497 | 34107KR3 | STRONG MEMORIAL HOSPITAL | STRONG |  | OB/GYN ULTRASOUND GROUP; IMAGING | OBGULG-I | 5 | AC5 | In Service | 10 | 3 |  |  |  |  | 050OP136577 | OB/GYN LATTIMORE ROAD
URMC | TRAUSI | TRANSDUCER; ULTRASOUND; IMAGING |  | S1-5 | TRANSDUCER; ULTRASOUND; IMAGING | GEMEDS | GE MEDICAL SYSTEMS | 53501 | 51602837 | STRONG MEMORIAL HOSPITAL | STRONG |  | RADIOLOGY | RADIOL | G | ULTRASOUND | In Service | 10 | 3 |  |  |  |  | 050OP136555 | IMAGING SCIENCES - SMH
URMC | TRAUSI | TRANSDUCER; ULTRASOUND; IMAGING |  | S4-10 | TRANSDUCER; ULTRASOUND; IMAGING | GEMEDS | GE MEDICAL SYSTEMS | 53502 | 1600204 | STRONG MEMORIAL HOSPITAL | STRONG |  | RADIOLOGY | RADIOL | G | ULTRASOUND | In Service | 10 | 3 |  |  |  |  | 050OP136555 | IMAGING SCIENCES - SMH
URMC | TRAUSI | TRANSDUCER; ULTRASOUND; IMAGING |  | C1-5 | TRANSDUCER; ULTRASOUND; IMAGING | GEMEDS | GE MEDICAL SYSTEMS | 53503 | 53803YP3 | STRONG MEMORIAL HOSPITAL | STRONG |  | RADIOLOGY | RADIOL | G | ULTRASOUND | In Service | 10 | 3 |  |  |  |  | 050OP136555 | IMAGING SCIENCES - SMH
URMC | TRAUSI | TRANSDUCER; ULTRASOUND; IMAGING |  | S1-5 | TRANSDUCER; ULTRASOUND; IMAGING | GEMEDS | GE MEDICAL SYSTEMS | 53506 | 90500245 | STRONG MEMORIAL HOSPITAL | STRONG |  | RADIOLOGY | RADIOL | G | ULTRASOUND | In Service | 10 | 3 |  |  |  |  | 050OP136555 | IMAGING SCIENCES - SMH
URMC | TRAUSI | TRANSDUCER; ULTRASOUND; IMAGING |  | S4-10 | TRANSDUCER; ULTRASOUND; IMAGING | GEMEDS | GE MEDICAL SYSTEMS | 53507 | 1700214 | STRONG MEMORIAL HOSPITAL | STRONG |  | RADIOLOGY | RADIOL | G | ULTRAOUND | In Service | 10 | 3 |  |  |  |  | 050OP136555 | IMAGING SCIENCES - SMH
URMC | TRAUSI | TRANSDUCER; ULTRASOUND; IMAGING |  | 11L-D | TRANSDUCER; ULTRASOUND; IMAGING | GEMEDS | GE MEDICAL SYSTEMS | 53508 | 24870YP8 | STRONG MEMORIAL HOSPITAL | STRONG |  | RADIOLOGY | RADIOL | G | ULTRASOUND | In Service | 10 | 3 |  |  |  |  | 050OP136555 | IMAGING SCIENCES - SMH
URMC | TRAUSI | TRANSDUCER; ULTRASOUND; IMAGING |  | 9L-D | TRANSDUCER; ULTRASOUND; IMAGING | GEMEDS | GE MEDICAL SYSTEMS | 53509 | 22798YP3 | STRONG MEMORIAL HOSPITAL | STRONG |  | RADIOLOGY | RADIOL | G | ULTRASOUND | In Service | 10 | 3 |  |  |  |  | 050OP136555 | IMAGING SCIENCES - SMH
URMC | TRAUSI | TRANSDUCER; ULTRASOUND; IMAGING |  | S1-5 | TRANSDUCER; ULTRASOUND; IMAGING | GEMEDS | GE MEDICAL SYSTEMS | 53512 | 90200210 | STRONG MEMORIAL HOSPITAL | STRONG |  | RADIOLOGY | RADIOL | G | ULTRASOUND | In Service | 10 | 3 |  |  |  |  | 050OP136555 | IMAGING SCIENCES - SMH
URMC | TRAUSI | TRANSDUCER; ULTRASOUND; IMAGING |  | C1-5 | TRANSDUCER; ULTRASOUND; IMAGING | GEMEDS | GE MEDICAL SYSTEMS | 53515 | 32427YP7 | STRONG MEMORIAL HOSPITAL | STRONG |  | RADIOLOGY | RADIOL | G | ULTRASOUND | In Service | 10 | 3 |  |  |  |  | 050OP136555 | IMAGING SCIENCES - SMH
URMC | TRAUSI | TRANSDUCER; ULTRASOUND; IMAGING |  | 4C | TRANSDUCER; ULTRASOUND; IMAGING | GEMEDS | GE MEDICAL SYSTEMS | 53516 | 109740WX1 | STRONG MEMORIAL HOSPITAL | STRONG |  | RADIOLOGY | RADIOL | G | ULTRSASOUND | In Service | 10 | 3 |  |  |  |  | 050OP136555 | IMAGING SCIENCES - SMH
URMC | TRAUSI | TRANSDUCER; ULTRASOUND; IMAGING |  | RAB2-5-D | TRANSDUCER; ULTRASOUND; IMAGING | GEMEDS | GE MEDICAL SYSTEMS | 53517 | 79515KR3 | STRONG MEMORIAL HOSPITAL | STRONG |  | RADIOLOGY | RADIOL | G | ULTRASOUND | In Service | 10 | 3 |  |  |  |  | 050OP136555 | IMAGING SCIENCES - SMH
URMC | TRAUSI | TRANSDUCER; ULTRASOUND; IMAGING |  | C1-5 | TRANSDUCER; ULTRASOUND; IMAGING | GEMEDS | GE MEDICAL SYSTEMS | 53518 | 33159YP5 | STRONG MEMORIAL HOSPITAL | STRONG |  | RADIOLOGY; GENERAL; IMAGING | RADGEN-I | G | ULTRASOUND | In Service | 10 | 3 |  |  |  |  | 050OP136555 | IMAGING SCIENCES - SMH
URMC | TRAUSI | TRANSDUCER; ULTRASOUND; IMAGING |  | S4-10 | TRANSDUCER; ULTRASOUND; IMAGING | GEMEDS | GE MEDICAL SYSTEMS | 53519 | 1600207 | STRONG MEMORIAL HOSPITAL | STRONG |  | RADIOLOGY; GENERAL; IMAGING | RADGEN-I | G | ULTRASOUND | In Service | 10 | 3 |  |  |  |  | 050OP136555 | IMAGING SCIENCES - SMH
URMC | TRAUSI | TRANSDUCER; ULTRASOUND; IMAGING |  | RAB2-5-D | TRANSDUCER; ULTRASOUND; IMAGING | GEMEDS | GE MEDICAL SYSTEMS | 53521 | 84805KR1 | STRONG MEMORIAL HOSPITAL | STRONG |  | RADIOLOGY; GENERAL; IMAGING | RADGEN-I | G | ULTRASOUND | In Service | 10 | 3 |  |  |  |  | 050OP136555 | IMAGING SCIENCES - SMH
URMC | TRAUSI | TRANSDUCER; ULTRASOUND; IMAGING |  | M6C | TRANSDUCER; ULTRASOUND; IMAGING | GEMEDS | GE MEDICAL SYSTEMS | 53522 | 33109YPO | STRONG MEMORIAL HOSPITAL | STRONG |  | RADIOLOGY; GENERAL; IMAGING | RADGEN-I | G | ULTRASOUND | In Service | 10 | 3 |  |  |  |  | 050OP136555 | IMAGING SCIENCES - SMH
URMC | TRAUSI | TRANSDUCER; ULTRASOUND; IMAGING |  | 4Z1C | TRANSDUCER; ULTRASOUND; IMAGING | ACUSON | ACUSON CORPORATION | 53523 | 8415410 | STRONG MEMORIAL HOSPITAL | STRONG |  | AC-1; PEDIATRIC CARDIOLOGY; IMAGING | AC1PEC-I | 1 | AC 1 PEDIATRIC ECHO | In Service | 10 | 3 |  |  |  |  | 050OP349801 | PEDIATRIC CARDIOLOGY
URMC | TRAUSI | TRANSDUCER; ULTRASOUND; IMAGING |  | 8V3 | TRANSDUCER; ULTRASOUND; IMAGING | ACUSON | ACUSON CORPORATION | 53524 | 20667322 | STRONG MEMORIAL HOSPITAL | STRONG |  | AC-1; PEDIATRIC CARDIOLOGY; IMAGING | AC1PEC-I | 1 | AC 1 | In Service | 10 | 3 |  |  |  |  | 050OP349801 | PEDIATRIC CARDIOLOGY
URMC | TRAUSI | TRANSDUCER; ULTRASOUND; IMAGING |  | 4V1C | TRANSDUCER; ULTRASOUND; IMAGING | ACUSON | ACUSON CORPORATION | 53525 | 10311801 | STRONG MEMORIAL HOSPITAL | STRONG |  | AC-1; PEDIATRIC CARDIOLOGY; IMAGING | AC1PEC-I | 1 | AC 1 | In Service | 10 | 3 |  |  |  |  | 050OP349801 | PEDIATRIC CARDIOLOGY
URMC | TRAUSI | TRANSDUCER; ULTRASOUND; IMAGING |  | 6C2 | TRANSDUCER; ULTRASOUND; IMAGING | ACUSON | ACUSON CORPORATION | 53527 | 21941207 | STRONG MEMORIAL HOSPITAL | STRONG |  | AC-1; PEDIATRIC CARDIOLOGY; IMAGING | AC1PEC-I | 1 | AC 1 | In Service | 10 | 3 |  |  |  |  | 050OP349801 | PEDIATRIC CARDIOLOGY
URMC | TRAUSI | TRANSDUCER; ULTRASOUND; IMAGING |  | 4V1C | TRANSDUCER; ULTRASOUND; IMAGING | ACUSON | ACUSON CORPORATION | 53530 | 4V1C | STRONG MEMORIAL HOSPITAL | STRONG |  | AC-1; PEDIATRIC CARDIOLOGY; IMAGING | AC1PEC-I | 1 | AC1 | In Service | 10 | 3 |  |  |  |  | 050OP349801 | PEDIATRIC CARDIOLOGY
URMC | TRAUSI | TRANSDUCER; ULTRASOUND; IMAGING |  | 7V3C | TRANSDUCER; ULTRASOUND; IMAGING | ACUSON | ACUSON CORPORATION | 53532 | 47444-60769801 | STRONG MEMORIAL HOSPITAL | STRONG |  | AC-1; PEDIATRIC CARDIOLOGY; IMAGING | AC1PEC-I | 1 | AC1 | In Service | 10 | 3 |  |  |  |  | 050OP349801 | PEDIATRIC CARDIOLOGY
URMC | TRAUSI | TRANSDUCER; ULTRASOUND; IMAGING |  | 10V4 | TRANSDUCER; ULTRASOUND; IMAGING | ACUSON | ACUSON CORPORATION | 53533 | 61190101 | STRONG MEMORIAL HOSPITAL | STRONG |  | AC-1; PEDIATRIC CARDIOLOGY; IMAGING | AC1PEC-I | 1 | AC1 | In Service | 10 | 3 |  |  |  |  | 050OP349801 | PEDIATRIC CARDIOLOGY
URMC | TRAUSI | TRANSDUCER; ULTRASOUND; IMAGING |  | 4V1C | TRANSDUCER; ULTRASOUND; IMAGING | ACUSON | ACUSON CORPORATION | 53535 | 85174607 | STRONG MEMORIAL HOSPITAL | STRONG |  | AC-1; PEDIATRIC CARDIOLOGY; IMAGING | AC1PEC-I | 1 | AC1 | In Service | 10 | 3 |  |  |  |  | 050OP349801 | PEDIATRIC CARDIOLOGY
URMC | TRAUSI | TRANSDUCER; ULTRASOUND; IMAGING |  | 10V4 | TRANSDUCER; ULTRASOUND; IMAGING | ACUSON | ACUSON CORPORATION | 53536 | 61300803 | STRONG MEMORIAL HOSPITAL | STRONG |  | AC-1; PEDIATRIC CARDIOLOGY; IMAGING | AC1PEC-I | 1 | AC1 | In Service | 10 | 3 |  |  |  |  | 050OP349801 | PEDIATRIC CARDIOLOGY
URMC | TRAUSI | TRANSDUCER; ULTRASOUND; IMAGING |  | 4V1C | TRANSDUCER; ULTRASOUND; IMAGING | ACUSON | ACUSON CORPORATION | 53537 | 62414203 | STRONG MEMORIAL HOSPITAL | STRONG |  | AC-1; PEDIATRIC CARDIOLOGY; IMAGING | AC1PEC-I | 1 | AC1 | In Service | 10 | 3 |  |  |  |  | 050OP349801 | PEDIATRIC CARDIOLOGY
URMC | ULTIMS | ULTRASOUND IMAGING SYSTEM |  | SONARA | ULTRASONIC DOPPLER SYSTEM | NATUS | NATUS | 54967 | PWK0455 | STRONG MEMORIAL HOSPITAL | STRONG |  | RADIOLOGY; DIAGNOSTIC; IMAGING | RADDIA-I | 8th | ULTRASOUND | In Service | 10 | 3 |  |  |  |  | 050OP136555 | IMAGING SCIENCES - SMH
URMC | ULTIMS | ULTRASOUND IMAGING SYSTEM |  | LOGIQ S8 | ULTRASOUND IMAGING SYSTEM | GEMEDS | GE MEDICAL SYSTEMS | 75489 | 500415SU2 | STRONG MEMORIAL HOSPITAL | STRONG |  | UR VASCULAR SURGERY- IMAGING | URVASU-I | 2 | HIGHLAND HOSPITAL CARDIO VASCULAR | In Service | 10 | 3 |  |  |  |  | 050OP137529 | UR VASCULAR SURGERY
URMC | ULTIMS | ULTRASOUND IMAGING SYSTEM |  | LOGIQ S8 | ULTRASOUND IMAGING SYSTEM | GEMEDS | GE MEDICAL SYSTEMS | 75510 | 500342SU2 | STRONG MEMORIAL HOSPITAL | STRONG |  | UR VASCULAR SURGERY- IMAGING | URVASU-I | 1 | 140 Canal View | In Service | 10 | 3 |  |  |  |  | 050OP137529 | UR VASCULAR SURGERY
URMC | ULTIMS | ULTRASOUND IMAGING SYSTEM |  | LOGIQ S8 | ULTRASOUND IMAGING SYSTEM | GEMEDS | GE MEDICAL SYSTEMS | 75511 | 500343SU2 | STRONG MEMORIAL HOSPITAL | STRONG |  | UR VASCULAR SURGERY- IMAGING | URVASU-I | 1 | 140 Canal View | In Service | 10 | 3 |  |  |  |  | 050OP137529 | UR VASCULAR SURGERY
URMC | ULTIMS | ULTRASOUND IMAGING SYSTEM |  | LOGIQ S8 | ULTRASOUND IMAGING SYSTEM | GEMEDS | GE MEDICAL SYSTEMS | 75512 | 500344SU2 | STRONG MEMORIAL HOSPITAL | STRONG |  | UR VASCULAR SURGERY- IMAGING | URVASU-I | 1 | 140 Canal View | In Service | 10 | 3 |  |  |  |  | 050OP137529 | UR VASCULAR SURGERY
URMC | ULTIMS | ULTRASOUND IMAGING SYSTEM |  | LOGIQ S8 | ULTRASOUND IMAGING SYSTEM | GEMEDS | GE MEDICAL SYSTEMS | 75513 | 500345SU2 | STRONG MEMORIAL HOSPITAL | STRONG |  | UR VASCULAR SURGERY- IMAGING | URVASU-I | 1 | 140 CANAL VIEW | In Service | 10 | 3 |  |  |  |  | 050OP137529 | UR VASCULAR SURGERY
URMC | ULTIMS | ULTRASOUND IMAGING SYSTEM |  | LOGIQ S8 | ULTRASOUND IMAGING SYSTEM | GEMEDS | GE MEDICAL SYSTEMS | 75514 | 500346SU2 | STRONG MEMORIAL HOSPITAL | STRONG |  | UR VASCULAR SURGERY- IMAGING | URVASU-I |  | 140 Canal View | In Service | 10 | 3 |  |  |  |  | 050OP137529 | UR VASCULAR SURGERY
URMC | ULTIMS | ULTRASOUND IMAGING SYSTEM |  | LOGIQ S8 | ULTRASOUND IMAGING SYSTEM | GEMEDS | GE MEDICAL SYSTEMS | 75515 | 500336SU2 | STRONG MEMORIAL HOSPITAL | STRONG |  | UR VASCULAR SURGERY- IMAGING | URVASU-I |  | FF Thompson Hospital CANANDAIGUA POB Suite 007 | In Service | 10 | 3 |  |  |  |  | 050OP137529 | UR VASCULAR SURGERY
URMC | ULTIMS | ULTRASOUND IMAGING SYSTEM |  | LOGIQ S8 | ULTRASOUND IMAGING SYSTEM | GEMEDS | GE MEDICAL SYSTEMS | 75516 | 500438SU2 | STRONG MEMORIAL HOSPITAL | STRONG |  | UR VASCULAR SURGERY- IMAGING | URVASU-I | 1 | 140 Canal View | In Service | 10 | 3 |  |  |  |  | 050OP137529 | UR VASCULAR SURGERY
URMC | ULTIMS | ULTRASOUND IMAGING SYSTEM |  | LOGIQ S8 | ULTRASOUND IMAGING SYSTEM | GEMEDS | GE MEDICAL SYSTEMS | 75281 | 500416SU2 | STRONG MEMORIAL HOSPITAL | STRONG |  | RADIOLOGY; ANGIOGRAPHY; IMAGING | RADANG-I |  | IR | In Service | 10 | 3 |  |  |  |  | 050OP136600 | IMAGING SCIENCES; ANGIOGRAPHY
URMC | ULTIMS | ULTRASOUND IMAGING SYSTEM |  | LOGIQ S8 | ULTRASOUND IMAGING SYSTEM | GEMEDS | GE MEDICAL SYSTEMS | 75285 | 500424SU2 | STRONG MEMORIAL HOSPITAL | STRONG |  | RADIOLOGY; ANGIOGRAPHY; IMAGING | RADANG-I | G | IR | In Service | 10 | 3 |  |  |  |  | 050OP136600 | IMAGING SCIENCES; ANGIOGRAPHY
URMC | ULTIMS | ULTRASOUND IMAGING SYSTEM |  | USMART 3200T | ULTRASOUND IMAGING SYSTEM | TERSON | TERASON | 71337 | U0994 | STRONG MEMORIAL HOSPITAL | STRONG |  | 5-1600; NEUROLOGY; IMAGING | 5-1600-I | 5 | SMH | In Service | 10 | 3 |  |  |  |  | 050OP134564 | 5-1600; NEUROLOGY
URMC | ULTIMS | ULTRASOUND IMAGING SYSTEM |  | SONARA | ULTRASONIC DOPPLER SYSTEM | NATUS | NATUS | 73365 | TD160469M | STRONG MEMORIAL HOSPITAL | STRONG |  | RADIOLOGY; DIAGNOSTIC; IMAGING | RADDIA-I | G | Call Erin @ 273.5806 for location | In Service | 10 | 3 |  |  |  |  | 050OP136555 | IMAGING SCIENCES - SMH
URMC | ULTIMS | ULTRASOUND IMAGING SYSTEM |  | ACUSON FREESTYLE | ULTRASOUND IMAGING SYSTEM | SIEMES | SIEMENS MED SYSTEMS | 87125 | 2496 | STRONG MEMORIAL HOSPITAL | STRONG |  | CARDIOLOGY; ELECTROPHYSIOLOGY; IMAGING | CARELE-I | G | Cath lab 1 | In Service | 10 | 3 |  |  |  |  | 050OP135570 | CARDIOLOGY;ELECTROPHYSIOLOGY G-1200
URMC | ULTIMS | ULTRASOUND IMAGING SYSTEM |  | LOGIQ P9 | ULTRASOUND IMAGING SYSTEM | GEMEDS | GE MEDICAL SYSTEMS | 85820 | LP9003659 | STRONG MEMORIAL HOSPITAL | STRONG |  | AC-1; EMG LABORATORY | AC1EMG |  | AC-1 | In Service | 10 | 3 |  |  |  |  | 050OP135530 | AC-1; EMG LABORATORY
URMC | ULTIMS | ULTRASOUND IMAGING SYSTEM |  | BKSPECTO | ULTRASOUND IMAGING SYSTEM | BKMED | B&K MEDICAL SYSTEMS | 85381 | 5012327 | UR MEDICAL FACULTY GROUP | URMFG |  | UROLOGY-CANANDAIGUA; IMAGING | UROCAN-I |  | 699 S MAIN ST CANANDAIGUA | In Service | 10 | 3 |  |  |  |  | 091OP347505 | UROLOGY-OFFSITES
URMC | ULTIMS | ULTRASOUND IMAGING SYSTEM |  | ACUSON X150 | ULTRASOUND IMAGING SYSTEM | SIEMES | SIEMENS MED SYSTEMS | 84268 | 332494 | STRONG MEMORIAL HOSPITAL | STRONG |  | UROLOGY AT SAWGRASS; IMAGING | UROSAW-I | 2 | 158 Sawgrass Drive | In Service | 10 | 3 |  |  |  |  | 050OP137518 | AC-2; UROLOGY
URMC | ULTIMS | ULTRASOUND IMAGING SYSTEM |  | LOGIQ P9 | ULTRASOUND IMAGING SYSTEM | GEMEDS | GE MEDICAL SYSTEMS | 81597 | LP9002751 | STRONG MEMORIAL HOSPITAL | STRONG |  | OPERATING ROOM; IMAGING | OPEROO-I |  | PERIOPERATIVE SERVICES- located in OR11 or IR16 | In Service | 10 | 3 |  |  |  |  | 050OP131575 | OPERATING ROOM; SMH
URMC | ULTIMS | ULTRASOUND IMAGING SYSTEM |  | LOGIQ S8 | ULTRASOUND IMAGING SYSTEM | GEMEDS | GE MEDICAL SYSTEMS | 85264 | LS8505696 | STRONG MEMORIAL HOSPITAL | STRONG | U1745603-19 | PEDIATRIC IMAGING | PEDIMA-I | G | PED's IR | In Service | 10 | 3 |  |  |  |  | 050OP136555 | IMAGING SCIENCES - SMH
URMC | ULTIMS | ULTRASOUND IMAGING SYSTEM |  | EUB405 | ULTRASOUND IMAGING SYSTEM | HITINS | HITACHI INSTRUMENTS | 73237 | EUB-405 | UR MEDICAL FACULTY GROUP | URMFG |  | UROLOGY-CANANDAIGUA; IMAGING | UROCAN-I | G | FFT OR RM 11254 EQUIPMENT STORAGE | In Service | 10 | 3 |  |  |  |  | 091OP347505 | UROLOGY-OFFSITES
URMC | ULTIMS | ULTRASOUND IMAGING SYSTEM |  | ACUSON | ULTRASOUND IMAGING SYSTEM | SIEMES | SIEMENS MED SYSTEMS | 35579 | 2165 | HIGHLAND HOSPITAL OF ROCHESTER | HIGHLAND |  | MEDICAL IMAGING | DIAGRAD | 1 | OR11 Control Room | In Service | 10 | 3 |  |  |  |  | OP857470 | MEDICAL IMAGING
URMC | ULTIMS | ULTRASOUND IMAGING SYSTEM |  | LOGIQ S8 | ULTRASOUND IMAGING SYSTEM | GEMEDS | GE MEDICAL SYSTEMS | 83624 | 505145SU2 | UR MEDICAL FACULTY GROUP | URMFG |  | UR MEDICINE VASCULAR LAB at WESTFALL- IMAGING | URMVLW-I | gnd | 919 Westfall Rd; Bldg B | In Service | 10 | 3 |  |  |  |  | 091OP347344 | UR GENESEE VASCULAR LAB
URMC | ULTIMS | ULTRASOUND IMAGING SYSTEM |  | LOGIQ S8 | ULTRASOUND IMAGING SYSTEM | GEMEDS | GE MEDICAL SYSTEMS | 83627 | 505149SU2 | UR MEDICAL FACULTY GROUP | URMFG |  | UR MEDICINE VASCULAR LAB at WESTFALL- IMAGING | URMVLW-I | 1 | 919 Westfall Rd; Bldg B; Suite 100 | In Service | 10 | 3 |  |  |  |  | 091OP347344 | UR GENESEE VASCULAR LAB
URMC | ULTIMS | ULTRASOUND IMAGING SYSTEM |  | LOGIQ P9 | ULTRASOUND IMAGING SYSTEM | GEMEDS | GE MEDICAL SYSTEMS | 82249 | LP9002534 | STRONG MEMORIAL HOSPITAL | STRONG |  | AC-3; ENDOCRINOLOGY; IMAGING | AC3END-I | 3 | AC3 - Clean Utility Room | In Service | 10 | 3 |  |  |  |  | 050OP137552 | AC-5; MEDICINE
URMC | ULTIMS | ULTRASOUND IMAGING SYSTEM |  | LOGIQ S8 | ULTRASOUND IMAGING SYSTEM | GEMEDS | GE MEDICAL SYSTEMS | 81592 | 505347SU2 | STRONG MEMORIAL HOSPITAL | STRONG |  | RADIOLOGY; ANGIOGRAPHY; IMAGING | RADANG-I | G | Interventional Radiology | In Service | 10 | 3 |  |  |  |  | 050OP136600 | IMAGING SCIENCES; ANGIOGRAPHY
URMC | ULTIMS | ULTRASOUND IMAGING SYSTEM |  | LOGIQ S8 | ULTRASOUND IMAGING SYSTEM | GEMEDS | GE MEDICAL SYSTEMS | 77171 | 503895SU2 | STRONG MEMORIAL HOSPITAL | STRONG |  | UNIVERSITY IMAGING AT EAST RIVER ROAD-IMAGING | UNIMER-I | 1 | East River Road; Imaging; INTERVENTIONAL SUITE | In Service | 10 | 3 |  |  |  |  | 050OP136547 | UNIVERSITY IMAGING AT EAST RIVER ROAD
URMC | ULTIMS | ULTRASOUND IMAGING SYSTEM |  | LOGIQ P9 | ULTRASOUND IMAGING SYSTEM | GEMEDS | GE MEDICAL SYSTEMS | 91861 | LP9370486 | STRONG MEMORIAL HOSPITAL | STRONG |  | UR VASCULAR SURGERY- IMAGING | URVASU-I | 1 | 140 Canal View; Suite 103 | In Service | 10 | 3 |  |  |  |  | 050OP137529 | UR VASCULAR SURGERY
URMC | ULTIMS | ULTRASOUND IMAGING SYSTEM |  | LOGIQ P9 | ULTRASOUND IMAGING SYSTEM | GEMEDS | GE MEDICAL SYSTEMS | 89480 | 9004387 | STRONG MEMORIAL HOSPITAL | STRONG |  | MARKETPLACE TOWER ORTHO X-RAY IMAGING | MARTOX-I | 2 | 2nd floor alcove across form C6 | In Service | 10 | 3 |  |  |  |  | 091OP347643 | Marketplace Tower Ortho Imageing X-Ray
URMC | ULTIMS | ULTRASOUND IMAGING SYSTEM |  | LOGIQ P9 | ULTRASOUND IMAGING SYSTEM | GEMEDS | GE MEDICAL SYSTEMS | 93167 | LP9480047 | STRONG MEMORIAL HOSPITAL | STRONG |  | OPERATING ROOM; IMAGING | OPEROO-I |  | OR 20 | In Service | 10 | 3 |  |  |  |  | 050OP131575 | OPERATING ROOM; SMH
URMC | ULTIMS | ULTRASOUND IMAGING SYSTEM |  | LOGIQ P9 | ULTRASOUND IMAGING SYSTEM | GEMEDS | GE MEDICAL SYSTEMS | 94422 | LP9480091 | STRONG MEMORIAL HOSPITAL | STRONG |  | OPERATING ROOM; IMAGING | OPEROO-I |  | PERIOPERATIVE SERVICES - OR 11 or IR16 | In Service | 10 | 3 |  |  |  |  | 050OP131575 | OPERATING ROOM; SMH
URMC | ULTIMS | ULTRASOUND IMAGING SYSTEM |  | ACUSON FREESTYLE | ULTRASOUND IMAGING SYSTEM | SIEMES | SIEMENS MED SYSTEMS | 96238 | 104074 | STRONG MEMORIAL HOSPITAL | STRONG |  | RADIOLOGY; DIAGNOSTIC; IMAGING | RADDIA-I | B | OR 12 | In Service | 10 | 3 |  |  |  |  | 050OP136555 | IMAGING SCIENCES - SMH
URMC | ULTIMS | ULTRASOUND IMAGING SYSTEM |  | LOGIQ S8 | ULTRASOUND IMAGING SYSTEM | GEMEDS | GE MEDICAL SYSTEMS | 98762 | 511184SU2 | STRONG MEMORIAL HOSPITAL | STRONG |  | RADIOLOGY; ANGIOGRAPHY; IMAGING | RADANG-I |  | IR | In Service | 10 | 3 |  |  |  |  | 050OP136600 | IMAGING SCIENCES; ANGIOGRAPHY
URMC | ULTIMS | ULTRASOUND IMAGING SYSTEM |  | BKSPECTO | ULTRASOUND IMAGING SYSTEM | BKMED | B&K MEDICAL SYSTEMS | 96818 | 2001482 | STRONG MEMORIAL HOSPITAL | STRONG |  | UROLOGY AT SAWGRASS; IMAGING | UROSAW-I | 2 | Prostate Procedure Room 4 | In Service | 10 | 3 |  |  |  |  | 050OP137518 | AC-2; UROLOGY
URMC | ULTIMS | ULTRASOUND IMAGING SYSTEM |  | LOGIQ S8 | ULTRASOUND IMAGING SYSTEM | GEMEDS | GE MEDICAL SYSTEMS | NMH02290 | LS8325307 | NOYES MEMORIAL HOSPITAL | NOYES | 123499 | NHS RADIOLOGY SERVICES | NMHNHSRA |  |  | In Service | 10 | 3 |  |  |  |  | 250OP827325 | NMH - EQUIPMENT MNGNT LHS RADIOLOGY
URMC | ULTIMS | ULTRASOUND IMAGING SYSTEM |  | LOGIQ S8 | ULTRASOUND IMAGING SYSTEM | GEMEDS | GE MEDICAL SYSTEMS | NMH02180 | R507559SU2 | NOYES MEMORIAL HOSPITAL | NOYES |  | RADIOLOGY SERVICES | NMHRADSE |  |  | In Service | 10 | 3 |  |  |  |  | 250OP827320 | NMH - EQUIPMENT MNGNT RADIOLOGY SERVICES
URMC | ULTIMS | ULTRASOUND IMAGING SYSTEM |  | LOGIQ S8 | ULTRASOUND IMAGING SYSTEM | GEMEDS | GE MEDICAL SYSTEMS | NMH02185 | LS8325308 | NOYES MEMORIAL HOSPITAL | NOYES |  | NOYES RADIOLOGY IMAGING | NMHRAD-I |  |  | In Service | 10 | 3 |  |  |  |  | 250OP827320 | NMH - EQUIPMENT MNGNT RADIOLOGY SERVICES
URMC | ULTIMS | ULTRASOUND IMAGING SYSTEM |  | LOGIQ P9 | ULTRASOUND IMAGING SYSTEM | GEMEDS | GE MEDICAL SYSTEMS | 103699 | LP9490388 | STRONG MEMORIAL HOSPITAL | STRONG |  | RADIATION ONCOLOGY; IMAGING | RADONC-I | GND | Pluta Cancer Center Suite 211 | In Service | 10 | 3 |  |  |  |  | 050OP136571 | RADIATION ONCOLOGY - SMH
URMC | ULTIMS | ULTRASOUND IMAGING SYSTEM |  | APOGEE2300 | ULTRASOUND IMAGING SYSTEM | SIUI | Shantou Institute of Ultrasonic Inc | 41613 | 116212226252R | HIGHLAND HOSPITAL OF ROCHESTER | HIGHLAND |  | HH OPERATING ROOM | OPER | W1 | Part of a system = see CN 41614 | In Service | 10 | 3 |  |  |  |  | OP857410 | OPERATING ROOM HH
URMC | ULTIMS | ULTRASOUND IMAGING SYSTEM |  | SOFTVUE | ULTRASOUND IMAGING SYSTEM | DEMETE | DELPHINUS MEDICAL TECHNOLOGIES | 102156 | 19 | HIGHLAND HOSPITAL OF ROCHESTER | HIGHLAND |  | BREAST CARE CENTER | BRECAC | 1 | 500 Red Creek Drive; Suite 130; Breast Imaging. | In Service | 10 | 3 |  |  |  |  | OP857170 | RED CREEK BCC
URMC | ULTIMS | ULTRASOUND IMAGING SYSTEM |  | VIEWMATE | ULTRASOUND IMAGING SYSTEM | ABBMED | Abbott Medical | 106971 | 123 | STRONG MEMORIAL HOSPITAL | STRONG |  | CARDIOLOGY; CARDIAC CATH LAB ;IMAGING | CARCA2-I | gnd | Cath Lab | In Service | 10 | 3 |  |  |  |  | 050OP135525 | CARDIOLOGY; CARDIAC CATH LAB
URMC | ULTIMS | ULTRASOUND IMAGING SYSTEM |  | VIEWMATE | ULTRASOUND IMAGING SYSTEM | ABBMED | Abbott Medical | 106970 | NW4-42000258 | STRONG MEMORIAL HOSPITAL | STRONG |  | CARDIOLOGY; CARDIAC CATH LAB ;IMAGING | CARCA2-I | gnd | Catlab | Unit Not Located | 10 | 3 |  |  |  |  | 050OP135525 | CARDIOLOGY; CARDIAC CATH LAB
URMC | ULTIMS | ULTRASOUND IMAGING SYSTEM |  | 2300 | ULTRASOUND IMAGING SYSTEM | BKMED | B&K MEDICAL SYSTEMS | REL24116 | 5016493 | STRONG MEMORIAL HOSPITAL | STRONG |  | GCH OPERATING ROOM- IMAGING | GCHOPR-I |  |  | In Service | 10 | 3 |  |  |  |  | 050OP131575 | OPERATING ROOM; SMH
URMC | ULTIMS | ULTRASOUND IMAGING SYSTEM |  | BKSPECTO | ULTRASOUND IMAGING SYSTEM | BKMED | B&K MEDICAL SYSTEMS | REL25076 | 2004323 | STRONG MEMORIAL HOSPITAL | STRONG |  | OPERATING ROOM | OPEROO |  | OR. Loaner | In Service | 10 | 3 |  |  |  |  | 050OP131575 | OPERATING ROOM; SMH
URMC | ULTIMS | ULTRASOUND IMAGING SYSTEM |  | BKSPECTO | ULTRASOUND IMAGING SYSTEM | BKMED | B&K MEDICAL SYSTEMS | REL24411 | 2003354 | STRONG MEMORIAL HOSPITAL | STRONG |  | OPERATING ROOM; IMAGING | OPEROO-I |  |  | In Service | 10 | 3 |  |  |  |  | 050OP131575 | OPERATING ROOM; SMH
URMC | ULTIMS | ULTRASOUND IMAGING SYSTEM |  | 2300 | ULTRASOUND IMAGING SYSTEM | BKMED | B&K MEDICAL SYSTEMS | 113516 | 2006720 | STRONG MEMORIAL HOSPITAL | STRONG |  | GCH OPERATING ROOM- IMAGING | GCHOPR-I |  |  | In Service | 10 | 3 |  |  |  |  | 050OP131575 | OPERATING ROOM; SMH
URMC | ULTIMS | ULTRASOUND IMAGING SYSTEM |  | 2300 | ULTRASOUND IMAGING SYSTEM | BKMED | B&K MEDICAL SYSTEMS | 113517 | 2006802 | STRONG MEMORIAL HOSPITAL | STRONG |  | OPERATING ROOM; IMAGING | OPEROO-I | B | OR; Hall(25; 26; 27) | In Service | 10 | 3 |  |  |  |  | 050OP131575 | OPERATING ROOM; SMH
URMC | ULTIMS | ULTRASOUND IMAGING SYSTEM |  | BKSPECTO | ULTRASOUND IMAGING SYSTEM | BKMED | B&K MEDICAL SYSTEMS | 103725 | 2008363 | STRONG MEMORIAL HOSPITAL | STRONG |  | UROLOGY AT SAWGRASS; IMAGING | UROSAW-I |  | 2nd floor | In Service | 0 | 3 |  |  |  |  | 050OP137518 | AC-2; UROLOGY
URMC | ULTIMS | ULTRASOUND IMAGING SYSTEM |  | E1 | ULTRASOUND IMAGING SYSTEM | SONAMI | SONOSCAPE AMERICA; INC. | NMH01736 | 728281004 | NOYES MEMORIAL HOSPITAL | NOYES |  | OB SERVICES | NMHOBSER |  |  | In Service | 10 | 3 |  |  |  |  | 250OP826250 | NMH - EQUIPMENT MNGNT OB SERVICES
URMC | XRAYSYS | X-RAY SYSTEM |  | GAMMAPRO | GAMMA PRO DETECTION SYSTEM | KUBXRA | KUBTEC X-RAY | 107426 | 032RW24031661 | STRONG MEMORIAL HOSPITAL | STRONG |  | STRONG WEST AMBULATORY SURGICAL CENTER | SWAMSC |  | OR | In Service | 11 | 2 |  |  |  |  | 050OP139685 | STRONG WEST AMBULATORY SURGERY CENTER
URMC | XRAYSYS | X-RAY SYSTEM |  | XPERT40 | X-RAY SYSTEM | KUBXRA | KUBTEC X-RAY | 39515 | 2341-136-1144 | HIGHLAND HOSPITAL OF ROCHESTER | HIGHLAND |  | MEDICAL IMAGING | DIAGRAD | 1 | in the OR where the c-arms are stored | In Service | 11 | 2 |  |  |  |  | OP857470 | MEDICAL IMAGING
URMC | XRAYSYS | X-RAY SYSTEM |  | XPERT40 | X-RAY SYSTEM | KUBXRA | KUBTEC X-RAY | 40713 | 2341-136-1116 | HIGHLAND HOSPITAL OF ROCHESTER | HIGHLAND |  | MEDICAL IMAGING | DIAGRAD |  | OR | In Service | 11 | 2 |  |  |  |  | OP857470 | MEDICAL IMAGING
URMC | XRAYSYS | X-RAY SYSTEM |  | XPERT40 | X-RAY SYSTEM | KUBXRA | KUBTEC X-RAY | 103708 | 2341-136-1187 | STRONG MEMORIAL HOSPITAL | STRONG |  | STRONG WEST IMAGING/RADIOLOGY-IMAGING | SWIMRA-I |  |  | In Service | 11 | 2 |  |  |  |  | 050OP139684 | STRONG WEST IMAGING/RADIOLOGY
URMC | XRAYSYS | X-RAY SYSTEM |  | XPERT40 | X-RAY SYSTEM | KUBXRA | KUBTEC X-RAY | 36806 | 188L-4343-495 | HIGHLAND HOSPITAL OF ROCHESTER | HIGHLAND |  | PATHOLOGY - HH | PATHOL-H | 4 | 1000 South Ave E410; Surgical Pathology; 4th floor | In Service | 11 | 2 |  |  |  |  | OP857440 | PATHOLOGY - HH