## utsw_tim_todd
company_name | asset_sys_id | SerialNumberSource | MakeModelGolden | MakeGolden | L1Golden | ModelGolden | make_source | model_name_source | modality_source | InScope | GbInScope | ServiceStrategy | CompanyId | CreatedOn | LastUpdatedOn
UTSW | C90710 | CE1B8F1B | [6 empty] | Scanning Systems, Computed Tomography | TRUE | FALSE |  | 175247
UTSW | C102385 | 1971866 | [6 empty] | Microscope, Diagnostic | TRUE | FALSE |  | 175247
UTSW | C65544 | 306771 |  |  |  |  | 3M Health Care | Attest Auto-reader 390 | Readers, Sterilization Process Biological Indicator | TRUE | FALSE |  | 175247
UTSW | C65543 | 306779 |  |  |  |  | 3M Health Care | Attest Auto-reader 390 | Readers, Sterilization Process Biological Indicator | TRUE | FALSE |  | 175247
UTSW | C65542 | 306777 |  |  |  |  | 3M Health Care | Attest Auto-reader 390 | Readers, Sterilization Process Biological Indicator | TRUE | FALSE |  | 175247
UTSW | C65540 | 306776 |  |  |  |  | 3M Health Care | Attest Auto-reader 390 | Readers, Sterilization Process Biological Indicator | TRUE | FALSE |  | 175247
UTSW | C183235 | 192949 |  |  |  |  | 3M Health Care | Attest Auto-reader 390 | Readers, Sterilization Process Biological Indicator | TRUE | FALSE |  | 175247
UTSW | C102830 | 178655 |  |  |  |  | 3M Health Care | Attest Auto-reader 390 | Readers, Sterilization Process Biological Indicator | TRUE | FALSE |  | 175247
UTSW | C132586 | L07991-0001 |  |  |  |  | Abbott Cardiovascular | CentriMag 2nd Generation Console | Pump, Heart, Bi-ventricular Assist Device | TRUE | FALSE |  | 175247
UTSW | C132585 | 19343551 |  |  |  |  | Abbott Cardiovascular | CentriMag 2nd Generation Console | Pump, Heart, Bi-ventricular Assist Device | TRUE | FALSE |  | 175247
UTSW | C75227 | 2935408 |  |  |  |  | Adroit Medical Systems Inc | HTP-1500 | Pumps, Circulating-Liquid, Localized Heating | TRUE | FALSE |  | 175247
UTSW | C75179 | 5982015 |  |  |  |  | Adroit Medical Systems Inc | HTP-1500 | Pumps, Circulating-Liquid, Localized Heating | TRUE | FALSE |  | 175247
UTSW | C74662 | 4971110 |  |  |  |  | Adroit Medical Systems Inc | HTP-1500 | Pumps, Circulating-Liquid, Localized Heating | TRUE | FALSE |  | 175247
UTSW | C74532 | 2938408 |  |  |  |  | Adroit Medical Systems Inc | HTP-1500 | Pumps, Circulating-Liquid, Localized Heating | TRUE | FALSE |  | 175247
UTSW | C74193 | 5981115 |  |  |  |  | Adroit Medical Systems Inc | HTP-1500 | Pumps, Circulating-Liquid, Localized Heating | TRUE | FALSE |  | 175247
UTSW | C74192 | 5980015 |  |  |  |  | Adroit Medical Systems Inc | HTP-1500 | Pumps, Circulating-Liquid, Localized Heating | TRUE | FALSE |  | 175247
UTSW | C74190 | 5980915 |  |  |  |  | Adroit Medical Systems Inc | HTP-1500 | Pumps, Circulating-Liquid, Localized Heating | TRUE | FALSE |  | 175247
UTSW | C74189 | 5981515 |  |  |  |  | Adroit Medical Systems Inc | HTP-1500 | Pumps, Circulating-Liquid, Localized Heating | TRUE | FALSE |  | 175247
UTSW | C74188 | 5980815 |  |  |  |  | Adroit Medical Systems Inc | HTP-1500 | Pumps, Circulating-Liquid, Localized Heating | TRUE | FALSE |  | 175247
UTSW | C74187 | 5980115 |  |  |  |  | Adroit Medical Systems Inc | HTP-1500 | Pumps, Circulating-Liquid, Localized Heating | TRUE | FALSE |  | 175247
UTSW | C74186 | 5981015 |  |  |  |  | Adroit Medical Systems Inc | HTP-1500 | Pumps, Circulating-Liquid, Localized Heating | TRUE | FALSE |  | 175247
UTSW | C74185 | 5980615 |  |  |  |  | Adroit Medical Systems Inc | HTP-1500 | Pumps, Circulating-Liquid, Localized Heating | TRUE | FALSE |  | 175247
UTSW | C74184 | 5981415 |  |  |  |  | Adroit Medical Systems Inc | HTP-1500 | Pumps, Circulating-Liquid, Localized Heating | TRUE | FALSE |  | 175247
UTSW | C74182 | 5982115 |  |  |  |  | Adroit Medical Systems Inc | HTP-1500 | Pumps, Circulating-Liquid, Localized Heating | TRUE | FALSE |  | 175247
UTSW | C59650 | 2855508 |  |  |  |  | Adroit Medical Systems Inc | HTP-1500 | Pumps, Circulating-Liquid, Localized Heating | TRUE | FALSE |  | 175247
UTSW | C59649 | 1011406 |  |  |  |  | Adroit Medical Systems Inc | HTP-1500 | Pumps, Circulating-Liquid, Localized Heating | TRUE | FALSE |  | 175247
UTSW | C136252 | 5980715 |  |  |  |  | Adroit Medical Systems Inc | HTP-1500 | Pumps, Circulating-Liquid, Localized Heating | TRUE | FALSE |  | 175247
UTSW | C108522 | 8257022 |  |  |  |  | Adroit Medical Systems Inc | HTP-1500 | Pumps, Circulating-Liquid, Localized Heating | TRUE | FALSE |  | 175247
UTSW | C108520 | 8257322 |  |  |  |  | Adroit Medical Systems Inc | HTP-1500 | Pumps, Circulating-Liquid, Localized Heating | TRUE | FALSE |  | 175247
UTSW | C108023 | 8044922 |  |  |  |  | Adroit Medical Systems Inc | HTP-1500 | Pumps, Circulating-Liquid, Localized Heating | TRUE | FALSE |  | 175247
UTSW | 60605 | 1043160605 |  |  |  |  | Advanced Sterilization Products (ASP) | STERRAD 100NX | Sterilizing Units, Germicidal Gas, Gaseous Plasma | TRUE | FALSE |  | 175247
UTSW | 28395 | 10101061224 |  |  |  |  | Advanced Sterilization Products (ASP) | STERRAD 100S | Sterilizing Units, Germicidal Gas, Gaseous Plasma | TRUE | FALSE |  | 175247
UTSW | 19309 | 10033060478 |  |  |  |  | Advanced Sterilization Products (ASP) | STERRAD NX | Sterilizing Units, Germicidal Gas, Gaseous Plasma | TRUE | FALSE |  | 175247
UTSW | 19308 | 1041110285 |  |  |  |  | Advanced Sterilization Products (ASP) | STERRAD 100NX | Sterilizing Units, Germicidal Gas, Gaseous Plasma | TRUE | FALSE |  | 175247
UTSW | 17747 | 33100246 |  |  |  |  | Advanced Sterilization Products (ASP) | STERRAD NX | Sterilizing Units, Germicidal Gas, Gaseous Plasma | TRUE | FALSE |  | 175247
UTSW | 17746 | 33100261 |  |  |  |  | Advanced Sterilization Products (ASP) | STERRAD NX | Sterilizing Units, Germicidal Gas, Gaseous Plasma | TRUE | FALSE |  | 175247
UTSW | C97649 | MY2003P058 |  |  |  |  | Agilent Technologies Inc | Dako PT Link |  | TRUE | FALSE |  | 175247
UTSW | C69233 | A225031390 |  |  |  |  | Ambu Inc. | aView 2 Advance | Cystoscopes, Flexible, Video | TRUE | FALSE |  | 175247
UTSW | C183484 | A224090769 |  |  |  |  | Ambu Inc. | aView 2 Advance | ENDOSCOPE | TRUE | FALSE |  | 175247
UTSW | C183231 | A225031392 |  |  |  |  | Ambu Inc. | aView 2 Advance | Cystoscopes, Flexible, Video | TRUE | FALSE |  | 175247
UTSW | C174268 | A221020530 |  |  |  |  | Ambu Inc. | aView 2 Advance | Cystoscopes, Flexible, Video | TRUE | FALSE |  | 175247
UTSW | C133819 | B222080054 |  |  |  |  | Ambu Inc. | aView 2 Advance | ENDOSCOPE | TRUE | FALSE |  | 175247
UTSW | C97027 | pa22937 |  |  |  |  | Baxter Healthcare | PrismaFlex | Hemodialysis Units, Renal, Continuous Replacement Therapy | TRUE | FALSE |  | 175247
UTSW | C97026 | PA22922 |  |  |  |  | Baxter Healthcare | PrismaFlex | Hemodialysis Units, Renal, Continuous Replacement Therapy | TRUE | FALSE |  | 175247
UTSW | C85099 | PA22870 |  |  |  |  | Baxter Healthcare | PrismaFlex | Hemodialysis Units, Renal, Continuous Replacement Therapy | TRUE | FALSE |  | 175247
UTSW | C85098 | pa22921 |  |  |  |  | Baxter Healthcare | PrismaFlex | Hemodialysis Units, Renal, Continuous Replacement Therapy | TRUE | FALSE |  | 175247
UTSW | C161969 | PA8441 |  |  |  |  | Baxter Healthcare | PrismaFlex | Hemodialysis Units, Renal, Continuous Replacement Therapy | TRUE | FALSE |  | 175247
UTSW | C161968 | PA6840 |  |  |  |  | Baxter Healthcare | PrismaFlex | Hemodialysis Units, Renal, Continuous Replacement Therapy | TRUE | FALSE |  | 175247
UTSW | C161967 | PA6843 |  |  |  |  | Baxter Healthcare | PrismaFlex | Hemodialysis Units, Renal, Continuous Replacement Therapy | TRUE | FALSE |  | 175247
UTSW | C161966 | PA12947 |  |  |  |  | Baxter Healthcare | PrismaFlex | Hemodialysis Units, Renal, Continuous Replacement Therapy | TRUE | FALSE |  | 175247
UTSW | C161965 | PA5711 |  |  |  |  | Baxter Healthcare | PrismaFlex | Hemodialysis Units, Renal, Continuous Replacement Therapy | TRUE | FALSE |  | 175247
UTSW | C161964 | PA6968 |  |  |  |  | Baxter Healthcare | PrismaFlex | Hemodialysis Units, Renal, Continuous Replacement Therapy | TRUE | FALSE |  | 175247
UTSW | C161963 | PA12948 |  |  |  |  | Baxter Healthcare | PrismaFlex | Hemodialysis Units, Renal, Continuous Replacement Therapy | TRUE | FALSE |  | 175247
UTSW | C144610 | PA12945 |  |  |  |  | Baxter Healthcare | PrismaFlex | Hemodialysis Units, Renal, Continuous Replacement Therapy | TRUE | FALSE |  | 175247
UTSW | C143421 | PX204854 |  |  |  |  | Baxter Healthcare | PrisMax | Hemodialysis Units, Renal, Continuous Replacement Therapy | TRUE | FALSE |  | 175247
UTSW | C143420 | PX204889 |  |  |  |  | Baxter Healthcare | PrisMax | Hemodialysis Units, Renal, Continuous Replacement Therapy | TRUE | FALSE |  | 175247
UTSW | C141653 | PA6842 |  |  |  |  | Baxter Healthcare | PrismaFlex | Hemodialysis Units, Renal, Continuous Replacement Therapy | TRUE | FALSE |  | 175247
UTSW | C132951 | PX202276 |  |  |  |  | Baxter Healthcare | PrisMax | Hemodialysis Units, Renal, Continuous Replacement Therapy | TRUE | FALSE |  | 175247
UTSW | C132941 | PX202270 |  |  |  |  | Baxter Healthcare | PrisMax | Hemodialysis Units, Renal, Continuous Replacement Therapy | TRUE | FALSE |  | 175247
UTSW | C132940 | PX202314 |  |  |  |  | Baxter Healthcare | PrisMax | Hemodialysis Units, Renal, Continuous Replacement Therapy | TRUE | FALSE |  | 175247
UTSW | C132939 | PX202237 |  |  |  |  | Baxter Healthcare | PrisMax | Hemodialysis Units, Renal, Continuous Replacement Therapy | TRUE | FALSE |  | 175247
UTSW | C132938 | PX202236 |  |  |  |  | Baxter Healthcare | PrisMax | Hemodialysis Units, Renal, Continuous Replacement Therapy | TRUE | FALSE |  | 175247
UTSW | C132937 | PX202278 |  |  |  |  | Baxter Healthcare | PrisMax | Hemodialysis Units, Renal, Continuous Replacement Therapy | TRUE | FALSE |  | 175247
UTSW | C132936 | PX202277 |  |  |  |  | Baxter Healthcare | PrisMax | Hemodialysis Units, Renal, Continuous Replacement Therapy | TRUE | FALSE |  | 175247
UTSW | C132935 | PX202280 |  |  |  |  | Baxter Healthcare | PrisMax | Hemodialysis Units, Renal, Continuous Replacement Therapy | TRUE | FALSE |  | 175247
UTSW | C132934 | PX202315 |  |  |  |  | Baxter Healthcare | PrisMax | Hemodialysis Units, Renal, Continuous Replacement Therapy | TRUE | FALSE |  | 175247
UTSW | C132933 | PX202189 |  |  |  |  | Baxter Healthcare | PrisMax | Hemodialysis Units, Renal, Continuous Replacement Therapy | TRUE | FALSE |  | 175247
UTSW | C132931 | PX202279 |  |  |  |  | Baxter Healthcare | PrisMax | Hemodialysis Units, Renal, Continuous Replacement Therapy | TRUE | FALSE |  | 175247
UTSW | C110615 | PA22902 |  |  |  |  | Baxter Healthcare | PrismaFlex | Hemodialysis Units, Renal, Continuous Replacement Therapy | TRUE | FALSE |  | 175247
UTSW | C110614 | PA22938 |  |  |  |  | Baxter Healthcare | PrismaFlex | Hemodialysis Units, Renal, Continuous Replacement Therapy | TRUE | FALSE |  | 175247
UTSW | C108947 | PA5710 |  |  |  |  | Baxter Healthcare | PrismaFlex | Hemodialysis Units, Renal, Continuous Replacement Therapy | TRUE | FALSE |  | 175247
UTSW | C108854 | PA10351 |  |  |  |  | Baxter Healthcare | PrismaFlex | Hemodialysis Units, Renal, Continuous Replacement Therapy | TRUE | FALSE |  | 175247
UTSW | C106630 | PA6841 |  |  |  |  | Baxter Healthcare | PrismaFlex | Hemodialysis Units, Renal, Continuous Replacement Therapy | TRUE | FALSE |  | 175247
UTSW | 16925-6 | PA5710 |  |  |  |  | Baxter Healthcare | PrismaFlex | Hemodialysis Units, Renal, Continuous Replacement Therapy | TRUE | FALSE |  | 175247
UTSW | C161954 | PA12943 |  |  |  |  | Baxter International Inc | Prisma | Hemodialysis Units, Renal, Continuous Replacement Therapy | TRUE | FALSE |  | 175247
UTSW | C174438 | 21461 |  |  |  |  | Bayer Corp Div Bayer AG | Veris 8600 | Monitors, Physiologic, Multipurpose, Bedside, Modular | TRUE | FALSE |  | 175247
UTSW | C121320 | 2015931 |  |  |  |  | Belimed Inc | MST V 606 | Sterilizing Units, Steam | TRUE | FALSE |  | 175247
UTSW | C118186 | 31160007 |  |  |  |  | Belimed Inc | MST V 446 | Sterilizing Units, Steam | TRUE | FALSE |  | 175247
UTSW | C118183 | 31160025 |  |  |  |  | Belimed Inc | MST V 446 | Sterilizing Units, Steam | TRUE | FALSE |  | 175247
UTSW | C109810 | 31160009 |  |  |  |  | Belimed Inc | MST V 446 | Sterilizing Units, Steam | TRUE | FALSE |  | 175247
UTSW | C125051 | 098-16031-21120053 |  |  |  |  | Benchmark Scientific Inc | BactiZapper Tilt XL | Sterilizing Units, Dry Heat, Inoculating Loop/Needle | TRUE | FALSE |  | 175247
UTSW | C108911 | A262790N8K1B03010Y |  |  |  |  | Benchmark Scientific Inc | B4000-M | Sterilizing Units, Dry Heat, Inoculating Loop/Needle | TRUE | FALSE |  | 175247
UTSW | C138969 | 24030529 |  |  |  |  | BIODEX | Vascular 840 | Table, Surgical C-arm | TRUE | FALSE |  | 175247
UTSW | C174340 | 1704154 |  |  |  |  | Biodex Medical Systems, Inc. | 058-810 | Table, Imaging, Rad/ Fluoro, C-arm | TRUE | FALSE |  | 175247
UTSW | C174294 | 2203190 |  |  |  |  | Biodex Medical Systems, Inc. | 058-810 | Table, Imaging, Rad/ Fluoro, C-arm | TRUE | FALSE |  | 175247
UTSW | C89544 | 5011666 |  |  |  |  | BK Medical North America A GE HealthCare Co | 3000 | Ultrasound, Imaging, Urology | TRUE | FALSE |  | 175247
UTSW | C166078 | 2008251 |  |  |  |  | BK Medical North America A GE HealthCare Co | BK ACTIVE 2300 | Ultrasound, Imaging, Urology | TRUE | FALSE |  | 175247
UTSW | 3153521 | 3153521 |  |  |  |  | BK Medical North America A GE HealthCare Co | Rob12C4 | Transducers, Ultrasonic | TRUE | FALSE |  | 175247
UTSW | 3153495 | 3153495 |  |  |  |  | BK Medical North America A GE HealthCare Co | E14CL4b | Transducers, Ultrasonic | TRUE | FALSE |  | 175247
UTSW | 3153472 | 3153472 |  |  |  |  | BK Medical North America A GE HealthCare Co | 18L5 | Transducers, Ultrasonic | TRUE | FALSE |  | 175247
UTSW | 3153230 | 3153230 |  |  |  |  | BK Medical North America A GE HealthCare Co | I14C5T Intraoperative T-Shaped | Transducers, Ultrasonic | TRUE | FALSE |  | 175247
UTSW | 3143820 | 3143820 |  |  |  |  | BK Medical North America A GE HealthCare Co | N13C5 | Transducers, Ultrasonic | TRUE | FALSE |  | 175247
UTSW | 3143818 | 3143818 |  |  |  |  | BK Medical North America A GE HealthCare Co | N13C5 | Transducers, Ultrasonic | TRUE | FALSE |  | 175247
UTSW | 3143303 | 3143303 |  |  |  |  | BK Medical North America A GE HealthCare Co | N11C5s | Transducers, Ultrasonic | TRUE | FALSE |  | 175247
UTSW | 3142740 | 3142740 |  |  |  |  | BK Medical North America A GE HealthCare Co | N20P6 | Transducers, Ultrasonic | TRUE | FALSE |  | 175247
UTSW | 3141129 | 3141129 |  |  |  |  | BK Medical North America A GE HealthCare Co | 5C1e 5-1 MHz Curved Array | Transducers, Ultrasonic | TRUE | FALSE |  | 175247
UTSW | 3128492 | 3128492 |  |  |  |  | BK Medical North America A GE HealthCare Co | E14CL4b | Transducers, Ultrasonic | TRUE | FALSE |  | 175247
UTSW | C139757 | 22040026 |  |  |  |  | Boston Scientific | Exalt Model B Monitor | Bronchoscopes, Flexible | TRUE | FALSE |  | 175247
UTSW | 468363 | RC107757 |  |  |  |  | Boston Scientific Corp | Rotablator | Angioplasty Systems, Atherectomy | TRUE | FALSE |  | 175247
UTSW | 1741 | 1623501741 |  |  |  |  | Boston Scientific Corp | SpyGlass System | Cameras, Video, Endoscope | TRUE | FALSE |  | 175247
UTSW | 17086 | RC107757 |  |  |  |  | Boston Scientific Corp | Rotablator | Angioplasty Systems, Atherectomy | TRUE | FALSE |  | 175247
UTSW | C119960 | 5250076 |  |  |  |  | Burton Medical | Coolspot II |  | TRUE | FALSE |  | 175247
UTSW | 540008 | FFWCGQPBKXKP |  |  |  |  | Butterfly Network, Inc. | Butterfly IQ+ | Ultrasound, Imaging, Multipurpose | TRUE | FALSE |  | 175247
UTSW | 496221 | 3BA13X2400 |  |  |  |  | Canon Medical Systems USA Inc | Aquilion 64 | Scanning Systems, Computed Tomography | TRUE | FALSE |  | 175247
UTSW | C179430 | 11163205 |  |  |  |  | CardioQuip LLC | Mini Modular Cooler-Heater | Warming/Cooling Units, Patient, Heart-Lung Bypass | TRUE | FALSE |  | 175247
UTSW | C179429 | 11163211 |  |  |  |  | CardioQuip LLC | Mini Modular Cooler-Heater | Warming/Cooling Units, Patient, Heart-Lung Bypass | TRUE | FALSE |  | 175247
UTSW | C124632 | 10161913 |  |  |  |  | CardioQuip LLC | Modular Cooler-Heater | Warming/Cooling Units, Patient, Heart-Lung Bypass | TRUE | FALSE |  | 175247
UTSW | C124631 | 10161914 |  |  |  |  | CardioQuip LLC | Modular Cooler-Heater | Warming/Cooling Units, Patient, Heart-Lung Bypass | TRUE | FALSE |  | 175247
UTSW | C124630 | 10161915 |  |  |  |  | CardioQuip LLC | Modular Cooler-Heater | Warming/Cooling Units, Patient, Heart-Lung Bypass | TRUE | FALSE |  | 175247
UTSW | C124629 | 10161911 |  |  |  |  | CardioQuip LLC | Modular Cooler-Heater | Warming/Cooling Units, Patient, Heart-Lung Bypass | TRUE | FALSE |  | 175247
UTSW | C124628 | 10161912 |  |  |  |  | CardioQuip LLC | Modular Cooler-Heater | Warming/Cooling Units, Patient, Heart-Lung Bypass | TRUE | FALSE |  | 175247
UTSW | C121023 | 11161934 |  |  |  |  | CardioQuip LLC | Mini Modular Cooler-Heater | Warming/Cooling Units, Patient, Heart-Lung Bypass | TRUE | FALSE |  | 175247
UTSW | C120947 | 11162203 |  |  |  |  | CardioQuip LLC | Mini Modular Cooler-Heater | Warming/Cooling Units, Patient, Heart-Lung Bypass | TRUE | FALSE |  | 175247
UTSW | C102061 | 11161595 |  |  |  |  | CardioQuip LLC | Mini Modular Cooler-Heater | Warming/Cooling Units, Patient, Heart-Lung Bypass | TRUE | FALSE |  | 175247
UTSW | C96903 | 6627510483 |  |  |  |  | Carl Zeiss Medical Technology | OPMI Pico/S100 | Microscope, Diagnostic | TRUE | FALSE |  | 175247
UTSW | C75869 | 6643102174 |  |  |  |  | Carl Zeiss Medical Technology | Tivato 700 | Microscope, Operating, Ophthalmic, Floor Standing | TRUE | FALSE |  | 175247
UTSW | C75868 | 6643102173 |  |  |  |  | Carl Zeiss Medical Technology | Tivato 700 | Microscope, Operating, Ophthalmic, Floor Standing | TRUE | FALSE |  | 175247
UTSW | C174050 | 6811501816 |  |  |  |  | Carl Zeiss Medical Technology | OPMI Pico/S100 | Microscope, Diagnostic | TRUE | FALSE |  | 175247
UTSW | C174008 | 6811501818 |  |  |  |  | Carl Zeiss Medical Technology | OPMI Pico/S100 | Microscope, Diagnostic | TRUE | FALSE |  | 175247
UTSW | C129434 | 6811501819 |  |  |  |  | Carl Zeiss Medical Technology | OPMI Pico/S100 | Microscope, Diagnostic | TRUE | FALSE |  | 175247
UTSW | C103814 | 6643102175 |  |  |  |  | Carl Zeiss Medical Technology | Tivato 700 | Microscope, Diagnostic | TRUE | FALSE |  | 175247
UTSW | C102003 | 6643102129 |  |  |  |  | Carl Zeiss Medical Technology | Tivato 700 | Microscope, Operating, Ophthalmic, Floor Standing | TRUE | FALSE |  | 175247
UTSW | C95899 | 6634147017 |  |  |  |  | Carl Zeiss Meditec Inc | OPMI LUMERA 700 | Microscopes, Light, Operating, Ophthalmology | TRUE | FALSE |  | 175247
UTSW | C93060 | 6634146918 |  |  |  |  | Carl Zeiss Meditec Inc | OPMI LUMERA 700 | Microscopes, Light, Operating, Ophthalmology | TRUE | FALSE |  | 175247
UTSW | C88878 | 6637120138 |  |  |  |  | Carl Zeiss Meditec Inc | OPMI Pentero 900 | Microscopes, Light, Operating, Neurosurgery | TRUE | FALSE |  | 175247
UTSW | C88095 | 6634143825 |  |  |  |  | Carl Zeiss Meditec Inc | OPMI LUMERA 700 | Microscopes, Light, Operating, Ophthalmology | TRUE | FALSE |  | 175247
UTSW | C161281 | 6634143816 |  |  |  |  | Carl Zeiss Meditec Inc | OPMI LUMERA 700 | Microscopes, Light, Operating, Ophthalmology | TRUE | FALSE |  | 175247
UTSW | C140091 | 6637102680 |  |  |  |  | Carl Zeiss Meditec Inc | OPMI Pentero 900 | Microscopes, Light, Operating, Neurosurgery | TRUE | FALSE |  | 175247
UTSW | C119787 | 6641721283 |  |  |  |  | Carl Zeiss Meditec Inc | OPMI Pentero 800 | Microscopes, Light, Operating, Neurosurgery | TRUE | FALSE |  | 175247
UTSW | 502534 | 6637102818 |  |  |  |  | Carl Zeiss Meditec Inc | OPMI Pentero 900 | Microscopes, Light, Operating, Neurosurgery | TRUE | FALSE |  | 175247
UTSW | C68538 | 6629321919 |  |  |  |  | Carl Zeiss Microscopy LLC | S88 | Stands, Operating Microscope | TRUE | FALSE |  | 175247
UTSW | C174507 | 6643143897 |  |  |  |  | Carl Zeiss Microscopy LLC | TIVATO 700 | Microscopes, Light, Operating | TRUE | FALSE |  | 175247
UTSW | 496311 | 6627103650 |  |  |  |  | Carl Zeiss Microscopy LLC | OPMI pico | Microscopes, Light, Operating | TRUE | FALSE |  | 175247
UTSW | 496304 | 54570 |  |  |  |  | Carl Zeiss Microscopy LLC | NC31 Floorstand | Microscopes, Light, Operating | TRUE | FALSE |  | 175247
UTSW | 496300 | 67194333 |  |  |  |  | Carl Zeiss Microscopy LLC | OPMI VISU 210 | Microscopes, Light, Operating | TRUE | FALSE |  | 175247
UTSW | 452109 | 6629503467 |  |  |  |  | Carl Zeiss Microscopy LLC | S88 | Stands, Operating Microscope | TRUE | FALSE |  | 175247
UTSW | 32436 | 455094 |  |  |  |  | Carl Zeiss Microscopy LLC | Stemi 2000 | Microscopes, Light, Laboratory, Stereo | TRUE | FALSE |  | 175247
UTSW | 32381 | 455104 |  |  |  |  | Carl Zeiss Microscopy LLC | Stemi 2000 | Microscopes, Light, Laboratory, Stereo | TRUE | FALSE |  | 175247
UTSW | 26404 | 332996 |  |  |  |  | Carl Zeiss Microscopy LLC | Stemi 2000 | Microscopes, Light, Laboratory, Stereo | TRUE | FALSE |  | 175247
UTSW | 24976 | 304950 |  |  |  |  | Carl Zeiss Microscopy LLC | NC31 Floorstand | Microscopes, Light, Operating | TRUE | FALSE |  | 175247
UTSW | 18811 | 298082 |  |  |  |  | Carl Zeiss Microscopy LLC | NC31 Floorstand | Microscopes, Light, Operating | TRUE | FALSE |  | 175247
UTSW | 17663 | 305960 |  |  |  |  | Carl Zeiss Microscopy LLC | S-4 Floorstand | Microscopes, Light, Operating | TRUE | FALSE |  | 175247
UTSW | 14731 | 6629503454 |  |  |  |  | Carl Zeiss Microscopy LLC | S88 | Stands, Operating Microscope | TRUE | FALSE |  | 175247
UTSW | C90228 | 3950000727 |  |  |  |  | Carl Zeiss Research Microscopy Solutions | Stemi 508 Trino Microscope Body | Microscope, Binocular | TRUE | FALSE |  | 175247
UTSW | C132974 | 5321005175 |  |  |  |  | Carl Zeiss Research Microscopy Solutions | Axiocam 208 Microscopy Camera | Microscope, Stereo | TRUE | FALSE |  | 175247
UTSW | C132973 | 3963002658 |  |  |  |  | Carl Zeiss Research Microscopy Solutions | Stemi 508 Trino Microscope Body | Microscope, Stereo | TRUE | FALSE |  | 175247
UTSW | 7210100989 - Loaner | 7210100989 |  |  |  |  | Carl Zeiss Research Microscopy Solutions | Artevo 800 OCT | Microscope, Operating, Ophthalmic, Floor Standing | TRUE | FALSE |  | 175247
UTSW | C119831 | 170-10080 |  |  |  |  | Civco Medical Solutions | ASTRA VR | Disinfectors, Liquid Germicide, Ultrasonic Transducer Probe | TRUE | FALSE |  | 175247
UTSW | 25750 | P002-B-080314 |  |  |  |  | CMR Naviscan Corp | PEM Flex Solo II | Scanning Systems, Computed Tomography/Positron Emission Tomography | TRUE | FALSE |  | 175247
UTSW | C75411 | 7491 |  |  |  |  | Cole-Parmer Instrument Co LLC An Antylia Scientific Co | Nova Microcinerator | Sterilizing Units, Dry Heat, Inoculating Loop/Needle | TRUE | FALSE |  | 175247
UTSW | C137215 | 20-081001 |  |  |  |  | Cooper Surgical, Inc. | 3MTO-LED | COLPOSCOPE | TRUE | FALSE |  | 175247
UTSW | C137207 | 20-081005 |  |  |  |  | Cooper Surgical, Inc. | 3MTO-LED | COLPOSCOPE | TRUE | FALSE |  | 175247
UTSW | C133822 | 22-530449 |  |  |  |  | Cooper Surgical, Inc. | 3MTL-LED 1 | COLPOSCOPE | TRUE | FALSE |  | 175247
UTSW | C128968 | 15-041150 |  |  |  |  | Cooper Surgical, Inc. | 1DL-LED | Colposcopes | TRUE | FALSE |  | 175247
UTSW | C128927 | 15-041147 |  |  |  |  | Cooper Surgical, Inc. | 1DL-LED | Colposcopes | TRUE | FALSE |  | 175247
UTSW | C89179 | 15-530288 |  |  |  |  | CooperSurgical Inc | OptiK Model 2 | Colposcopes | TRUE | FALSE |  | 175247
UTSW | C84666 | 18-530280 |  |  |  |  | CooperSurgical Inc | OptiK Model 2 | Colposcopes | TRUE | FALSE |  | 175247
UTSW | C84665 | 18-530353 |  |  |  |  | CooperSurgical Inc | OptiK Model 2 | Colposcopes | TRUE | FALSE |  | 175247
UTSW | c136843 | 39324 |  |  |  |  | CooperSurgical Inc | OptiK Model 2 | Colposcopes | TRUE | FALSE |  | 175247
UTSW | C128974 | 32860 |  |  |  |  | CooperSurgical Inc | OptiK Model 2 | Colposcopes | TRUE | FALSE |  | 175247
UTSW | C128936 | 22754 |  |  |  |  | CooperSurgical Inc | OptiK Model 2 | Colposcopes | TRUE | FALSE |  | 175247
UTSW | C128693 | 15-530212 |  |  |  |  | CooperSurgical Inc | OptiK Model 1 | Colposcopes | TRUE | FALSE |  | 175247
UTSW | C128598 | 34328 |  |  |  |  | CooperSurgical Inc | OptiK Model 1 | Colposcopes | TRUE | FALSE |  | 175247
UTSW | C128101 | 12-500568 |  |  |  |  | CooperSurgical Inc | OptiK Model 1 | Colposcopes | TRUE | FALSE |  | 175247
UTSW | C125105 | 22-081014 |  |  |  |  | CooperSurgical Inc | OptiK Model 2 | Colposcopes | TRUE | FALSE |  | 175247
UTSW | C119752 | 37878 |  |  |  |  | CooperSurgical Inc | OptiK Model 1 | Colposcopes | TRUE | FALSE |  | 175247
UTSW | 29989 | 10-6226-D |  |  |  |  | Crown Steam Group | Sterilmatic | Sterilizing Units, Steam | TRUE | FALSE |  | 175247
UTSW | C128840 | 151245 |  |  |  |  | Elekta Inc | Synergy Platform | Radiotherapy Systems, Linear Accelerator | TRUE | FALSE |  | 175247
UTSW | C121431 | C121431 |  |  |  |  | Elekta Inc | Active Breathing Coordinator | Radiotherapy Systems, Linear Accelerator | TRUE | FALSE |  | 175247
UTSW | 28518 | R24270 |  |  |  |  | Ethicon Endo-Surgery Inc A Johnson & Johnson Co | ThermaChoice II | Hydrothermal Ablation Systems, Endometrial, Balloon | TRUE | FALSE |  | 175247
UTSW | 14643 | R24270 |  |  |  |  | Ethicon Endo-Surgery Inc A Johnson & Johnson Co | ThermaChoice II | Hydrothermal Ablation Systems, Endometrial, Balloon | TRUE | FALSE |  | 175247
UTSW | test 8_7_19 | test 8_7_19 |  |  |  |  | Fluke Biomedical Corp. | QA-ES III |  | TRUE | FALSE |  | 175247 | 2025-10-14 14:11 | 2025-10-14 14:11
UTSW | C92043-D | 9T0S237157 |  |  |  |  | Fresenius Medical Care North America | 2008T | Hemodialysis Units, Renal, Continuous Replacement Therapy | TRUE | FALSE |  | 175247
UTSW | C92042-H | 9T0S236767 |  |  |  |  | Fresenius Medical Care North America | 2008T | Hemodialysis Units, Renal, Continuous Replacement Therapy | TRUE | FALSE |  | 175247
UTSW | C88799-Z | 8TOS-219377 |  |  |  |  | Fresenius Medical Care North America | 2008T | Hemodialysis Units, Renal, Continuous Replacement Therapy | TRUE | FALSE |  | 175247
UTSW | C88798 | 8TOS-220501 |  |  |  |  | Fresenius Medical Care North America | 2008T | Hemodialysis Units, Renal, Continuous Replacement Therapy | TRUE | FALSE |  | 175247
UTSW | C125967 - k | 5TOS-148694 |  |  |  |  | Fresenius Medical Care North America | 2008T | Hemodialysis Units, Renal, Continuous Replacement Therapy | TRUE | FALSE |  | 175247
UTSW | C118555-O | 2T0S263972 |  |  |  |  | Fresenius Medical Care North America | 2008T BlueStar | Hemodialysis Units, Renal, Continuous Replacement Therapy | TRUE | FALSE |  | 175247
UTSW | C118554 | 2T0S263965 |  |  |  |  | Fresenius Medical Care North America | 2008T BlueStar | Hemodialysis Units, Renal, Continuous Replacement Therapy | TRUE | FALSE |  | 175247
UTSW | C118553 | 2T0S263988 |  |  |  |  | Fresenius Medical Care North America | 2008T BlueStar | Hemodialysis Units, Renal, Continuous Replacement Therapy | TRUE | FALSE |  | 175247
UTSW | C118552-L | 2T0S263980 |  |  |  |  | Fresenius Medical Care North America | 2008T BlueStar | Hemodialysis Units, Renal, Continuous Replacement Therapy | TRUE | FALSE |  | 175247
UTSW | C118551-T | 2T0S263917 |  |  |  |  | Fresenius Medical Care North America | 2008T BlueStar | Hemodialysis Units, Renal, Continuous Replacement Therapy | TRUE | FALSE |  | 175247
UTSW | C105590 | 6TOS-168174 |  |  |  |  | Fresenius Medical Care North America | 2008T | Hemodialysis Units, Renal, Continuous Replacement Therapy | TRUE | FALSE |  | 175247
UTSW | C105589 | 9T0S247811 |  |  |  |  | Fresenius Medical Care North America | 2008T | Hemodialysis Units, Renal, Continuous Replacement Therapy | TRUE | FALSE |  | 175247
UTSW | C105588 | 9T0S247796 |  |  |  |  | Fresenius Medical Care North America | 2008T | Hemodialysis Units, Renal, Continuous Replacement Therapy | TRUE | FALSE |  | 175247
UTSW | C105587 | 9T0S247839 |  |  |  |  | Fresenius Medical Care North America | 2008T | Hemodialysis Units, Renal, Continuous Replacement Therapy | TRUE | FALSE |  | 175247
UTSW | C105586 | 9T0S247834 |  |  |  |  | Fresenius Medical Care North America | 2008T | Hemodialysis Units, Renal, Continuous Replacement Therapy | TRUE | FALSE |  | 175247
UTSW | C105585-M | 0T0S249905 |  |  |  |  | Fresenius Medical Care North America | 2008T | Hemodialysis Units, Renal, Continuous Replacement Therapy | TRUE | FALSE |  | 175247
UTSW | 493439-C | 4TOS-130169 |  |  |  |  | Fresenius Medical Care North America | 2008T | Hemodialysis Units, Renal, Continuous Replacement Therapy | TRUE | FALSE |  | 175247
UTSW | 493438-B | 4TOS-130135 |  |  |  |  | Fresenius Medical Care North America | 2008T | Hemodialysis Units, Renal, Continuous Replacement Therapy | TRUE | FALSE |  | 175247
UTSW | 493437-E | 4TOS-130196 |  |  |  |  | Fresenius Medical Care North America | 2008T | Hemodialysis Units, Renal, Continuous Replacement Therapy | TRUE | FALSE |  | 175247
UTSW | 493436-A | 4TOS-130134 |  |  |  |  | Fresenius Medical Care North America | 2008T | Hemodialysis Units, Renal, Continuous Replacement Therapy | TRUE | FALSE |  | 175247
UTSW | C88284 | 1V624G036 |  |  |  |  | FUJIFILM Healthcare Americas Corp | PB-30 | Controllers, Pressure, Catheter/Endoscopic Tube, Balloon Inflation | TRUE | FALSE |  | 175247
UTSW | 2C675G225 | 2C675G225 |  |  |  |  | FUJIFILM Healthcare Americas Corp | EN-580T | Enteroscopes, Video | TRUE | FALSE |  | 175247
UTSW | C97616 | 04kmtz |  |  |  |  | FUJIFILM SonoSite Inc | SonoSite SII | Ultrasound, Imaging, Multipurpose | TRUE | FALSE |  | 175247
UTSW | C86570 | Q56PB9 |  |  |  |  | FUJIFILM SonoSite Inc | SonoSite Edge II | Ultrasound, Imaging, Multipurpose | TRUE | FALSE |  | 175247
UTSW | C183607 | 05RMHC |  |  |  |  | FUJIFILM SonoSite Inc | Sonosite PX | Ultrasound, Imaging, Multipurpose | TRUE | FALSE |  | 175247
UTSW | C174140 | 04TM65 |  |  |  |  | FUJIFILM SonoSite Inc | X-Porte | Ultrasound, Imaging, Multipurpose | TRUE | FALSE |  | 175247
UTSW | C171177 | 05V461 |  |  |  |  | FUJIFILM SonoSite Inc | Sonosite LX | Ultrasound, Imaging, Multipurpose | TRUE | FALSE |  | 175247
UTSW | C170072 | 05NW1Z |  |  |  |  | FUJIFILM SonoSite Inc | Sonosite PX | Ultrasound, Imaging, Multipurpose | TRUE | FALSE |  | 175247
UTSW | C170000 | 05MQJ7 |  |  |  |  | FUJIFILM SonoSite Inc | Sonosite PX | Ultrasound, Imaging, Multipurpose | TRUE | FALSE |  | 175247
UTSW | C146490 | 05N3YH |  |  |  |  | FUJIFILM SonoSite Inc | Sonosite PX | Ultrasound, Imaging, Multipurpose | TRUE | FALSE |  | 175247
UTSW | C140410 | 05CG1X |  |  |  |  | FUJIFILM SonoSite Inc | Sonosite LX | Ultrasound, Imaging, Multipurpose | TRUE | FALSE |  | 175247
UTSW | C139372 | 051X1B |  |  |  |  | FUJIFILM SonoSite Inc | Sonosite PX | Ultrasound, Imaging, Multipurpose | TRUE | FALSE |  | 175247
UTSW | C133821 | 05LNGW |  |  |  |  | FUJIFILM SonoSite Inc | Sonosite LX | Ultrasound, Imaging, Multipurpose | TRUE | FALSE |  | 175247
UTSW | C133722 | 05MFN4 |  |  |  |  | FUJIFILM SonoSite Inc | Sonosite PX | Ultrasound, Imaging, Multipurpose | TRUE | FALSE |  | 175247
UTSW | C133721 | 05MFMG |  |  |  |  | FUJIFILM SonoSite Inc | Sonosite PX | Ultrasound, Imaging, Multipurpose | TRUE | FALSE |  | 175247
UTSW | C121560 | Q4M36Q |  |  |  |  | FUJIFILM SonoSite Inc | SonoSite Edge II | Ultrasound, Imaging, Multipurpose | TRUE | FALSE |  | 175247
UTSW | C105311 | Q4MJZ1 |  |  |  |  | FUJIFILM SonoSite Inc | SonoSite Edge II | Ultrasound, Imaging, Multipurpose | TRUE | FALSE |  | 175247
UTSW | 585998 | 05K6QD |  |  |  |  | FUJIFILM SonoSite Inc | Sonosite PX | Ultrasound, Imaging, Multipurpose | TRUE | FALSE |  | 175247
UTSW | 496400 | 04HR0H |  |  |  |  | FUJIFILM SonoSite Inc | SonoSite SII | Ultrasound, Imaging, Multipurpose | TRUE | FALSE |  | 175247
UTSW | 482544 | 03T34B |  |  |  |  | FUJIFILM SonoSite Inc | SonoSite M-Turbo | Ultrasound, Imaging, Multipurpose | TRUE | FALSE |  | 175247
UTSW | 05B6RW | 05B6RW |  |  |  |  | FUJIFILM SonoSite Inc | L25XP | Transducers, Ultrasonic | TRUE | FALSE |  | 175247
UTSW | 05B6RN | 05B6RN |  |  |  |  | FUJIFILM SonoSite Inc | L25XP | Transducers, Ultrasonic | TRUE | FALSE |  | 175247
UTSW | 05B6RD | 05B6RD |  |  |  |  | FUJIFILM SonoSite Inc | L25XP | Transducers, Ultrasonic | TRUE | FALSE |  | 175247
UTSW | 05B6R9 | 05B6R9 |  |  |  |  | FUJIFILM SonoSite Inc | L25XP | Transducers, Ultrasonic | TRUE | FALSE |  | 175247
UTSW | 05B6R7 | 05B6R7 |  |  |  |  | FUJIFILM SonoSite Inc | L25XP | Transducers, Ultrasonic | TRUE | FALSE |  | 175247
UTSW | 05B6H2 | 05B6H2 |  |  |  |  | FUJIFILM SonoSite Inc | L25XP | Transducers, Ultrasonic | TRUE | FALSE |  | 175247
UTSW | 058P7C | 058P7C |  |  |  |  | FUJIFILM SonoSite Inc | P5-1 | Transducers, Ultrasonic | TRUE | FALSE |  | 175247
UTSW | 058LLQ | 058LLQ |  |  |  |  | FUJIFILM SonoSite Inc | L25XP | Transducers, Ultrasonic | TRUE | FALSE |  | 175247
UTSW | 058LKG | 058LKG |  |  |  |  | FUJIFILM SonoSite Inc | L19-5 | Transducers, Ultrasonic | TRUE | FALSE |  | 175247
UTSW | 057QX6 | 057QX6 |  |  |  |  | FUJIFILM SonoSite Inc | L19-5 | Transducers, Ultrasonic | TRUE | FALSE |  | 175247
UTSW | 057BQR | 057BQR |  |  |  |  | FUJIFILM SonoSite Inc | L15-4 | Transducers, Ultrasonic | TRUE | FALSE |  | 175247
UTSW | 04V9DY | 04V9DY |  |  |  |  | FUJIFILM SonoSite Inc | L15-4 | Transducers, Ultrasonic | TRUE | FALSE |  | 175247
UTSW | C88877 | 05bj3 |  |  |  |  | FUJIFILM SonoSite, Inc | EDGE II | Ultrasound, Imaging, Multipurpose | TRUE | FALSE |  | 175247
UTSW | C88876 | Q4XZK1 |  |  |  |  | FUJIFILM SonoSite, Inc | EDGE II | Ultrasound, Imaging, Multipurpose | TRUE | FALSE |  | 175247
UTSW | C88624 | Q4WNMG |  |  |  |  | FUJIFILM SonoSite, Inc | EDGE II | Ultrasound, Imaging, Multipurpose | TRUE | FALSE |  | 175247
UTSW | c537170 | OG3OGG |  |  |  |  | FUJIFILM SonoSite, Inc | EDGE II | Ultrasound, Imaging, Multipurpose | TRUE | FALSE |  | 175247
UTSW | C183807 | 0SRMHC |  |  |  |  | FUJIFILM SonoSite, Inc | SONOSITE LX Ultrasound | Ultrasound, Imaging, Multipurpose | TRUE | FALSE |  | 175247
UTSW | C183609 | 05R4PC |  |  |  |  | FUJIFILM SonoSite, Inc | SONOSITE LX Ultrasound | Ultrasound, Imaging, Multipurpose | TRUE | FALSE |  | 175247
UTSW | C183608 | 05R4N8 |  |  |  |  | FUJIFILM SonoSite, Inc | SONOSITE LX Ultrasound | Ultrasound, Imaging, Multipurpose | TRUE | FALSE |  | 175247
UTSW | C183606 | 05RQS3 |  |  |  |  | FUJIFILM SonoSite, Inc | SONOSITE LX Ultrasound | Ultrasound, Imaging, Multipurpose | TRUE | FALSE |  | 175247
UTSW | C145289 | Q5QJXC |  |  |  |  | FUJIFILM SonoSite, Inc | SonoSite SII | Ultrasound, Imaging, Multipurpose | TRUE | FALSE |  | 175247
UTSW | C143063 | 05CL3P |  |  |  |  | FUJIFILM SonoSite, Inc | SONOSITE LX Ultrasound | Ultrasound, Imaging, Multipurpose | TRUE | FALSE |  | 175247
UTSW | C143051 | 05BTW |  |  |  |  | FUJIFILM SonoSite, Inc | SONOSITE LX Ultrasound | Ultrasound, Imaging, Multipurpose | TRUE | FALSE |  | 175247
UTSW | C139208 | 05FG92 |  |  |  |  | FUJIFILM SonoSite, Inc | SONOSITE LX Ultrasound | Ultrasound, Imaging, Multipurpose | TRUE | FALSE |  | 175247
UTSW | C138509 | 05CL4H |  |  |  |  | FUJIFILM SonoSite, Inc | SONOSITE LX Ultrasound | Ultrasound, Imaging, Multipurpose | TRUE | FALSE |  | 175247
UTSW | C138505 | 05CL40 |  |  |  |  | FUJIFILM SonoSite, Inc | SONOSITE LX Ultrasound | Ultrasound, Imaging, Multipurpose | TRUE | FALSE |  | 175247
UTSW | C138504 | 05CL3N |  |  |  |  | FUJIFILM SonoSite, Inc | SONOSITE LX Ultrasound | Ultrasound, Imaging, Multipurpose | TRUE | FALSE |  | 175247
UTSW | C138503 | 05BWVW |  |  |  |  | FUJIFILM SonoSite, Inc | SONOSITE LX Ultrasound | Ultrasound, Imaging, Multipurpose | TRUE | FALSE |  | 175247
UTSW | C138502 | 05B0BP |  |  |  |  | FUJIFILM SonoSite, Inc | SONOSITE LX Ultrasound | Ultrasound, Imaging, Multipurpose | TRUE | FALSE |  | 175247
UTSW | C138501 | 05BBKW |  |  |  |  | FUJIFILM SonoSite, Inc | SONOSITE LX Ultrasound | Ultrasound, Imaging, Multipurpose | TRUE | FALSE |  | 175247
UTSW | c138499 | 05CL46 |  |  |  |  | FUJIFILM SonoSite, Inc | SONOSITE LX Ultrasound | Ultrasound, Imaging, Multipurpose | TRUE | FALSE |  | 175247
UTSW | c138497 | 05CL3Y |  |  |  |  | FUJIFILM SonoSite, Inc | SONOSITE LX Ultrasound | Ultrasound, Imaging, Multipurpose | TRUE | FALSE |  | 175247
UTSW | c138496 | 05BBKM |  |  |  |  | FUJIFILM SonoSite, Inc | SONOSITE LX Ultrasound | Ultrasound, Imaging, Multipurpose | TRUE | FALSE |  | 175247
UTSW | C138495 | 05CL3J |  |  |  |  | FUJIFILM SonoSite, Inc | SONOSITE LX Ultrasound | Ultrasound, Imaging, Multipurpose | TRUE | FALSE |  | 175247
UTSW | C138494 | 05CL3Z |  |  |  |  | FUJIFILM SonoSite, Inc | SONOSITE LX Ultrasound | Ultrasound, Imaging, Multipurpose | TRUE | FALSE |  | 175247
UTSW | c138493 | 05B0BX |  |  |  |  | FUJIFILM SonoSite, Inc | SONOSITE LX Ultrasound | Ultrasound, Imaging, Multipurpose | TRUE | FALSE |  | 175247
UTSW | C133729 | 05LMQX |  |  |  |  | FUJIFILM SonoSite, Inc | SonoSite SII | Ultrasound, Imaging, Multipurpose | TRUE | FALSE |  | 175247
UTSW | C133447 | 05HLNP |  |  |  |  | FUJIFILM SonoSite, Inc | SONOSITE LX Ultrasound | Ultrasound, Imaging, Multipurpose | TRUE | FALSE |  | 175247
UTSW | C133446 | 733125350 |  |  |  |  | FUJIFILM SonoSite, Inc | ULT-2020 | Tester, Leak, Endoscope | TRUE | FALSE |  | 175247
UTSW | C133024 | Q63K4D |  |  |  |  | FUJIFILM SonoSite, Inc | SonoSite SII w/Mobile Stand | Ultrasound, Imaging, Multipurpose | TRUE | FALSE |  | 175247
UTSW | C133023 | Q62ZQQ |  |  |  |  | FUJIFILM SonoSite, Inc | SonoSite SII w/Mobile Stand | Ultrasound, Imaging, Multipurpose | TRUE | FALSE |  | 175247
UTSW | C132926 | 05F4LZ |  |  |  |  | FUJIFILM SonoSite, Inc | SONOSITE LX Ultrasound | Ultrasound, Imaging, Multipurpose | TRUE | FALSE |  | 175247
UTSW | C124420 | 058RGD |  |  |  |  | FUJIFILM SonoSite, Inc | SONOSITE LX Ultrasound | Ultrasound, Imaging, Multipurpose | TRUE | FALSE |  | 175247
UTSW | C116834 | 05CL4L |  |  |  |  | FUJIFILM SonoSite, Inc | SONOSITE LX Ultrasound | Ultrasound, Imaging, Multipurpose | TRUE | FALSE |  | 175247
UTSW | C116205 | 05CL4N |  |  |  |  | FUJIFILM SonoSite, Inc | SONOSITE LX Ultrasound | Ultrasound, Imaging, Multipurpose | TRUE | FALSE |  | 175247
UTSW | C104951 | WO3RDJ |  |  |  |  | FUJIFILM SonoSite, Inc | M-TURBO | Ultrasound, Imaging, Multipurpose | TRUE | FALSE |  | 175247
UTSW | c104541 | 03TXDG |  |  |  |  | FUJIFILM SonoSite, Inc | M-Turbo 1.4 | Ultrasound, Imaging, Multipurpose | TRUE | FALSE |  | 175247
UTSW | c104478 | Q4JDJ2 |  |  |  |  | FUJIFILM SonoSite, Inc | EDGE II | Ultrasound, Imaging, Multipurpose | TRUE | FALSE |  | 175247
UTSW | c103033 | W0DCF5 |  |  |  |  | FUJIFILM SonoSite, Inc | M-Turbo 1.4 | Ultrasound, Imaging, Multipurpose | TRUE | FALSE |  | 175247
UTSW | 496399 | 04HRD8 |  |  |  |  | FUJIFILM SonoSite, Inc | SonoSite SII | Ultrasound, Imaging, Multipurpose | TRUE | FALSE |  | 175247
UTSW | 494746 | o3MB4c |  |  |  |  | FUJIFILM SonoSite, Inc | S-Nerve | Ultrasound, Imaging, Multipurpose | TRUE | FALSE |  | 175247
UTSW | 05FG6Q | 05FG6Q |  |  |  |  | FUJIFILM SonoSite, Inc | L25X / 13-6 MHZ Transducer | Ultrasound, Imaging, Transducer | TRUE | FALSE |  | 175247
UTSW | 05F904 | 05F904 |  |  |  |  | FUJIFILM SonoSite, Inc | Transducer L19-5 | Ultrasound, Imaging, Transducer | TRUE | FALSE |  | 175247
UTSW | 05C6B2 | 05C6B2 |  |  |  |  | FUJIFILM SonoSite, Inc | Transducer C5-1 | Ultrasound, Imaging, Transducer | TRUE | FALSE |  | 175247
UTSW | 05C4HG | 05C4HG |  |  |  |  | FUJIFILM SonoSite, Inc | Transducer P5-1 | Ultrasound, Imaging, Transducer | TRUE | FALSE |  | 175247
UTSW | 05C4HD | 05C4HD |  |  |  |  | FUJIFILM SonoSite, Inc | Transducer P5-1 | Ultrasound, Imaging, Transducer | TRUE | FALSE |  | 175247
UTSW | 05C3N8 | 05C3N8 |  |  |  |  | FUJIFILM SonoSite, Inc | Transducer L19-5 | Ultrasound, Imaging, Transducer | TRUE | FALSE |  | 175247
UTSW | 05C3N7 | 05C3N7 |  |  |  |  | FUJIFILM SonoSite, Inc | Transducer L19-5 | Ultrasound, Imaging, Transducer | TRUE | FALSE |  | 175247
UTSW | 05BM1W | 05BM1W |  |  |  |  | FUJIFILM SonoSite, Inc | Transducer C5-1 | Ultrasound, Imaging, Transducer | TRUE | FALSE |  | 175247
UTSW | 05B6H8 | 05B6H8 |  |  |  |  | FUJIFILM SonoSite, Inc | L25X / 13-6 MHZ Transducer | Ultrasound, Imaging, Transducer | TRUE | FALSE |  | 175247
UTSW | 05B6GQ | 05B6GQ |  |  |  |  | FUJIFILM SonoSite, Inc | L25X / 13-6 MHZ Transducer | Ultrasound, Imaging, Transducer | TRUE | FALSE |  | 175247
UTSW | 059YFY | 059YFY |  |  |  |  | FUJIFILM SonoSite, Inc | Transducer L15-4 | Ultrasound, Imaging, Transducer | TRUE | FALSE |  | 175247
UTSW | 0589Z3 | 0589Z3 |  |  |  |  | FUJIFILM SonoSite, Inc | Transducer L15-4 | Ultrasound, Imaging, Transducer | TRUE | FALSE |  | 175247
UTSW | 04WY4P | 04WY4P |  |  |  |  | FUJIFILM SonoSite, Inc | Transducer T8-3 w/ POCUS Bundle | Ultrasound, Imaging, Transducer | TRUE | FALSE |  | 175247
UTSW | 04WY4G | 04WY4G |  |  |  |  | FUJIFILM SonoSite, Inc | Transducer T8-3 w/ POCUS Bundle | Ultrasound, Imaging, Transducer | TRUE | FALSE |  | 175247
UTSW | 04WTJG | 04WTJG |  |  |  |  | FUJIFILM SonoSite, Inc | T8-3 Transducer | Ultrasound, Imaging, Transducer | TRUE | FALSE |  | 175247
UTSW | SQBZ07357 | SQBZ07357 |  |  |  |  | GE HealthCare | Tec 7 Sevoflurane Vaporizer | Anesthesia Unit Vaporizers | TRUE | FALSE |  | 175247
UTSW | SQBZ07332 | SQBZ07332 |  |  |  |  | GE HealthCare | Tec 7 Sevoflurane Vaporizer | Anesthesia Unit Vaporizers | TRUE | FALSE |  | 175247
UTSW | SQBZ07316 | SQBZ07316 |  |  |  |  | GE HealthCare | Tec 7 Sevoflurane Vaporizer | Anesthesia Unit Vaporizers | TRUE | FALSE |  | 175247
UTSW | SQBZ05031 | SQBZ05031 |  |  |  |  | GE HealthCare | Tec 7 Sevoflurane Vaporizer | Anesthesia Unit Vaporizers | TRUE | FALSE |  | 175247
UTSW | SQBZ04966 | SQBZ04966 |  |  |  |  | GE HealthCare | Tec 7 Sevoflurane Vaporizer | Anesthesia Unit Vaporizers | TRUE | FALSE |  | 175247
UTSW | C93725 | SM719110027MA |  |  |  |  | GE HealthCare | Carestation 650 | Anesthesia Units | TRUE | FALSE |  | 175247
UTSW | C93724 | SM719290007MA |  |  |  |  | GE HealthCare | Carestation 650 | Anesthesia Units | TRUE | FALSE |  | 175247
UTSW | C93723 | SM71929008MA |  |  |  |  | GE HealthCare | Carestation 650 | Anesthesia Units | TRUE | FALSE |  | 175247
UTSW | C93722 | SM719290006MA |  |  |  |  | GE HealthCare | Carestation 650 | Anesthesia Units | TRUE | FALSE |  | 175247
UTSW | C93365 | Sp319260744wa |  |  |  |  | GE HealthCare | B105 Patient Monitor | Monitors, Physiologic, Multipurpose, Bedside, Modular | TRUE | FALSE |  | 175247
UTSW | C93363 | Sp319260736wa |  |  |  |  | GE HealthCare | B105 Patient Monitor | Monitors, Physiologic, Multipurpose, Bedside, Modular | TRUE | FALSE |  | 175247
UTSW | C89422 | SQC18292076SA |  |  |  |  | GE HealthCare | CARESCAPE B650 | Monitors, Physiologic, Multipurpose, Bedside, Modular | TRUE | FALSE |  | 175247
UTSW | C89421 | SQ18292090SA |  |  |  |  | GE HealthCare | CARESCAPE B650 | Monitors, Physiologic, Multipurpose, Bedside, Modular | TRUE | FALSE |  | 175247
UTSW | C89420 | SQ89420 |  |  |  |  | GE HealthCare | CARESCAPE B650 | Monitors, Physiologic, Multipurpose, Bedside, Modular | TRUE | FALSE |  | 175247
UTSW | C89419 | SQC18292015SA |  |  |  |  | GE HealthCare | CARESCAPE B650 | Monitors, Physiologic, Multipurpose, Bedside, Modular | TRUE | FALSE |  | 175247
UTSW | C89309 | APKX01402 |  |  |  |  | GE HealthCare | Avance CS2 | Anesthesia Units | TRUE | FALSE |  | 175247
UTSW | C89099 | SM718280039MA |  |  |  |  | GE HealthCare | Carestation 650 | Anesthesia Units | TRUE | FALSE |  | 175247
UTSW | C89098 | SM718280041MA |  |  |  |  | GE HealthCare | Carestation 650 | Anesthesia Units | TRUE | FALSE |  | 175247
UTSW | C89097 | SM718280042MA |  |  |  |  | GE HealthCare | Carestation 650 | Anesthesia Units | TRUE | FALSE |  | 175247
UTSW | C89096 | SM718280040MA |  |  |  |  | GE HealthCare | Carestation 650 | Anesthesia Units | TRUE | FALSE |  | 175247
UTSW | C88743 | APKX00951 |  |  |  |  | GE HealthCare | Avance CS2 | Anesthesia Units | TRUE | FALSE |  | 175247
UTSW | C88281 | APKW01682 |  |  |  |  | GE HealthCare | Avance CS2 | Anesthesia Units | TRUE | FALSE |  | 175247
UTSW | C88280 | APKW01684 |  |  |  |  | GE HealthCare | Avance CS2 | Anesthesia Units | TRUE | FALSE |  | 175247
UTSW | C88279 | APKW01681 |  |  |  |  | GE HealthCare | Avance CS2 | Anesthesia Units | TRUE | FALSE |  | 175247
UTSW | C88278 | APKW01683 |  |  |  |  | GE HealthCare | Avance CS2 | Anesthesia Units | TRUE | FALSE |  | 175247
UTSW | C88273 | APHV01532 |  |  |  |  | GE HealthCare | Aespire View | Anesthesia Units | TRUE | FALSE |  | 175247
UTSW | C88185 | APKW01640 |  |  |  |  | GE HealthCare | Avance CS2 | Anesthesia Units | TRUE | FALSE |  | 175247
UTSW | C85144 | 448432HM5 |  |  |  |  | GE HealthCare | Optima CT660 | Scanning Systems, Computed Tomography | TRUE | FALSE |  | 175247
UTSW | C75835 | APKX01705 |  |  |  |  | GE HealthCare | Avance CS2 | Anesthesia Units | TRUE | FALSE |  | 175247
UTSW | C75834 | APKX01702 |  |  |  |  | GE HealthCare | Avance CS2 | Anesthesia Units | TRUE | FALSE |  | 175247
UTSW | C75833 | APKX01706 |  |  |  |  | GE HealthCare | Avance CS2 | Anesthesia Units | TRUE | FALSE |  | 175247
UTSW | C75832 | APKX01701 |  |  |  |  | GE HealthCare | Avance CS2 | Anesthesia Units | TRUE | FALSE |  | 175247
UTSW | C75830 | APKX01708 |  |  |  |  | GE HealthCare | Avance CS2 | Anesthesia Units | TRUE | FALSE |  | 175247
UTSW | C75829 | APKX01704 |  |  |  |  | GE HealthCare | Avance CS2 | Anesthesia Units | TRUE | FALSE |  | 175247
UTSW | C75828 | APKX01712 |  |  |  |  | GE HealthCare | Avance CS2 | Anesthesia Units | TRUE | FALSE |  | 175247
UTSW | C75827 | APKX01709 |  |  |  |  | GE HealthCare | Avance CS2 | Anesthesia Units | TRUE | FALSE |  | 175247
UTSW | C75826 | APKX01707 |  |  |  |  | GE HealthCare | Avance CS2 | Anesthesia Units | TRUE | FALSE |  | 175247
UTSW | C75825 | APKX01703 |  |  |  |  | GE HealthCare | Avance CS2 | Anesthesia Units | TRUE | FALSE |  | 175247
UTSW | C75824 | APKX01710 |  |  |  |  | GE HealthCare | Avance CS2 | Anesthesia Units | TRUE | FALSE |  | 175247
UTSW | C75823 | APKX01700 |  |  |  |  | GE HealthCare | Avance CS2 | Anesthesia Units | TRUE | FALSE |  | 175247
UTSW | C75822 | APKX01711 |  |  |  |  | GE HealthCare | Avance CS2 | Anesthesia Units | TRUE | FALSE |  | 175247
UTSW | C68920 | AMTU01019 |  |  |  |  | GE HealthCare | Aestiva/5 | Anesthesia Units | TRUE | FALSE |  | 175247
UTSW | C180107 | LFO441893 |  |  |  |  | GE HealthCare | LOGIQ FORTIS | ULTRASOUND | TRUE | FALSE |  | 175247
UTSW | C161273 | STF22522068SA |  |  |  |  | GE HealthCare | CARESCAPE B650 | Monitors, Physiologic, Multipurpose, Bedside, Modular | TRUE | FALSE |  | 175247
UTSW | C145010 | AMTN00223 |  |  |  |  | GE HealthCare | Aestiva/5 | Anesthesia Units | TRUE | FALSE |  | 175247
UTSW | C139738 | APKT00965 |  |  |  |  | GE HealthCare | Avance CS2 | Anesthesia Units | TRUE | FALSE |  | 175247
UTSW | C129304 | 63150YC7 |  |  |  |  | GE HealthCare | Optima CT660 | Scanning Systems, Computed Tomography | TRUE | FALSE |  | 175247
UTSW | C128831 | APKZ01162 |  |  |  |  | GE HealthCare | Avance CS2 | Anesthesia Units | TRUE | FALSE |  | 175247
UTSW | C121925 | LP6106960 |  |  |  |  | GE HealthCare | LOGIQ P6 | Ultrasound, Imaging, Multipurpose | TRUE | FALSE |  | 175247
UTSW | C116831 | SM722490014MA |  |  |  |  | GE HealthCare | Carestation 650 | Anesthesia Units | TRUE | FALSE |  | 175247
UTSW | C115198 | APKA00326 |  |  |  |  | GE HealthCare | Avance CS2 | Anesthesia Units | TRUE | FALSE |  | 175247
UTSW | C115197 | APKA00324 |  |  |  |  | GE HealthCare | Avance CS2 | Anesthesia Units | TRUE | FALSE |  | 175247
UTSW | C115196 | APKA00325 |  |  |  |  | GE HealthCare | Avance CS2 | Anesthesia Units | TRUE | FALSE |  | 175247
UTSW | C115195 | APKA00323 |  |  |  |  | GE HealthCare | Avance CS2 | Anesthesia Units | TRUE | FALSE |  | 175247
UTSW | C114654 | AMTY00122 |  |  |  |  | GE HealthCare | Aestiva/5 7900 2 Vaporizer Anesthesia Machine | Anesthesia Units | TRUE | FALSE |  | 175247
UTSW | C112277 | Clw15190000/pt |  |  |  |  | GE HealthCare | Discovery MI DR | Scanning Systems, Computed Tomography/Positron Emission Tomography | TRUE | FALSE |  | 175247
UTSW | C109881 | APKZ01342 |  |  |  |  | GE HealthCare | Avance CS2 | Anesthesia Units | TRUE | FALSE |  | 175247
UTSW | C109880 | APKZ01343 |  |  |  |  | GE HealthCare | Avance CS2 | Anesthesia Units | TRUE | FALSE |  | 175247
UTSW | C109879 | APKZ01224 |  |  |  |  | GE HealthCare | Avance CS2 | Anesthesia Units | TRUE | FALSE |  | 175247
UTSW | C109878 | APKZ00936 |  |  |  |  | GE HealthCare | Avance CS2 | Anesthesia Units | TRUE | FALSE |  | 175247
UTSW | C109877 | APKZ01229 |  |  |  |  | GE HealthCare | Avance CS2 | Anesthesia Units | TRUE | FALSE |  | 175247
UTSW | C109876 | APKZ01227 |  |  |  |  | GE HealthCare | Avance CS2 | Anesthesia Units | TRUE | FALSE |  | 175247
UTSW | C109838 | APKZ01164 |  |  |  |  | GE HealthCare | Avance CS2 | Anesthesia Units | TRUE | FALSE |  | 175247
UTSW | C109779 | APKZ01225 |  |  |  |  | GE HealthCare | Avance CS2 | Anesthesia Units | TRUE | FALSE |  | 175247
UTSW | C109778 | APKZ01161 |  |  |  |  | GE HealthCare | Avance CS2 | Anesthesia Units | TRUE | FALSE |  | 175247
UTSW | C109777 | APKZ01163 |  |  |  |  | GE HealthCare | Avance CS2 | Anesthesia Units | TRUE | FALSE |  | 175247
UTSW | C109776 | APKZ01226 |  |  |  |  | GE HealthCare | Avance CS2 | Anesthesia Units | TRUE | FALSE |  | 175247
UTSW | C109775 | APKZ01160 |  |  |  |  | GE HealthCare | Avance CS2 | Anesthesia Units | TRUE | FALSE |  | 175247
UTSW | C109774 | APKZ01228 |  |  |  |  | GE HealthCare | Avance CS2 | Anesthesia Units | TRUE | FALSE |  | 175247
UTSW | C106471 | APKT00947 |  |  |  |  | GE HealthCare | Avance CS2 | Anesthesia Units | TRUE | FALSE |  | 175247
UTSW | C106453 | APKT00950 |  |  |  |  | GE HealthCare | Avance CS2 | Anesthesia Units | TRUE | FALSE |  | 175247
UTSW | C105393 | AMTA00147 |  |  |  |  | GE HealthCare | Aestiva/5 7900 3 Vaporizer Anesthesia Machine | Anesthesia Units | TRUE | FALSE |  | 175247
UTSW | C103912 | SEW14138473HA |  |  |  |  | GE HealthCare | CARESCAPE B650 | Monitors, Physiologic, Multipurpose, Bedside, Modular | TRUE | FALSE |  | 175247
UTSW | C103818 | SK416461117HA |  |  |  |  | GE HealthCare | CARESCAPE B650 | Monitors, Physiologic, Multipurpose, Bedside, Modular | TRUE | FALSE |  | 175247
UTSW | C102154 | SQC19512004SA |  |  |  |  | GE HealthCare | CARESCAPE B650 | Monitors, Physiologic, Multipurpose, Bedside, Modular | TRUE | FALSE |  | 175247
UTSW | C102153 | SQC19512009SA |  |  |  |  | GE HealthCare | CARESCAPE B650 | Monitors, Physiologic, Multipurpose, Bedside, Modular | TRUE | FALSE |  | 175247
UTSW | C102152 | SQC19512044SA |  |  |  |  | GE HealthCare | CARESCAPE B650 | Monitors, Physiologic, Multipurpose, Bedside, Modular | TRUE | FALSE |  | 175247
UTSW | C102151 | SQC19512023SA |  |  |  |  | GE HealthCare | CARESCAPE B650 | Monitors, Physiologic, Multipurpose, Bedside, Modular | TRUE | FALSE |  | 175247
UTSW | 9150 | B6P40940G |  |  |  |  | GE HealthCare | 7100 | Ventilators, Anesthesia | TRUE | FALSE |  | 175247
UTSW | 8834 | B6P40940G |  |  |  |  | GE HealthCare | 7100 | Ventilators, Anesthesia | TRUE | FALSE |  | 175247
UTSW | 7260 | GD1088738 |  |  |  |  | GE HealthCare | 7100 | Ventilators, Anesthesia | TRUE | FALSE |  | 175247
UTSW | 529245 | APKU02856 |  |  |  |  | GE HealthCare | Avance CS2 | Anesthesia Units | TRUE | FALSE |  | 175247
UTSW | 508043 | APKU01905 |  |  |  |  | GE HealthCare | Avance CS2 | Anesthesia Units | TRUE | FALSE |  | 175247
UTSW | 507994 | APKU01906 |  |  |  |  | GE HealthCare | Avance Carestation | Anesthesia Units | TRUE | FALSE |  | 175247
UTSW | 504151 | APKU02857 |  |  |  |  | GE HealthCare | Avance CS2 | Anesthesia Units | TRUE | FALSE |  | 175247
UTSW | 495851 | 63161YC4 |  |  |  |  | GE HealthCare | Optima CT660 | Scanning Systems, Computed Tomography | TRUE | FALSE |  | 175247
UTSW | 494974 | APKT02930 |  |  |  |  | GE HealthCare | Avance CS2 | Anesthesia Units | TRUE | FALSE |  | 175247
UTSW | 494972 | APKT02929 |  |  |  |  | GE HealthCare | Avance CS2 | Anesthesia Units | TRUE | FALSE |  | 175247
UTSW | 493187 | APKT00943 |  |  |  |  | GE HealthCare | Avance CS2 | Anesthesia Units | TRUE | FALSE |  | 175247
UTSW | 493186 | APKT00952 |  |  |  |  | GE HealthCare | Avance CS2 | Anesthesia Units | TRUE | FALSE |  | 175247
UTSW | 493184 | APKT00958 |  |  |  |  | GE HealthCare | Avance CS2 | Anesthesia Units | TRUE | FALSE |  | 175247
UTSW | 493183 | APKT00939 |  |  |  |  | GE HealthCare | Avance CS2 | Anesthesia Units | TRUE | FALSE |  | 175247
UTSW | 493182 | APKT00967 |  |  |  |  | GE HealthCare | Avance CS2 | Anesthesia Units | TRUE | FALSE |  | 175247
UTSW | 493180 | APKT00940 |  |  |  |  | GE HealthCare | Avance CS2 | Anesthesia Units | TRUE | FALSE |  | 175247
UTSW | 493179 | APKT00941 |  |  |  |  | GE HealthCare | Avance CS2 | Anesthesia Units | TRUE | FALSE |  | 175247
UTSW | 493178 | APKT00948 |  |  |  |  | GE HealthCare | Avance CS2 | Anesthesia Units | TRUE | FALSE |  | 175247
UTSW | 493177 | APKT00959 |  |  |  |  | GE HealthCare | Avance CS2 | Anesthesia Units | TRUE | FALSE |  | 175247
UTSW | 493176 | APKT00946 |  |  |  |  | GE HealthCare | Avance CS2 | Anesthesia Units | TRUE | FALSE |  | 175247
UTSW | 493175 | APKT00966 |  |  |  |  | GE HealthCare | Avance CS2 | Anesthesia Units | TRUE | FALSE |  | 175247
UTSW | 493174 | APKT00942 |  |  |  |  | GE HealthCare | Avance CS2 | Anesthesia Units | TRUE | FALSE |  | 175247
UTSW | 493173 | APKT00957 |  |  |  |  | GE HealthCare | Avance CS2 | Anesthesia Units | TRUE | FALSE |  | 175247
UTSW | 493172 | APKT00969 |  |  |  |  | GE HealthCare | Avance CS2 | Anesthesia Units | TRUE | FALSE |  | 175247
UTSW | 493171 | APKT00960 |  |  |  |  | GE HealthCare | Avance CS2 | Anesthesia Units | TRUE | FALSE |  | 175247
UTSW | 493170 | APKT00961 |  |  |  |  | GE HealthCare | Avance CS2 | Anesthesia Units | TRUE | FALSE |  | 175247
UTSW | 493169 | APKT00964 |  |  |  |  | GE HealthCare | Avance CS2 | Anesthesia Units | TRUE | FALSE |  | 175247
UTSW | 493166 | APKT00968 |  |  |  |  | GE HealthCare | Avance CS2 | Anesthesia Units | TRUE | FALSE |  | 175247
UTSW | 493165 | APKT00953 |  |  |  |  | GE HealthCare | Avance CS2 | Anesthesia Units | TRUE | FALSE |  | 175247
UTSW | 493164 | APKT00962 |  |  |  |  | GE HealthCare | Avance CS2 | Anesthesia Units | TRUE | FALSE |  | 175247
UTSW | 493163 | APKT00945 |  |  |  |  | GE HealthCare | Avance CS2 | Anesthesia Units | TRUE | FALSE |  | 175247
UTSW | 493162 | APKT00955 |  |  |  |  | GE HealthCare | Avance CS2 | Anesthesia Units | TRUE | FALSE |  | 175247
UTSW | 493161 | APKT00944 |  |  |  |  | GE HealthCare | Avance CS2 | Anesthesia Units | TRUE | FALSE |  | 175247
UTSW | 493160 | APKT00951 |  |  |  |  | GE HealthCare | Avance CS2 | Anesthesia Units | TRUE | FALSE |  | 175247
UTSW | 493159 | APKT00954 |  |  |  |  | GE HealthCare | Avance CS2 | Anesthesia Units | TRUE | FALSE |  | 175247
UTSW | 493158 | APKT00970 |  |  |  |  | GE HealthCare | Avance CS2 | Anesthesia Units | TRUE | FALSE |  | 175247
UTSW | 493157 | APKT00956 |  |  |  |  | GE HealthCare | Avance CS2 | Anesthesia Units | TRUE | FALSE |  | 175247
UTSW | 493156 | APKT00949 |  |  |  |  | GE HealthCare | Avance CS2 | Anesthesia Units | TRUE | FALSE |  | 175247
UTSW | 493155 | APKT00963 |  |  |  |  | GE HealthCare | Avance CS2 | Anesthesia Units | TRUE | FALSE |  | 175247
UTSW | 472321 | ANBQ00585 |  |  |  |  | GE HealthCare | Avance Carestation | Anesthesia Units | TRUE | FALSE |  | 175247
UTSW | 451517 | RSY06390962GA |  |  |  |  | GE HealthCare | 2A | Anesthesia Units | TRUE | FALSE |  | 175247
UTSW | 451515 | RSY06370919GA |  |  |  |  | GE HealthCare | 2A | Anesthesia Units | TRUE | FALSE |  | 175247
UTSW | 445867 | 214879INF |  |  |  |  | GE HealthCare | Infinia | Scanning Systems, Gamma Camera, Single Photon Emission Computed Tomography | TRUE | FALSE |  | 175247
UTSW | 441814YP1 | 441814YP1 |  |  |  |  | GE HealthCare | C1-6-D | Transducers, Ultrasonic | TRUE | FALSE |  | 175247
UTSW | 423826 | 330745CN1 |  |  |  |  | GE HealthCare | LightSpeed 16 CT | Radiotherapy Simulation Systems, Computed Tomography-Based | TRUE | FALSE |  | 175247
UTSW | 400-280442 | 16539 |  |  |  |  | GE HealthCare | GENIE | Workstations, Gamma Camera/Single Photon Emission Tomography | TRUE | FALSE |  | 175247
UTSW | 400-280346 | 214XEL2 |  |  |  |  | GE HealthCare | Xeleris | Workstations, Gamma Camera/Single Photon Emission Tomography | TRUE | FALSE |  | 175247
UTSW | 307709WP6 | 307709WP6 |  |  |  |  | GE HealthCare | L8-18i-RS | Transducers, Ultrasonic | TRUE | FALSE |  | 175247
UTSW | 304997WP0 | 304997WP0 |  |  |  |  | GE HealthCare | ML6-15-RS | Transducers, Ultrasonic | TRUE | FALSE |  | 175247
UTSW | 1183883WX6 | 1183883WX6 |  |  |  |  | GE HealthCare | L4-12t-RS | Transducers, Ultrasonic | TRUE | FALSE |  | 175247
UTSW | 1012716WX5 | 1012716WX5 |  |  |  |  | GE HealthCare | IC9-RS Probe | Transducers, Ultrasonic | TRUE | FALSE |  | 175247
UTSW | C124703 | SQBZ09345 |  |  |  |  | GE Healthcare - Anesthesia Delivery | Tec 850 ISO/ Tec850 SEV | Vaporizer, Anesthetic | TRUE | FALSE |  | 175247
UTSW | C124702 | SQBZ09489 |  |  |  |  | GE Healthcare - Anesthesia Delivery | Tec 850 ISO/ Tec850 SEV | Vaporizer, Anesthetic | TRUE | FALSE |  | 175247
UTSW | C91171 | 214590Z660 |  |  |  |  | GE Healthcare - Imaging Systems | Optima 660 | Scanning Systems, Computed Tomography | TRUE | FALSE |  | 175247
UTSW | C160563 | LPZ490363 |  |  |  |  | GE Healthcare - Imaging Systems | Logiq P10 | Ultrasound, Imaging, Multipurpose | TRUE | FALSE |  | 175247
UTSW | C138361 | VFD000544 |  |  |  |  | GE Healthcare - Imaging Systems | Venue R2 Ultrasound System | Ultrasound, Imaging, Multipurpose | TRUE | FALSE |  | 175247
UTSW | C133918 | VGD000139 |  |  |  |  | GE Healthcare - Imaging Systems | Venue R2 Ultrasound System | Ultrasound, Imaging, Multipurpose | TRUE | FALSE |  | 175247
UTSW | C133555 | VGD002544 |  |  |  |  | GE Healthcare - Imaging Systems | Venue R2 Ultrasound System | Ultrasound, Imaging, Multipurpose | TRUE | FALSE |  | 175247
UTSW | C133042 | LPZ490159 |  |  |  |  | GE Healthcare - Imaging Systems | Logiq P10 | Ultrasound, Imaging, Multipurpose | TRUE | FALSE |  | 175247
UTSW | C133025 | LPZ490179 |  |  |  |  | GE Healthcare - Imaging Systems | Logiq P10 | Ultrasound, Imaging, Multipurpose | TRUE | FALSE |  | 175247
UTSW | C128641 | E45700 |  |  |  |  | GE Healthcare - Imaging Systems | Voluson 730 Pro |  | TRUE | FALSE |  | 175247
UTSW | C124425 | LPZ490070 |  |  |  |  | GE Healthcare - Imaging Systems | Logiq P10 | Ultrasound, Imaging, Multipurpose | TRUE | FALSE |  | 175247
UTSW | C121564 | 4367732nc2 |  |  |  |  | GE Healthcare - Imaging Systems | Lightspeed VCT (64 slice) | CT Scanner, Multi-Slice, 64-320 Slice | TRUE | FALSE |  | 175247
UTSW | C119693 | LP9370311 |  |  |  |  | GE Healthcare - Imaging Systems | LOGIQ P9 | Ultrasound, Imaging, Multipurpose | TRUE | FALSE |  | 175247
UTSW | C118766 | LEX302896 |  |  |  |  | GE Healthcare - Imaging Systems | Logiq E10s | Ultrasound, Imaging, Multipurpose | TRUE | FALSE |  | 175247
UTSW | C111078 | 504345SU2 |  |  |  |  | GE Healthcare - Imaging Systems | LOGIQ S8 | Ultrasound, Imaging, Multipurpose | TRUE | FALSE |  | 175247
UTSW | C111072 | 504589SU2 |  |  |  |  | GE Healthcare - Imaging Systems | LOGIQ S8 | Ultrasound, Imaging, Multipurpose | TRUE | FALSE |  | 175247
UTSW | 503741 | 288989SU7 |  |  |  |  | GE Healthcare - Imaging Systems | LOGIQ S8 | Ultrasound, Imaging, Multipurpose | TRUE | FALSE |  | 175247
UTSW | 466277 | 117163SU6 |  |  |  |  | GE Healthcare - Imaging Systems | LOGIQ P5 | Ultrasound, Imaging, Multipurpose | TRUE | FALSE |  | 175247
UTSW | 456833 | 456833 |  |  |  |  | GE Healthcare - Imaging Systems | Voluson i |  | TRUE | FALSE |  | 175247
UTSW | 444908 | 40070 |  |  |  |  | GE Healthcare - Imaging Systems | Millennium MPR/MPS | Camera, Gamma, Single Head | TRUE | FALSE |  | 175247
UTSW | 324147WP8 | 324147WP8 |  |  |  |  | GE Healthcare - Imaging Systems | ML6-15-RS Probe | Ultrasound, Imaging, Transducer | TRUE | FALSE |  | 175247
UTSW | 324144MP5 | 324144MP5 |  |  |  |  | GE Healthcare - Imaging Systems | ML6-15-RS Probe | Ultrasound, Imaging, Transducer | TRUE | FALSE |  | 175247
UTSW | 1276368WX6 | 1276368WX6 |  |  |  |  | GE Healthcare - Imaging Systems | L4-12t-RS Linear Array Probe | Ultrasound, Imaging, Transducer | TRUE | FALSE |  | 175247
UTSW | 1028158WX2 | 1028158WX2 |  |  |  |  | GE Healthcare - Imaging Systems | 4C-RS Convex Array Probe | Transducers, Ultrasonic | TRUE | FALSE |  | 175247
UTSW | C130013 | FBHXTX01006 |  |  |  |  | GE Healthcare - Surgery | OEC Elite CFD w/ Super C-Arm (ESP, 31 cm) | X-Ray Unit, C-Arm, Mobile | TRUE | FALSE |  | 175247
UTSW | 12822 | 052-74702577 |  |  |  |  | Gentherm | Micro-Temp LT | Pumps, Circulating-Liquid, Localized Heating | TRUE | FALSE |  | 175247
UTSW | 12821 | 052-74702597 |  |  |  |  | Gentherm | Micro-Temp LT | Pumps, Circulating-Liquid, Localized Heating | TRUE | FALSE |  | 175247
UTSW | 12391 | 51-74701751 |  |  |  |  | Gentherm | Micro-Temp LT | Pumps, Circulating-Liquid, Localized Heating | TRUE | FALSE |  | 175247
UTSW | 12390 | 51-74701741 |  |  |  |  | Gentherm | Micro-Temp LT | Pumps, Circulating-Liquid, Localized Heating | TRUE | FALSE |  | 175247
UTSW | 14897 | 054-74703930 |  |  |  |  | Gentherm | Micro-Temp LT | Pumps, Circulating-Liquid, Localized Heating | TRUE | FALSE |  | 175247
UTSW | C104386 / 465026 | GC07-1078 |  |  |  |  | Getinge Group - Getinge Infection Control | 733HC | Sterilizing Units, Steam | TRUE | FALSE |  | 175247
UTSW | 488105 | URA051463 |  |  |  |  | Getinge Group - Getinge Infection Control | 733HC-E | Sterilizing Units, Steam | TRUE | FALSE |  | 175247
UTSW | 488104 | URA051574 |  |  |  |  | Getinge Group - Getinge Infection Control | 733HC-E | Sterilizing Units, Steam | TRUE | FALSE |  | 175247
UTSW | 16281 | 08A07874 |  |  |  |  | Getinge Group - Getinge Infection Control | 733HC | Sterilizing Units, Steam | TRUE | FALSE |  | 175247
UTSW | C124812 | 90414992 |  |  |  |  | Getinge Group - MAQUET Cardiovascular | CARDIOHELP-i | Heart-Lung Bypass Units | TRUE | FALSE |  | 175247
UTSW | C124811 | 90501248 |  |  |  |  | Getinge Group - MAQUET Cardiovascular | SPRINTER CART XL |  | TRUE | FALSE |  | 175247
UTSW | C102058 | 90413109 |  |  |  |  | Getinge Group - MAQUET Cardiovascular | CARDIOHELP-i | Heart-Lung Bypass Units | TRUE | FALSE |  | 175247
UTSW | C88744 | 90412515 |  |  |  |  | Getinge USA Inc | Cardiohelp | Heart-Lung Bypass Units | TRUE | FALSE |  | 175247
UTSW | C88154 | 90411742 |  |  |  |  | Getinge USA Inc | Cardiohelp | Heart-Lung Bypass Units | TRUE | FALSE |  | 175247
UTSW | C142559 | SI175925E0 |  |  |  |  | Getinge USA Inc | CS300 with IntelliSense | Circulatory Assist Units, Cardiac, Intra-Aortic Balloon | TRUE | FALSE |  | 175247
UTSW | C121101 | 90413864 |  |  |  |  | Getinge USA Inc | Cardiohelp | Heart-Lung Bypass Units | TRUE | FALSE |  | 175247
UTSW | C115657 | 90501150 |  |  |  |  | Getinge USA Inc | Cardiohelp | Heart-Lung Bypass Units | TRUE | FALSE |  | 175247
UTSW | C104816 | URA011698 |  |  |  |  | Getinge USA Inc | 433HC | Sterilizing Units, Steam, Bulk | TRUE | FALSE |  | 175247
UTSW | C104760 | URA011721 |  |  |  |  | Getinge USA Inc | 433HC | Sterilizing Units, Steam, Bulk | TRUE | FALSE |  | 175247
UTSW | C104758 | URA010608 |  |  |  |  | Getinge USA Inc | 433HC | Sterilizing Units, Steam, Bulk | TRUE | FALSE |  | 175247
UTSW | C103831 | BAA071995 |  |  |  |  | Getinge USA Inc | 733HC-E | Sterilizing Units, Steam | TRUE | FALSE |  | 175247
UTSW | 500655 | 90410850 |  |  |  |  | Getinge USA Inc | Cardiohelp | Heart-Lung Bypass Units | TRUE | FALSE |  | 175247
UTSW | 478867 | 90410407 |  |  |  |  | Getinge USA Inc | Cardiohelp | Heart-Lung Bypass Units | TRUE | FALSE |  | 175247
UTSW | 477567 | URA011885 |  |  |  |  | Getinge USA Inc | 433HC | Sterilizing Units, Steam, Bulk | TRUE | FALSE |  | 175247
UTSW | 477566 | URA011720 |  |  |  |  | Getinge USA Inc | 433HC | Sterilizing Units, Steam, Bulk | TRUE | FALSE |  | 175247
UTSW | 477565 | URA011699 |  |  |  |  | Getinge USA Inc | 433HC | Sterilizing Units, Steam, Bulk | TRUE | FALSE |  | 175247
UTSW | 473916 | SI194832F1 |  |  |  |  | Getinge USA Inc | CS300 with IntelliSense | Circulatory Assist Units, Cardiac, Intra-Aortic Balloon | TRUE | FALSE |  | 175247
UTSW | 468811 | SI175927E0 |  |  |  |  | Getinge USA Inc | CS300 with IntelliSense | Circulatory Assist Units, Cardiac, Intra-Aortic Balloon | TRUE | FALSE |  | 175247
UTSW | 468810 | SI175937E0 |  |  |  |  | Getinge USA Inc | CS300 with IntelliSense | Circulatory Assist Units, Cardiac, Intra-Aortic Balloon | TRUE | FALSE |  | 175247
UTSW | 28369 | 90410600 |  |  |  |  | Getinge USA Inc | Cardiohelp | Heart-Lung Bypass Units | TRUE | FALSE |  | 175247
UTSW | 22474 | SI195393G1 |  |  |  |  | Getinge USA Inc | CS300 with IntelliSense | Circulatory Assist Units, Cardiac, Intra-Aortic Balloon | TRUE | FALSE |  | 175247
UTSW | 19372 | URA010609 |  |  |  |  | Getinge USA Inc | 433HC | Sterilizing Units, Steam, Bulk | TRUE | FALSE |  | 175247
UTSW | C93189 | 123114 |  |  |  |  | Haag-Streit USA, Inc. | Reliance 7700 | Opthalmoscope, Binocular, Indirect | TRUE | FALSE |  | 175247
UTSW | C93185 | 148331 |  |  |  |  | Haag-Streit USA, Inc. | Reliance 7700 | Opthalmoscope, Binocular, Indirect | TRUE | FALSE |  | 175247
UTSW | C174871 | n/a |  |  |  |  | Hillrom - Welch Allyn, Inc. | 71910 | Opthalmoscope, Binocular, Indirect | TRUE | FALSE |  | 175247
UTSW | C144993 | 102846805 |  |  |  |  | Hillrom Co Inc A Subsidiary of Baxter | TS7500 | Table, Imaging, Rad/ Fluoro, C-arm | TRUE | FALSE |  | 175247
UTSW | C81008121738 | 81008121738 |  |  |  |  | Hologic Inc | SELENIA DIMENSIONS 3D 6000 | Radiographic Systems, Digital, Mammographic | TRUE | FALSE |  | 175247
UTSW | C160046 | 309976M |  |  |  |  | Hologic Inc | Horizon C | Densitometers, Bone, X-Ray | TRUE | FALSE |  | 175247
UTSW | C129992 | YM300912 |  |  |  |  | Hologic Inc | Affirm Prone Biopsy System | Stereotactic Systems, Image-Guided, Biopsy, Mammographic | TRUE | FALSE |  | 175247
UTSW | C129303 | 81008121738 |  |  |  |  | Hologic Inc | Selenia Dimensions 3D Performance | Radiographic Systems, Digital, Mammographic | TRUE | FALSE |  | 175247
UTSW | C129286 | SDM131901438 |  |  |  |  | Hologic Inc | Selenia Dimensions 3D Performance | Radiographic Systems, Digital, Mammographic | TRUE | FALSE |  | 175247
UTSW | C129284 | 82001213923 |  |  |  |  | Hologic Inc | Affirm Breast Biopsy System | Stereotactic Systems, Image-Guided, Biopsy, Mammographic | TRUE | FALSE |  | 175247
UTSW | C116982 | APB1100652 |  |  |  |  | Hologic Inc | Affirm Prone Biopsy System | Stereotactic Systems, Image-Guided, Biopsy, Mammographic | TRUE | FALSE |  | 175247
UTSW | C116260 | 3DM160101906 |  |  |  |  | Hologic Inc | SELENIA DIMENSIONS 3D 6000 | Radiographic Systems, Digital, Mammographic | TRUE | FALSE |  | 175247
UTSW | C116259 | BVA00902 |  |  |  |  | Hologic Inc | Affirm Breast Biopsy System | Stereotactic Systems, Image-Guided, Biopsy, Mammographic | TRUE | FALSE |  | 175247
UTSW | C116253 | 3DM160101907 |  |  |  |  | Hologic Inc | SELENIA DIMENSIONS 3D 6000 | Radiographic Systems, Digital, Mammographic | TRUE | FALSE |  | 175247
UTSW | 479751 | 81409080034 |  |  |  |  | Hologic Inc | Selenia Dimensions 2D Mobile | Radiographic Systems, Digital, Mammographic | TRUE | FALSE |  | 175247
UTSW | C161257 | 310360M |  |  |  |  | Hologic Inc. | Horizon W | Densitometers, Bone, X-Ray | TRUE | FALSE |  | 175247
UTSW | C133445 | 2022100744 |  |  |  |  | ICU Medical Inc | COGENT | Monitors, Physiologic, Multipurpose, Bedside, Modular | TRUE | FALSE |  | 175247
UTSW | C133444 | 2027100768 |  |  |  |  | ICU Medical Inc | COGENT | Monitors, Physiologic, Multipurpose, Bedside, Modular | TRUE | FALSE |  | 175247
UTSW | C133443 | 2010100702 |  |  |  |  | ICU Medical Inc | COGENT | Monitors, Physiologic, Multipurpose, Bedside, Modular | TRUE | FALSE |  | 175247
UTSW | C133442 | 2027100764 |  |  |  |  | ICU Medical Inc | COGENT | Monitors, Physiologic, Multipurpose, Bedside, Modular | TRUE | FALSE |  | 175247
UTSW | C133441 | 2027100765 |  |  |  |  | ICU Medical Inc | COGENT | Monitors, Physiologic, Multipurpose, Bedside, Modular | TRUE | FALSE |  | 175247
UTSW | C133440 | 2018100732 |  |  |  |  | ICU Medical Inc | COGENT | Monitors, Physiologic, Multipurpose, Bedside, Modular | TRUE | FALSE |  | 175247
UTSW | C133439 | 2018100727 |  |  |  |  | ICU Medical Inc | COGENT | Monitors, Physiologic, Multipurpose, Bedside, Modular | TRUE | FALSE |  | 175247
UTSW | C133438 | 2018100729 |  |  |  |  | ICU Medical Inc | COGENT | Monitors, Physiologic, Multipurpose, Bedside, Modular | TRUE | FALSE |  | 175247
UTSW | C133437 | 2018100734 |  |  |  |  | ICU Medical Inc | COGENT | Monitors, Physiologic, Multipurpose, Bedside, Modular | TRUE | FALSE |  | 175247
UTSW | C133436 | 2027100767 |  |  |  |  | ICU Medical Inc | COGENT | Monitors, Physiologic, Multipurpose, Bedside, Modular | TRUE | FALSE |  | 175247
UTSW | C133435 | 2018100733 |  |  |  |  | ICU Medical Inc | COGENT | Monitors, Physiologic, Multipurpose, Bedside, Modular | TRUE | FALSE |  | 175247
UTSW | C133434 | 2018100731 |  |  |  |  | ICU Medical Inc | COGENT | Monitors, Physiologic, Multipurpose, Bedside, Modular | TRUE | FALSE |  | 175247
UTSW | C133433 | 2027100766 |  |  |  |  | ICU Medical Inc | COGENT | Monitors, Physiologic, Multipurpose, Bedside, Modular | TRUE | FALSE |  | 175247
UTSW | C133432 | 2018100730 |  |  |  |  | ICU Medical Inc | COGENT | Monitors, Physiologic, Multipurpose, Bedside, Modular | TRUE | FALSE |  | 175247
UTSW | c139337 | 4T3789 |  |  |  |  | Image Diagnostics Inc | Aspect 100-4T Table | Table, Imaging, Rad/ Fluoro, C-arm | TRUE | FALSE |  | 175247
UTSW | C145291 | ISOD0063 |  |  |  |  | Imaging Sciences International Inc. | i-CAT FLX 3-D Imaging System | Table, Imaging, Rad/ Fluoro, C-arm | TRUE | FALSE |  | 175247
UTSW | 2281243 | 2281243 |  |  |  |  | KARL STORZ Endoscopy | 11101 SK2 | Laryngoscopes, Flexible | TRUE | FALSE |  | 175247
UTSW | 2278450 | 2278450 |  |  |  |  | KARL STORZ Endoscopy | 11101 SK2 | Laryngoscopes, Flexible | TRUE | FALSE |  | 175247
UTSW | 2262154 | 2262154 |  |  |  |  | KARL STORZ Endoscopy | 11101 SK2 | Laryngoscopes, Flexible | TRUE | FALSE |  | 175247
UTSW | 2216527 | 2216527 |  |  |  |  | KARL STORZ Endoscopy | 11101 SK2 | Laryngoscopes, Flexible | TRUE | FALSE |  | 175247
UTSW | C93139 | C93139 |  |  |  |  | KARL STORZ Endoscopy-America INC. | Telecam Single-Chip Camera Head | Cameras, Video, Endoscope | TRUE | FALSE |  | 175247
UTSW | C104795 | 17735-b |  |  |  |  | KARL STORZ Endoscopy-America INC. | Thermoflator (264320 20) | ENDOSCOPE | TRUE | FALSE |  | 175247
UTSW | 496271 | YW709619-P |  |  |  |  | KARL STORZ Endoscopy-America INC. | Tricam SL II | Cameras, Video, Endoscope | TRUE | FALSE |  | 175247
UTSW | 4083557 | 4083557 |  |  |  |  | KARL STORZ Endoscopy-America INC. | Miniature Straight Forward Telescope | Endoscopic Telescopes | TRUE | FALSE |  | 175247
UTSW | 11870 | FM P012360 |  |  |  |  | KARL STORZ Endoscopy-America INC. | Twinvideo | Cameras, Video, Endoscope | TRUE | FALSE |  | 175247
UTSW | 1000H1 | 1000H1 |  |  |  |  | KARL STORZ Endoscopy-America INC. | Hopkins Strobo-Laryngoscope | Laryngostroboscopes | TRUE | FALSE |  | 175247
UTSW | SN101223 | 101223 |  |  |  |  | Keeler Instruments, Inc. | Vantage Plus Slimline LED w/Charger & Battery | Opthalmoscope, Binocular, Indirect | TRUE | FALSE |  | 175247
UTSW | C93643 | 66611 |  |  |  |  | Keeler Instruments, Inc. | Vantage Plus Slimline LED w/Charger & Battery | Opthalmoscope, Binocular, Indirect | TRUE | FALSE |  | 175247
UTSW | C93637 | 66610 |  |  |  |  | Keeler Instruments, Inc. | Vantage Plus Slimline LED w/Charger & Battery | Opthalmoscope, Binocular, Indirect | TRUE | FALSE |  | 175247
UTSW | C93280 | 243173 |  |  |  |  | Keeler Instruments, Inc. | All Pupil II LED Slimline Wireless | Opthalmoscope, Binocular, Indirect | TRUE | FALSE |  | 175247
UTSW | C93188 | 66611 |  |  |  |  | Keeler Instruments, Inc. | Vantage Plus Slimline LED w/Charger & Battery | Opthalmoscope, Binocular, Indirect | TRUE | FALSE |  | 175247
UTSW | C87281 | 63673 |  |  |  |  | Keeler Instruments, Inc. | All Pupil II LED Slimline Wireless | Opthalmoscope, Binocular, Indirect | TRUE | FALSE |  | 175247
UTSW | C87276 | 132750 |  |  |  |  | Keeler Instruments, Inc. | All Pupil II LED Slimline Wireless | Opthalmoscope, Binocular, Indirect | TRUE | FALSE |  | 175247
UTSW | C87264 | 67023 |  |  |  |  | Keeler Instruments, Inc. | All Pupil II LED Slimline Wireless | Opthalmoscope, Binocular, Indirect | TRUE | FALSE |  | 175247
UTSW | C87230 | 1202-P-6210 |  |  |  |  | Keeler Instruments, Inc. | All Pupil II LED Slimline Wireless | Opthalmoscope, Binocular, Indirect | TRUE | FALSE |  | 175247
UTSW | C87202 | 132760 |  |  |  |  | Keeler Instruments, Inc. | All Pupil II LED Slimline Wireless | Opthalmoscope, Binocular, Indirect | TRUE | FALSE |  | 175247
UTSW | C87197 | 132703 |  |  |  |  | Keeler Instruments, Inc. | All Pupil II LED Slimline Wireless | Opthalmoscope, Binocular, Indirect | TRUE | FALSE |  | 175247
UTSW | C87145 | 59400 |  |  |  |  | Keeler Instruments, Inc. | All Pupil II LED Slimline Wireless | Opthalmoscope, Binocular, Indirect | TRUE | FALSE |  | 175247
UTSW | C87134 | 132626 |  |  |  |  | Keeler Instruments, Inc. | All Pupil II LED Slimline Wireless | Opthalmoscope, Binocular, Indirect | TRUE | FALSE |  | 175247
UTSW | C87129 | 146926 |  |  |  |  | Keeler Instruments, Inc. | All Pupil II LED Slimline Wireless | Opthalmoscope, Binocular, Indirect | TRUE | FALSE |  | 175247
UTSW | C87123 | 146938 |  |  |  |  | Keeler Instruments, Inc. | All Pupil II LED Slimline Wireless | Opthalmoscope, Binocular, Indirect | TRUE | FALSE |  | 175247
UTSW | C87116 | 134573 |  |  |  |  | Keeler Instruments, Inc. | All Pupil II LED Slimline Wireless | Opthalmoscope, Binocular, Indirect | TRUE | FALSE |  | 175247
UTSW | C87078 | 66857 |  |  |  |  | Keeler Instruments, Inc. | All Pupil II LED Slimline Wireless | Opthalmoscope, Binocular, Indirect | TRUE | FALSE |  | 175247
UTSW | C183219 | 74337 |  |  |  |  | Keeler Instruments, Inc. | All Pupil II LED Slimline Wireless | Opthalmoscope, Binocular, Indirect | TRUE | FALSE |  | 175247
UTSW | C183205 | 74338 |  |  |  |  | Keeler Instruments, Inc. | All Pupil II LED Slimline Wireless | Opthalmoscope, Binocular, Indirect | TRUE | FALSE |  | 175247
UTSW | C183174 | 244928 |  |  |  |  | Keeler Instruments, Inc. | All Pupil II LED Slimline Wireless | Opthalmoscope, Binocular, Indirect | TRUE | FALSE |  | 175247
UTSW | C174946 | 116117 |  |  |  |  | Keeler Instruments, Inc. | Vantage Plus Convertible Slimline (Wireless) | Opthalmoscope, Binocular, Indirect | TRUE | FALSE |  | 175247
UTSW | C174252 | 22400 |  |  |  |  | Keeler Instruments, Inc. | All Pupil II LED Slimline Wireless | Opthalmoscope, Binocular, Indirect | TRUE | FALSE |  | 175247
UTSW | C174024 | 27773 |  |  |  |  | Keeler Instruments, Inc. | All Pupil II LED Slimline Wireless | Opthalmoscope, Binocular, Indirect | TRUE | FALSE |  | 175247
UTSW | C145359 | 115659 |  |  |  |  | Keeler Instruments, Inc. | All Pupil II LED Slimline Wireless | Opthalmoscope, Binocular, Indirect | TRUE | FALSE |  | 175247
UTSW | C125883 | 146226 |  |  |  |  | Keeler Instruments, Inc. | All Pupil II LED Slimline Wireless | Opthalmoscope, Binocular, Indirect | TRUE | FALSE |  | 175247
UTSW | 1989 | G48132 |  |  |  |  | Keeler Instruments, Inc. | Vantage | Opthalmoscope, Binocular, Indirect | TRUE | FALSE |  | 175247
UTSW | 1894 | G48030 |  |  |  |  | Keeler Instruments, Inc. | Vantage | Opthalmoscope, Binocular, Indirect | TRUE | FALSE |  | 175247
UTSW | 1845 | G48047 |  |  |  |  | Keeler Instruments, Inc. | Vantage | Opthalmoscope, Binocular, Indirect | TRUE | FALSE |  | 175247
UTSW | C121214 | 215229 |  |  |  |  | Keeler USA A Halma Co | All-Pupil II LED Slimline Wireless Indirect Ophthalmoscope | Ophthalmoscopes, Indirect | TRUE | FALSE |  | 175247
UTSW | C121213 | 214567 |  |  |  |  | Keeler USA A Halma Co | All-Pupil II LED Slimline Wireless Indirect Ophthalmoscope | Ophthalmoscopes, Indirect | TRUE | FALSE |  | 175247
UTSW | C121212 | 214570 |  |  |  |  | Keeler USA A Halma Co | All-Pupil II LED Slimline Wireless Indirect Ophthalmoscope | Ophthalmoscopes, Indirect | TRUE | FALSE |  | 175247
UTSW | C121209 | 214573 |  |  |  |  | Keeler USA A Halma Co | All-Pupil II LED Slimline Wireless Indirect Ophthalmoscope | Ophthalmoscopes, Indirect | TRUE | FALSE |  | 175247
UTSW | C121118 | 209127 |  |  |  |  | Keeler USA A Halma Co | All-Pupil II LED Slimline Wireless Indirect Ophthalmoscope | Ophthalmoscopes, Indirect | TRUE | FALSE |  | 175247
UTSW | C75452 | 5K10046 |  |  |  |  | Klarity Medical Products USA | Digital Convection Oven | Sterilizing Units, Dry Heat | TRUE | FALSE |  | 175247
UTSW | C115158 | 2016A0008348 |  |  |  |  | Klarity Medical Products USA | Klarity AirFlow Oven | Sterilizing Units, Dry Heat | TRUE | FALSE |  | 175247
UTSW | C96813 | NCK-211550 |  |  |  |  | Konan Medical Inc | CellChek SL | Microscopes, Light, Examination, Ophthalmology, Specular | TRUE | FALSE |  | 175247
UTSW | C91207 | A0203-101-003 |  |  |  |  | Laxco | LMC2P-BF1 | Microscope, Diagnostic | TRUE | FALSE |  | 175247
UTSW | C93604 | 8060260 |  |  |  |  | Leica | M300 | Microscope, Dental, Floor Standing | TRUE | FALSE |  | 175247
UTSW | C174375 | 60484 |  |  |  |  | Leica | CLS 150XC | COLPOSCOPE | TRUE | FALSE |  | 175247
UTSW | C75160 | 01170025-2 |  |  |  |  | Leica Biosystems Inc | Bacti-Cinerator IV | Sterilizing Units, Dry Heat, Inoculating Loop/Needle | TRUE | FALSE |  | 175247
UTSW | 32535 | 9120060 |  |  |  |  | Leica Biosystems Inc | Bacti-Cinerator IV | Sterilizing Units, Dry Heat, Inoculating Loop/Needle | TRUE | FALSE |  | 175247
UTSW | 32533 | 350102 |  |  |  |  | Leica Biosystems Inc | Bacti-Cinerator II | Sterilizing Units, Dry Heat, Inoculating Loop/Needle | TRUE | FALSE |  | 175247
UTSW | C87951 | 0H520698 |  |  |  |  | Leica Microsystems Inc | M720 OH5 | Microscopes, Light, Operating, Neurosurgery | TRUE | FALSE |  | 175247
UTSW | C86710 | 270612001 |  |  |  |  | Leica Microsystems Inc | M525 F50 | Microscopes, Light, Operating, Neurosurgery | TRUE | FALSE |  | 175247
UTSW | C86581 | C86581 |  |  |  |  | Leica Microsystems Inc | M720 OH5 | Microscopes, Light, Operating, Neurosurgery | TRUE | FALSE |  | 175247
UTSW | C75773 | OH5-81017 |  |  |  |  | Leica Microsystems Inc | M720 OH5 | Microscopes, Light, Operating, Neurosurgery | TRUE | FALSE |  | 175247
UTSW | C59800 | 5910130 |  |  |  |  | Leica Microsystems Inc | S6 E Stereozoom | Microscopes, Light, Laboratory, Stereo | TRUE | FALSE |  | 175247
UTSW | C103394 | OH5-20278 |  |  |  |  | Leica Microsystems Inc | M720 OH5 | Microscopes, Light, Operating, Neurosurgery | TRUE | FALSE |  | 175247
UTSW | C103109 | 10612001 |  |  |  |  | Leica Microsystems Inc | M525 F50 | Microscopes, Light, Operating, Neurosurgery | TRUE | FALSE |  | 175247
UTSW | C103093 | oh5-78416 |  |  |  |  | Leica Microsystems Inc | M720 OH5 | Microscopes, Light, Operating, Neurosurgery | TRUE | FALSE |  | 175247
UTSW | 496251 | 1063312 |  |  |  |  | Leica Microsystems Inc | M680 | Microscopes, Light, Operating | TRUE | FALSE |  | 175247
UTSW | 461926 | 200109001 |  |  |  |  | Leica Microsystems Inc | F40 | Microscopes, Light, Operating, Neurosurgery | TRUE | FALSE |  | 175247
UTSW | 18991 | 90608015 |  |  |  |  | Leica Microsystems Inc | M720 OH5 | Microscopes, Light, Operating, Neurosurgery | TRUE | FALSE |  | 175247
UTSW | 18075 | 10566-01 |  |  |  |  | Leica Microsystems Inc | OHS | Microscopes, Light, Operating | TRUE | FALSE |  | 175247
UTSW | 18063 | 231001020 |  |  |  |  | Leica Microsystems Inc | M680 | Microscopes, Light, Operating | TRUE | FALSE |  | 175247
UTSW | 17323 | 1063164 |  |  |  |  | Leica Microsystems Inc | M680 | Microscopes, Light, Operating | TRUE | FALSE |  | 175247
UTSW | 13089703-B | 13089703-B |  |  |  |  | Leica Microsystems Inc | MS1 | Microscope, Diagnostic | TRUE | FALSE |  | 175247
UTSW | C136899 | 10873 |  |  |  |  | Leica Microsystems Inc. | CLS 150 MR | Microscope, Binocular | TRUE | FALSE |  | 175247
UTSW | C93988 | 19-041234 |  |  |  |  | LEISEGA | 1DL-LED | COLONOSCOPE | TRUE | FALSE |  | 175247
UTSW | C89178 | 15-530282 |  |  |  |  | LEISEGA | 1DL-LED | COLONOSCOPE | TRUE | FALSE |  | 175247
UTSW | C174416 | 06-56480 |  |  |  |  | LEISEGA | 1DS | COLPOSCOPE | TRUE | FALSE |  | 175247
UTSW | C133823 | 22-530488 |  |  |  |  | LEISEGA | 1DL-LED | COLPOSCOPE | TRUE | FALSE |  | 175247
UTSW | C102944 | 10-60606 |  |  |  |  | LEISEGA | 3MVL-LED Y/C | COLPOSCOPE | TRUE | FALSE |  | 175247
UTSW | C75679 | 38866 |  |  |  |  | MASS Medical Storage | Secure-A-Scope | Cabinets, Storage, Endoscope | TRUE | FALSE |  | 175247
UTSW | C75677 | 38865 |  |  |  |  | MASS Medical Storage | Secure-A-Scope | Cabinets, Storage, Endoscope | TRUE | FALSE |  | 175247
UTSW | C174935 | 40476 |  |  |  |  | MASS Medical Storage | Mass Hepa Truair | Dryer, Sterile Air, Pass Thru | TRUE | FALSE |  | 175247
UTSW | C134344 | 44946 |  |  |  |  | MASS Medical Storage | Secure-A-Scope | Cabinets, Storage, Endoscope | TRUE | FALSE |  | 175247
UTSW | C128170 | 40468 |  |  |  |  | MASS Medical Storage | Mass Hepa Truair | Dryer, Sterile Air, Pass Thru | TRUE | FALSE |  | 175247
UTSW | C128169 | 40478 |  |  |  |  | MASS Medical Storage | Mass Hepa Truair | Dryer, Sterile Air, Pass Thru | TRUE | FALSE |  | 175247
UTSW | C115647 | 44941 |  |  |  |  | MASS Medical Storage | Secure-A-Scope | Cabinets, Storage, Endoscope | TRUE | FALSE |  | 175247
UTSW | C59154 | 10140152-2 |  |  |  |  | MCCORMI |  | Sterilizing Units, Dry Heat | TRUE | FALSE |  | 175247
UTSW | C59140 | 10140162-2 |  |  |  |  | MCCORMI |  | Sterilizing Units, Dry Heat | TRUE | FALSE |  | 175247
UTSW | NoAssetTag | 244 |  |  |  |  | Medtronic Minimally Invasive Therapies Group (MITG) | McGRATH MAC | Laryngoscopes, Rigid, Video | TRUE | FALSE |  | 175247
UTSW | 33333 | 548 |  |  |  |  | Medtronic Minimally Invasive Therapies Group (MITG) | McGRATH MAC | Laryngoscopes, Rigid, Video | TRUE | FALSE |  | 175247
UTSW | 496367 | YF900 |  |  |  |  | Medtronic Surgical Technologies Div Medtronic Inc | TRUCLEAR System | Hysteroscopes | TRUE | FALSE |  | 175247
UTSW | 14645 | YF00567 |  |  |  |  | Medtronic Surgical Technologies Div Medtronic Inc | TRUCLEAR System | Hysteroscopes | TRUE | FALSE |  | 175247
UTSW | C129844 | 2907672 |  |  |  |  | Microsoft Corp. |  | Sterilizer, Countertop | TRUE | FALSE |  | 175247
UTSW | 537481 | 9F45814 |  |  |  |  | Microsoft Corp. |  | Microscope, Binocular | TRUE | FALSE |  | 175247
UTSW | C93672 | V2188451 |  |  |  |  | MIDMARK | M11-042 | Sterilizer, Countertop | TRUE | FALSE |  | 175247
UTSW | C170391 | V2782806 |  |  |  |  | MIDMARK | M11-042 | Sterilizer, Countertop | TRUE | FALSE |  | 175247
UTSW | C160232 | V2718167 |  |  |  |  | MIDMARK | M11-042 | Sterilizer, Countertop | TRUE | FALSE |  | 175247
UTSW | C89217 | V1551589 |  |  |  |  | Midmark Corp | Ritter M11 | Sterilizing Units, Steam, Tabletop | TRUE | FALSE |  | 175247
UTSW | C174713 | V1270255 |  |  |  |  | Midmark Corp | Ritter M11 UltraClave w/ Printer (Automatic) | Sterilizer, Countertop | TRUE | FALSE |  | 175247
UTSW | C128118 | V1506382 |  |  |  |  | Midmark Corp | Ritter M11 | Sterilizing Units, Steam, Tabletop | TRUE | FALSE |  | 175247
UTSW | C128117 | V1560274 |  |  |  |  | Midmark Corp | Ritter M11 | Sterilizing Units, Steam, Tabletop | TRUE | FALSE |  | 175247
UTSW | C124624 | V2464790 |  |  |  |  | Midmark Corp | Ritter M11 | Sterilizing Units, Steam, Tabletop | TRUE | FALSE |  | 175247
UTSW | C118542 | V1982448 |  |  |  |  | Midmark Corp | Ritter M11 UltraClave w/ Printer (Automatic) | Sterilizer, Countertop | TRUE | FALSE |  | 175247
UTSW | C111377 | V1303726 |  |  |  |  | Midmark Corp | Ritter M11 | Sterilizing Units, Steam, Tabletop | TRUE | FALSE |  | 175247
UTSW | C102831 | V1739054 |  |  |  |  | Midmark Corp | Ritter M11 UltraClave Automatic | Sterilizer, Countertop | TRUE | FALSE |  | 175247
UTSW | 22515 | OM013233 |  |  |  |  | Midmark Corp | Ritter M9 | Sterilizing Units, Steam, Tabletop | TRUE | FALSE |  | 175247
UTSW | C132220 | V2457011 |  |  |  |  | Midmark Corporation - Dental | RITTER M9D STEAM STERILIZER 115 V | Sterilizer, Countertop | TRUE | FALSE |  | 175247
UTSW | c97213 | V1848444 |  |  |  |  | Midmark Corporation - Medical | Ritter M11 | Sterilizing Units, Steam, Tabletop | TRUE | FALSE |  | 175247
UTSW | C93579 | V1994835 |  |  |  |  | Midmark Corporation - Medical | M11-022 | Sterilizer, Countertop | TRUE | FALSE |  | 175247
UTSW | C84554 | V1996346 |  |  |  |  | Midmark Corporation - Medical | M11-022 | Sterilizer, Countertop | TRUE | FALSE |  | 175247
UTSW | C84553 | V1994693 |  |  |  |  | Midmark Corporation - Medical | M11-022 | Sterilizer, Countertop | TRUE | FALSE |  | 175247
UTSW | C174763 | V1316734 |  |  |  |  | Midmark Corporation - Medical | M11-022 | Sterilizer, Countertop | TRUE | FALSE |  | 175247
UTSW | C174457 | V595135 |  |  |  |  | Midmark Corporation - Medical | M11-022 | Sterilizer, Countertop | TRUE | FALSE |  | 175247
UTSW | C174455 | DM024294 |  |  |  |  | Midmark Corporation - Medical | M9-001 | Sterilizer, Countertop | TRUE | FALSE |  | 175247
UTSW | C174454 | V1982449 |  |  |  |  | Midmark Corporation - Medical | Ritter M11 | Sterilizing Units, Steam, Tabletop | TRUE | FALSE |  | 175247
UTSW | C134770 | V2457576 |  |  |  |  | Midmark Corporation - Medical | Ritter M11 | Sterilizing Units, Steam, Tabletop | TRUE | FALSE |  | 175247
UTSW | C132264 | V2581134 |  |  |  |  | Midmark Corporation - Medical | Ritter M11 UltraClave Automatic | Sterilizer, Countertop | TRUE | FALSE |  | 175247
UTSW | C129469 | V1868616 |  |  |  |  | Midmark Corporation - Medical | Ritter M11 | Sterilizing Units, Steam, Tabletop | TRUE | FALSE |  | 175247
UTSW | C121520 | V941530 |  |  |  |  | Midmark Corporation - Medical | Ritter M11 | Sterilizing Units, Steam, Tabletop | TRUE | FALSE |  | 175247
UTSW | C121166 | V2503913 |  |  |  |  | Midmark Corporation - Medical | Ritter M11 | Sterilizing Units, Steam, Tabletop | TRUE | FALSE |  | 175247
UTSW | C119535 | V2322966 |  |  |  |  | Midmark Corporation - Medical | Ritter M11 | Sterilizing Units, Steam, Tabletop | TRUE | FALSE |  | 175247
UTSW | C116622 | V1997644 |  |  |  |  | Midmark Corporation - Medical | M11-022 | Sterilizer, Countertop | TRUE | FALSE |  | 175247
UTSW | C112831 | V1446761 |  |  |  |  | Midmark Corporation - Medical | Ritter M11 | Sterilizing Units, Steam, Tabletop | TRUE | FALSE |  | 175247
UTSW | C112802 | V505478 |  |  |  |  | Midmark Corporation - Medical | Ritter M11 | Sterilizing Units, Steam, Tabletop | TRUE | FALSE |  | 175247
UTSW | C111917 | V1983620 |  |  |  |  | Midmark Corporation - Medical | M11-022 | Sterilizer, Countertop | TRUE | FALSE |  | 175247
UTSW | C111494 | V2496222 |  |  |  |  | Midmark Corporation - Medical | Ritter M11 | Sterilizing Units, Steam, Tabletop | TRUE | FALSE |  | 175247
UTSW | C111469 | V1988617 |  |  |  |  | Midmark Corporation - Medical | M11-022 | Sterilizer, Countertop | TRUE | FALSE |  | 175247
UTSW | C106752 | 2703820 |  |  |  |  | Midmark Corporation - Medical | M11-022 | Sterilizer, Countertop | TRUE | FALSE |  | 175247
UTSW | C102863 | C102863 |  |  |  |  | Midmark Corporation - Medical | Ritter M11 | Sterilizing Units, Steam, Tabletop | TRUE | FALSE |  | 175247
UTSW | 514592 | V1853411 |  |  |  |  | Midmark Corporation - Medical | Ritter M11 | Sterilizing Units, Steam, Tabletop | TRUE | FALSE |  | 175247
UTSW | 17616 | JX009815 |  |  |  |  | Midmark Corporation - Medical | 75 L |  | TRUE | FALSE |  | 175247
UTSW | 17615 | JX009813 |  |  |  |  | Midmark Corporation - Medical | 75 L |  | TRUE | FALSE |  | 175247
UTSW | LM6E2C001381 | LM6E2C001381 |  |  |  |  | Mindray North America | L12-3VNs Ultrasonic Transducer | Ultrasound, Imaging, Transducer | TRUE | FALSE |  | 175247
UTSW | JK9U34076582 | JK9U34076582 |  |  |  |  | Mindray North America | SC6-1s Convex Transducer | Ultrasound, Imaging, Transducer | TRUE | FALSE |  | 175247
UTSW | CB3C32087159 | CB3C32087159 |  |  |  |  | Mindray North America | SP5-1s Ultrasonic Transducer | Ultrasound, Imaging, Transducer | TRUE | FALSE |  | 175247
UTSW | C166024 | LJ6-4A000832 |  |  |  |  | Mindray North America | TE X Ultrasound, Point of Care | Ultrasound, Imaging, Multipurpose | TRUE | FALSE |  | 175247
UTSW | C119811 | LJ6-32000199 |  |  |  |  | Mindray North America | TE X Ultrasound, Point of Care | Ultrasound, Imaging, Multipurpose | TRUE | FALSE |  | 175247
UTSW | C133996 | 309 |  |  |  |  | Mitaka | MM77 | Light Sources, Microscope | TRUE | FALSE |  | 175247
UTSW | 19761 | MS4-2329 |  |  |  |  | Mui Scientific Div H & A Mui Enterprises Inc | Pressurized Infusion Pump | Pumps, Catheter Balloon Inflation, Manometric | TRUE | FALSE |  | 175247
UTSW | 12256 | MS4-2329 |  |  |  |  | Mui Scientific Div H & A Mui Enterprises Inc | Pressurized Infusion Pump | Pumps, Catheter Balloon Inflation, Manometric | TRUE | FALSE |  | 175247
UTSW | c183586 | 978495-010 |  |  |  |  | Nanosonics Inc. | Trophon 2 | Washer/Disinfector, Transducer | TRUE | FALSE |  | 175247
UTSW | c176339 | 441124-008 |  |  |  |  | Nanosonics Inc. | Trophon 2 | Washer/Disinfector, Transducer | TRUE | FALSE |  | 175247
UTSW | C170096 | 832809-001 |  |  |  |  | Nanosonics Inc. | Trophon 2 | Washer/Disinfector, Transducer | TRUE | FALSE |  | 175247
UTSW | C139789 | 11279269-004 |  |  |  |  | Nanosonics Inc. | Trophon 2 | Washer/Disinfector, Transducer | TRUE | FALSE |  | 175247
UTSW | C139385 | 21179B86AA |  |  |  |  | Nanosonics Inc. | E8350PB | Ultrasound, Imaging, Multipurpose | TRUE | FALSE |  | 175247
UTSW | C133092 | 972572-006 |  |  |  |  | Nanosonics Inc. | Trophon 2 | Washer/Disinfector, Transducer | TRUE | FALSE |  | 175247
UTSW | C132988 | 832798-003 |  |  |  |  | Nanosonics Inc. | Trophon 2 | Washer/Disinfector, Transducer | TRUE | FALSE |  | 175247
UTSW | C96954 | 88074-057 |  |  |  |  | Nanosonics Ltd | trophon EPR | Disinfectors, Vapor Germicide, Ultrasonic Transducer Probe | TRUE | FALSE |  | 175247
UTSW | C93963 | 285340-013 |  |  |  |  | Nanosonics Ltd | Trophon2 | Disinfectors, Vapor Germicide, Ultrasonic Transducer Probe | TRUE | FALSE |  | 175247
UTSW | C84746 | 24265-031 |  |  |  |  | Nanosonics Ltd | trophon EPR | Disinfectors, Vapor Germicide, Ultrasonic Transducer Probe | TRUE | FALSE |  | 175247
UTSW | C75690 | 71238-009 |  |  |  |  | Nanosonics Ltd | trophon EPR | Disinfectors, Vapor Germicide, Ultrasonic Transducer Probe | TRUE | FALSE |  | 175247
UTSW | C74881 | 64598-034 |  |  |  |  | Nanosonics Ltd | trophon EPR | Disinfectors, Vapor Germicide, Ultrasonic Transducer Probe | TRUE | FALSE |  | 175247
UTSW | C160246 | 972696-003 |  |  |  |  | Nanosonics Ltd | Trophon2 | Disinfectors, Vapor Germicide, Ultrasonic Transducer Probe | TRUE | FALSE |  | 175247
UTSW | C137021 | 463007-001 |  |  |  |  | Nanosonics Ltd | Trophon2 | Disinfectors, Vapor Germicide, Ultrasonic Transducer Probe | TRUE | FALSE |  | 175247
UTSW | C136971 | 285379-019 |  |  |  |  | Nanosonics Ltd | Trophon2 | Disinfectors, Vapor Germicide, Ultrasonic Transducer Probe | TRUE | FALSE |  | 175247
UTSW | C133097 | TRO972572-011 |  |  |  |  | Nanosonics Ltd | Trophon2 | Disinfectors, Vapor Germicide, Ultrasonic Transducer Probe | TRUE | FALSE |  | 175247
UTSW | C133096 | TRO972572-008 |  |  |  |  | Nanosonics Ltd | Trophon2 | Disinfectors, Vapor Germicide, Ultrasonic Transducer Probe | TRUE | FALSE |  | 175247
UTSW | C133095 | 972572-010 |  |  |  |  | Nanosonics Ltd | Trophon2 | Disinfectors, Vapor Germicide, Ultrasonic Transducer Probe | TRUE | FALSE |  | 175247
UTSW | C133094 | 972572-009 |  |  |  |  | Nanosonics Ltd | Trophon2 | Disinfectors, Vapor Germicide, Ultrasonic Transducer Probe | TRUE | FALSE |  | 175247
UTSW | C133093 | 972572-020 |  |  |  |  | Nanosonics Ltd | Trophon2 | Disinfectors, Vapor Germicide, Ultrasonic Transducer Probe | TRUE | FALSE |  | 175247
UTSW | C128662 | 143588-064 |  |  |  |  | Nanosonics Ltd | Trophon2 | Disinfectors, Vapor Germicide, Ultrasonic Transducer Probe | TRUE | FALSE |  | 175247
UTSW | C128642 | 143587-059 |  |  |  |  | Nanosonics Ltd | Trophon2 | Disinfectors, Vapor Germicide, Ultrasonic Transducer Probe | TRUE | FALSE |  | 175247
UTSW | C128626 | 143587-058 |  |  |  |  | Nanosonics Ltd | Trophon2 | Disinfectors, Vapor Germicide, Ultrasonic Transducer Probe | TRUE | FALSE |  | 175247
UTSW | C121059 | 322020-008 |  |  |  |  | Nanosonics Ltd | Trophon2 | Disinfectors, Vapor Germicide, Ultrasonic Transducer Probe | TRUE | FALSE |  | 175247
UTSW | C120092 | 417618-026 |  |  |  |  | Nanosonics Ltd | Trophon2 | Disinfectors, Vapor Germicide, Ultrasonic Transducer Probe | TRUE | FALSE |  | 175247
UTSW | C116481 | 490540-021 |  |  |  |  | Nanosonics Ltd | Trophon2 | Disinfectors, Vapor Germicide, Ultrasonic Transducer Probe | TRUE | FALSE |  | 175247
UTSW | C116240 | 490539-026 |  |  |  |  | Nanosonics Ltd | Trophon2 | Disinfectors, Vapor Germicide, Ultrasonic Transducer Probe | TRUE | FALSE |  | 175247
UTSW | 536175 | 88042-032 |  |  |  |  | Nanosonics Ltd | trophon EPR | Disinfectors, Vapor Germicide, Ultrasonic Transducer Probe | TRUE | FALSE |  | 175247
UTSW | 517539 | 88017-020 |  |  |  |  | Nanosonics Ltd | trophon EPR | Disinfectors, Vapor Germicide, Ultrasonic Transducer Probe | TRUE | FALSE |  | 175247
UTSW | C183122 | 163421 |  |  |  |  | Nikon | YS2-T | Microscope, Diagnostic | TRUE | FALSE |  | 175247
UTSW | 411299 | 1108805 |  |  |  |  | Nikon |  | Microscope, Binocular | TRUE | FALSE |  | 175247
UTSW | C87759 | 811072 |  |  |  |  | Nikon Inc Instrument Group | Eclipse 50i | Microscope, Binocular | TRUE | FALSE |  | 175247
UTSW | C161326 | 2106833 |  |  |  |  | Nikon Inc Instrument Group | SMZ1000 | Microscope, Binocular | TRUE | FALSE |  | 175247
UTSW | C132146 | 20220701 |  |  |  |  | Nikon Inc Instrument Group | CI-L Basic Ergo Binocular Package | Microscope, Diagnostic | TRUE | FALSE |  | 175247
UTSW | C125654 | 89317 |  |  |  |  | Nikon Inc Instrument Group | Eclipse Si | Microscope, Binocular | TRUE | FALSE |  | 175247
UTSW | C118765 | 712389 |  |  |  |  | Nikon Inc Instrument Group | Ci-L PLUS Ergo Microscope Package w/ Ceramic Stage | Microscope, Binocular | TRUE | FALSE |  | 175247
UTSW | C116436 | 710148 |  |  |  |  | Nikon Inc Instrument Group | Eclipse Ci-L w/ LED illumination (Binocular Pkg.) | Microscope, Binocular | TRUE | FALSE |  | 175247
UTSW | 582135 | 2203948 |  |  |  |  | Nikon Inc Instrument Group | SMZ1000 | Microscope, Binocular | TRUE | FALSE |  | 175247
UTSW | 494938 | 494938 |  |  |  |  | Nikon Inc Instrument Group | ECLIPSE Ci | Microscope, Diagnostic | TRUE | FALSE |  | 175247
UTSW | 428165 | 1004367 |  |  |  |  | Nikon Inc Instrument Group | SMZ1000 | Microscope, Binocular | TRUE | FALSE |  | 175247
UTSW | C85548 | 210363 |  |  |  |  | Nikon Instruments Inc | TMS | Microscopes, Light, Laboratory, Inverted Stage | TRUE | FALSE |  | 175247
UTSW | C161330 | 477230 |  |  |  |  | Nikon Instruments Inc | Ti-E | Microscopes, Light, Laboratory, Inverted Stage | TRUE | FALSE |  | 175247
UTSW | 32002 | 103448 |  |  |  |  | Nikon Instruments Inc | TS100 | Microscopes, Light, Laboratory, Inverted Stage | TRUE | FALSE |  | 175247
UTSW | 26409 | 301171 |  |  |  |  | Nikon Instruments Inc | Eclipse TS100 | Microscopes, Light, Laboratory, Inverted Stage | TRUE | FALSE |  | 175247
UTSW | C133006 | FL4837386 |  |  |  |  | Oakworks Medical | CFPM400 (4-Movement, Integrated Headrest) | Table, Imaging, Rad/ Fluoro, C-arm | TRUE | FALSE |  | 175247
UTSW | C183129 | 1E50227 |  |  |  |  | Olympus | BX53F2 | Microscope, Diagnostic | TRUE | FALSE |  | 175247
UTSW | C174413 | 2100455 |  |  |  |  | Olympus | OER-Elite | Washer/Disinfector, Endoscope | TRUE | FALSE |  | 175247
UTSW | sn2164380 | 2164380 |  |  |  |  | Olympus America Inc | GIF-H190 | Gastroscopes, Flexible, Video | TRUE | FALSE |  | 175247
UTSW | SN2164373 | 2164373 |  |  |  |  | Olympus America Inc | GIF-H190 | Gastroscopes, Flexible, Video | TRUE | FALSE |  | 175247
UTSW | sn2164348 | 2164348 |  |  |  |  | Olympus America Inc | GIF-H190 | Gastroscopes, Flexible, Video | TRUE | FALSE |  | 175247
UTSW | SN2164336 | 2164336 |  |  |  |  | Olympus America Inc | GIF-H190 | Gastroscopes, Flexible, Video | TRUE | FALSE |  | 175247
UTSW | sn2164334 | 2164334 |  |  |  |  | Olympus America Inc | GIF-H190 | Gastroscopes, Flexible, Video | TRUE | FALSE |  | 175247
UTSW | SN2135417 | 2135417 |  |  |  |  | Olympus America Inc | GIF-XP190N | Gastroscopes, Flexible, Video | TRUE | FALSE |  | 175247
UTSW | sn2135400 | 2135400 |  |  |  |  | Olympus America Inc | GIF-XP190N | Gastroscopes, Flexible, Video | TRUE | FALSE |  | 175247
UTSW | C96819 | 217927982 |  |  |  |  | Olympus America Inc | CLV-S190 | Light Sources, Rigid Endoscope/Multipurpose, Fiberoptic Cable | TRUE | FALSE |  | 175247
UTSW | C96776 | 217927891 |  |  |  |  | Olympus America Inc | CLV-S190 | Light Sources, Rigid Endoscope/Multipurpose, Fiberoptic Cable | TRUE | FALSE |  | 175247
UTSW | C96769 | 217927862 |  |  |  |  | Olympus America Inc | CLV-S190 | Light Sources, Rigid Endoscope/Multipurpose, Fiberoptic Cable | TRUE | FALSE |  | 175247
UTSW | C96760 | 1.0495e+31 |  |  |  |  | Olympus America Inc | CLV-S190 | Light Sources, Rigid Endoscope/Multipurpose, Fiberoptic Cable | TRUE | FALSE |  | 175247
UTSW | C96667 | 21859791 |  |  |  |  | Olympus America Inc | CYF-VH | Cystoscopes, Flexible, Video | TRUE | FALSE |  | 175247
UTSW | C96533 | 7985576 |  |  |  |  | Olympus America Inc | EVIS Exera III | Endoscope, Gastroscope, Video | TRUE | FALSE |  | 175247
UTSW | C95903 | 2934637 |  |  |  |  | Olympus America Inc | OER-Pro | Disinfectors, Liquid Germicide, Flexible Endoscope | TRUE | FALSE |  | 175247
UTSW | C89737 | 7827058 |  |  |  |  | Olympus America Inc | CLV-S190 | Light Sources, Rigid Endoscope/Multipurpose, Fiberoptic Cable | TRUE | FALSE |  | 175247
UTSW | C88367 | 7415927 |  |  |  |  | Olympus America Inc | CLV-S190 | Light Sources, Rigid Endoscope/Multipurpose, Fiberoptic Cable | TRUE | FALSE |  | 175247
UTSW | C88365 | 7611588 |  |  |  |  | Olympus America Inc | CLV-S190 | Light Sources, Rigid Endoscope/Multipurpose, Fiberoptic Cable | TRUE | FALSE |  | 175247
UTSW | C88267 | 7519598 |  |  |  |  | Olympus America Inc | CLV-S190 | Light Sources, Rigid Endoscope/Multipurpose, Fiberoptic Cable | TRUE | FALSE |  | 175247
UTSW | C75627 | 7622459 |  |  |  |  | Olympus America Inc | CLV-S190 | Light Sources, Rigid Endoscope/Multipurpose, Fiberoptic Cable | TRUE | FALSE |  | 175247
UTSW | C68617 | 7672589 |  |  |  |  | Olympus America Inc | CLV-190 | Light Sources, Rigid Endoscope/Multipurpose, Fiberoptic Cable | TRUE | FALSE |  | 175247
UTSW | C183635 | 7590351 |  |  |  |  | Olympus America Inc | CLV-190 | Light Sources, Rigid Endoscope/Multipurpose, Fiberoptic Cable | TRUE | FALSE |  | 175247
UTSW | C174944 | 7486005 |  |  |  |  | Olympus America Inc | MU-1 | Testers, Endoscope, Leak/Fluid Detection | TRUE | FALSE |  | 175247
UTSW | C174943 | 7486015 |  |  |  |  | Olympus America Inc | MU-1 | Testers, Endoscope, Leak/Fluid Detection | TRUE | FALSE |  | 175247
UTSW | C174813 | 7609794 |  |  |  |  | Olympus America Inc | MU-1 | Testers, Endoscope, Leak/Fluid Detection | TRUE | FALSE |  | 175247
UTSW | C174811 | 7609789 |  |  |  |  | Olympus America Inc | MU-1 | Testers, Endoscope, Leak/Fluid Detection | TRUE | FALSE |  | 175247
UTSW | C174313 | 7669635 |  |  |  |  | Olympus America Inc | CLV-190 | Light Sources, Rigid Endoscope/Multipurpose, Fiberoptic Cable | TRUE | FALSE |  | 175247
UTSW | C161327 | 7D20021 |  |  |  |  | Olympus America Inc | SZX2-ZB10 | Microscopes, Light, Laboratory, Stereo | TRUE | FALSE |  | 175247
UTSW | C161276 | 7609793 |  |  |  |  | Olympus America Inc | MU-1 | Testers, Endoscope, Leak/Fluid Detection | TRUE | FALSE |  | 175247
UTSW | C136905 | 18040W001681 |  |  |  |  | Olympus America Inc | CLL-V1 | Light Sources, Flexible Endoscope, Fiberoptic Cable | TRUE | FALSE |  | 175247
UTSW | C136904 | 7805392 |  |  |  |  | Olympus America Inc | CLV-S190 | Light Sources, Rigid Endoscope/Multipurpose, Fiberoptic Cable | TRUE | FALSE |  | 175247
UTSW | C136901 | 7510115 |  |  |  |  | Olympus America Inc | CLV-S190 | Light Sources, Rigid Endoscope/Multipurpose, Fiberoptic Cable | TRUE | FALSE |  | 175247
UTSW | C129460 | 7622908 |  |  |  |  | Olympus America Inc | CLV-S190 | Light Sources, Rigid Endoscope/Multipurpose, Fiberoptic Cable | TRUE | FALSE |  | 175247
UTSW | C129447 | 7622905 |  |  |  |  | Olympus America Inc | CLV-S190 | Light Sources, Rigid Endoscope/Multipurpose, Fiberoptic Cable | TRUE | FALSE |  | 175247
UTSW | C125664 | 7206335 |  |  |  |  | Olympus America Inc | CLV-190 | Light Sources, Rigid Endoscope/Multipurpose, Fiberoptic Cable | TRUE | FALSE |  | 175247
UTSW | C120701 | 7130601 |  |  |  |  | Olympus America Inc | CLV-S190 | Light Sources, Rigid Endoscope/Multipurpose, Fiberoptic Cable | TRUE | FALSE |  | 175247
UTSW | C120357 | 7103280 |  |  |  |  | Olympus America Inc | CLV-190 | Light Sources, Rigid Endoscope/Multipurpose, Fiberoptic Cable | TRUE | FALSE |  | 175247
UTSW | C120353 | 7102811 |  |  |  |  | Olympus America Inc | CLV-190 | Light Sources, Rigid Endoscope/Multipurpose, Fiberoptic Cable | TRUE | FALSE |  | 175247
UTSW | C120346 | 7102990 |  |  |  |  | Olympus America Inc | CLV-190 | Light Sources, Rigid Endoscope/Multipurpose, Fiberoptic Cable | TRUE | FALSE |  | 175247
UTSW | C120270 | 7101177 |  |  |  |  | Olympus America Inc | CLV-190 | Light Sources, Rigid Endoscope/Multipurpose, Fiberoptic Cable | TRUE | FALSE |  | 175247
UTSW | C116169 | 7204666 |  |  |  |  | Olympus America Inc | CLV-190 | Light Sources, Rigid Endoscope/Multipurpose, Fiberoptic Cable | TRUE | FALSE |  | 175247
UTSW | C113516 | 7088045 |  |  |  |  | Olympus America Inc | EVIS Exera III | Endoscope, Gastroscope, Video | TRUE | FALSE |  | 175247
UTSW | C111797 | 7276912 |  |  |  |  | Olympus America Inc | MU-1 w/ MB-155 | Tester, Leak, Endoscope | TRUE | FALSE |  | 175247
UTSW | C111787 | 7276946 |  |  |  |  | Olympus America Inc | MU-1 w/ MB-155 | Tester, Leak, Endoscope | TRUE | FALSE |  | 175247
UTSW | C106534 | 7417529 |  |  |  |  | Olympus America Inc | CLV-S190 | Light Sources, Rigid Endoscope/Multipurpose, Fiberoptic Cable | TRUE | FALSE |  | 175247
UTSW | C106523 | 7456012 |  |  |  |  | Olympus America Inc | CLV-190 | Light Sources, Rigid Endoscope/Multipurpose, Fiberoptic Cable | TRUE | FALSE |  | 175247
UTSW | C104757 | 7417530 |  |  |  |  | Olympus America Inc | CLV-S190 | Light Sources, Rigid Endoscope/Multipurpose, Fiberoptic Cable | TRUE | FALSE |  | 175247
UTSW | C104738 | 7559837 |  |  |  |  | Olympus America Inc | CLV-190 | Light Sources, Rigid Endoscope/Multipurpose, Fiberoptic Cable | TRUE | FALSE |  | 175247
UTSW | C104735 | 7559676 |  |  |  |  | Olympus America Inc | CLV-190 | Light Sources, Rigid Endoscope/Multipurpose, Fiberoptic Cable | TRUE | FALSE |  | 175247
UTSW | C103960 | C103960 |  |  |  |  | Olympus America Inc | CLV-190 | Light Sources, Rigid Endoscope/Multipurpose, Fiberoptic Cable | TRUE | FALSE |  | 175247
UTSW | C102742 | 7681800 |  |  |  |  | Olympus America Inc | CLV-S190 | Light Sources, Rigid Endoscope/Multipurpose, Fiberoptic Cable | TRUE | FALSE |  | 175247
UTSW | C102741 | 7611647 |  |  |  |  | Olympus America Inc | CLV-S190 | Light Sources, Rigid Endoscope/Multipurpose, Fiberoptic Cable | TRUE | FALSE |  | 175247
UTSW | C102739 | 7908004 |  |  |  |  | Olympus America Inc | CLV-S190 | Light Sources, Rigid Endoscope/Multipurpose, Fiberoptic Cable | TRUE | FALSE |  | 175247
UTSW | C102735 | 7928051 |  |  |  |  | Olympus America Inc | CLV-S190 | Light Sources, Rigid Endoscope/Multipurpose, Fiberoptic Cable | TRUE | FALSE |  | 175247
UTSW | C102712 | 7436830 |  |  |  |  | Olympus America Inc | CLV-S190 | Light Sources, Rigid Endoscope/Multipurpose, Fiberoptic Cable | TRUE | FALSE |  | 175247
UTSW | C102711 | 7825681 |  |  |  |  | Olympus America Inc | CLV-S190 | Light Sources, Rigid Endoscope/Multipurpose, Fiberoptic Cable | TRUE | FALSE |  | 175247
UTSW | C102710 | 7580001 |  |  |  |  | Olympus America Inc | CLV-S190 | Light Sources, Rigid Endoscope/Multipurpose, Fiberoptic Cable | TRUE | FALSE |  | 175247
UTSW | C102689 | 7580007 |  |  |  |  | Olympus America Inc | CLV-S190 | Light Sources, Rigid Endoscope/Multipurpose, Fiberoptic Cable | TRUE | FALSE |  | 175247
UTSW | C102631 | 7928054 |  |  |  |  | Olympus America Inc | CLV-S190 | Light Sources, Rigid Endoscope/Multipurpose, Fiberoptic Cable | TRUE | FALSE |  | 175247
UTSW | C102625 | 7486836 |  |  |  |  | Olympus America Inc | CLV-S190 | Light Sources, Rigid Endoscope/Multipurpose, Fiberoptic Cable | TRUE | FALSE |  | 175247
UTSW | C102624 | C102624 |  |  |  |  | Olympus America Inc | CLV-S190 | Light Sources, Rigid Endoscope/Multipurpose, Fiberoptic Cable | TRUE | FALSE |  | 175247
UTSW | C102442 | 7825537 |  |  |  |  | Olympus America Inc | CLV-S190 | Light Sources, Rigid Endoscope/Multipurpose, Fiberoptic Cable | TRUE | FALSE |  | 175247
UTSW | C102430 | 7325533 |  |  |  |  | Olympus America Inc | CLV-S190 | Light Sources, Rigid Endoscope/Multipurpose, Fiberoptic Cable | TRUE | FALSE |  | 175247
UTSW | C102393 | 7928052 |  |  |  |  | Olympus America Inc | CLV-S190 | Light Sources, Rigid Endoscope/Multipurpose, Fiberoptic Cable | TRUE | FALSE |  | 175247
UTSW | C102373 | 7100388 |  |  |  |  | Olympus America Inc | CLV-S190 | Light Sources, Rigid Endoscope/Multipurpose, Fiberoptic Cable | TRUE | FALSE |  | 175247
UTSW | C102370 | 7825570 |  |  |  |  | Olympus America Inc | CLV-S190 | Light Sources, Rigid Endoscope/Multipurpose, Fiberoptic Cable | TRUE | FALSE |  | 175247
UTSW | 8091 | 7668091 |  |  |  |  | Olympus America Inc | CLV-190 | Light Sources, Rigid Endoscope/Multipurpose, Fiberoptic Cable | TRUE | FALSE |  | 175247
UTSW | 7406687 | 7406687 |  |  |  |  | Olympus America Inc | CLV-S190 | Light Sources, Rigid Endoscope/Multipurpose, Fiberoptic Cable | TRUE | FALSE |  | 175247
UTSW | 7234237 | 7234237 |  |  |  |  | Olympus America Inc | ENF-VH | Rhinolaryngoscopes, Flexible, Video | TRUE | FALSE |  | 175247
UTSW | 7234229 | 7234229 |  |  |  |  | Olympus America Inc | ENF-VH | Rhinolaryngoscopes, Flexible, Video | TRUE | FALSE |  | 175247
UTSW | 7233645 | 7233645 |  |  |  |  | Olympus America Inc | ENF-VH | Rhinolaryngoscopes, Flexible, Video | TRUE | FALSE |  | 175247
UTSW | 7200936 | 7200936 |  |  |  |  | Olympus America Inc | ENF-VH2 | Rhinolaryngoscopes, Flexible, Video | TRUE | FALSE |  | 175247
UTSW | 7200935 | 7200935 |  |  |  |  | Olympus America Inc | ENF-VH2 | Rhinolaryngoscopes, Flexible, Video | TRUE | FALSE |  | 175247
UTSW | 7200764 | 7200764 |  |  |  |  | Olympus America Inc | ENF-VH2 | Rhinolaryngoscopes, Flexible, Video | TRUE | FALSE |  | 175247
UTSW | 7032139 | 7032139 |  |  |  |  | Olympus America Inc | CYF-VH | Cystoscopes, Flexible, Video | TRUE | FALSE |  | 175247
UTSW | 6 | 2344783 |  |  |  |  | Olympus America Inc | BF-1T180 | Bronchoscopes, Flexible, Video | TRUE | FALSE |  | 175247
UTSW | 537355 | 7908042 |  |  |  |  | Olympus America Inc | CLV-S190 | Light Sources, Rigid Endoscope/Multipurpose, Fiberoptic Cable | TRUE | FALSE |  | 175247
UTSW | 534481 | 7510050 |  |  |  |  | Olympus America Inc | CLV-S190 | Light Sources, Rigid Endoscope/Multipurpose, Fiberoptic Cable | TRUE | FALSE |  | 175247
UTSW | 518052 | 7805390 |  |  |  |  | Olympus America Inc | CLV-S190 | Light Sources, Rigid Endoscope/Multipurpose, Fiberoptic Cable | TRUE | FALSE |  | 175247
UTSW | 517795-Dupe | 2734016 |  |  |  |  | Olympus America Inc | OER-Pro | Disinfectors, Liquid Germicide, Flexible Endoscope | TRUE | FALSE |  | 175247
UTSW | 5 | 2317383 |  |  |  |  | Olympus America Inc | GIF-H180J | Gastroscopes, Flexible, Video | TRUE | FALSE |  | 175247
UTSW | 496275 | 7456090 |  |  |  |  | Olympus America Inc | CLV-190 | Light Sources, Rigid Endoscope/Multipurpose, Fiberoptic Cable | TRUE | FALSE |  | 175247
UTSW | 496183 | 7559733 |  |  |  |  | Olympus America Inc | CLV-190 | Light Sources, Rigid Endoscope/Multipurpose, Fiberoptic Cable | TRUE | FALSE |  | 175247
UTSW | 496179 | 7559717 |  |  |  |  | Olympus America Inc | CLV-190 | Light Sources, Rigid Endoscope/Multipurpose, Fiberoptic Cable | TRUE | FALSE |  | 175247
UTSW | 496177 | 7456085 |  |  |  |  | Olympus America Inc | CLV-190 | Light Sources, Rigid Endoscope/Multipurpose, Fiberoptic Cable | TRUE | FALSE |  | 175247
UTSW | 494911 | 7406668 |  |  |  |  | Olympus America Inc | EVIS Exera III | Endoscope, Gastroscope, Video | TRUE | FALSE |  | 175247
UTSW | 487347 | 7451341 |  |  |  |  | Olympus America Inc | CLV-190 | Light Sources, Rigid Endoscope/Multipurpose, Fiberoptic Cable | TRUE | FALSE |  | 175247
UTSW | 485379 | 7304430 |  |  |  |  | Olympus America Inc | CLV-S190 | Light Sources, Rigid Endoscope/Multipurpose, Fiberoptic Cable | TRUE | FALSE |  | 175247
UTSW | 476354 | 7100435 |  |  |  |  | Olympus America Inc | CLV-S190 | Light Sources, Rigid Endoscope/Multipurpose, Fiberoptic Cable | TRUE | FALSE |  | 175247
UTSW | 30275 | 7417530 |  |  |  |  | Olympus America Inc | CLV-190 | Light Sources, Rigid Endoscope/Multipurpose, Fiberoptic Cable | TRUE | FALSE |  | 175247
UTSW | 3 | 2344795 |  |  |  |  | Olympus America Inc | BF-1T180 | Bronchoscopes, Flexible, Video | TRUE | FALSE |  | 175247
UTSW | 29966 | 201015 |  |  |  |  | Olympus America Inc | IMT-2 | Microscopes, Light, Laboratory, Inverted Stage | TRUE | FALSE |  | 175247
UTSW | 29836 | 601029 |  |  |  |  | Olympus America Inc | CK2 | Microscopes, Light, Laboratory, Inverted Stage | TRUE | FALSE |  | 175247
UTSW | 29008 | 7935149 |  |  |  |  | Olympus America Inc | MU-2 | Testers, Endoscope, Leak/Fluid Detection | TRUE | FALSE |  | 175247
UTSW | 26344 | 601054 |  |  |  |  | Olympus America Inc | CK2 | Microscopes, Light, Laboratory, Inverted Stage | TRUE | FALSE |  | 175247
UTSW | 253025 | 2801038 |  |  |  |  | Olympus America Inc | BF-3C160 | Bronchoscopes, Flexible, Video | TRUE | FALSE |  | 175247
UTSW | 253024 | 2043699 |  |  |  |  | Olympus America Inc | BF-Q180 | Bronchoscopes, Flexible, Video | TRUE | FALSE |  | 175247
UTSW | 253023 | 2500585 |  |  |  |  | Olympus America Inc | BF-3C160 | Bronchoscopes, Flexible, Video | TRUE | FALSE |  | 175247
UTSW | 253021 | 2701395 |  |  |  |  | Olympus America Inc | EVIS Exera II | Endoscope, Gastroscope, Video | TRUE | FALSE |  | 175247
UTSW | 253000 | 2200370 |  |  |  |  | Olympus America Inc | GIF-2T160 | Gastroscopes, Flexible, Video | TRUE | FALSE |  | 175247
UTSW | 24840 | 1002042 |  |  |  |  | Olympus America Inc | MU-1 | Testers, Endoscope, Leak/Fluid Detection | TRUE | FALSE |  | 175247
UTSW | 23650 | 7451346 |  |  |  |  | Olympus America Inc | CLV-190 | Light Sources, Rigid Endoscope/Multipurpose, Fiberoptic Cable | TRUE | FALSE |  | 175247
UTSW | 23643 | 7340430 |  |  |  |  | Olympus America Inc | CLV-190 | Light Sources, Rigid Endoscope/Multipurpose, Fiberoptic Cable | TRUE | FALSE |  | 175247
UTSW | 2289602 | 2289602 |  |  |  |  | Olympus America Inc | CF-HQ190L | Colonoscopes, Video | TRUE | FALSE |  | 175247
UTSW | 2289597 | 2289597 |  |  |  |  | Olympus America Inc | CF-HQ190L | Colonoscopes, Video | TRUE | FALSE |  | 175247
UTSW | 2289548 | 2289548 |  |  |  |  | Olympus America Inc | CF-HQ190L | Colonoscopes, Video | TRUE | FALSE |  | 175247
UTSW | 2289496 | 2289496 |  |  |  |  | Olympus America Inc | CF-HQ190L | Colonoscopes, Video | TRUE | FALSE |  | 175247
UTSW | 2289495 | 2289495 |  |  |  |  | Olympus America Inc | CF-HQ190L | Colonoscopes, Video | TRUE | FALSE |  | 175247
UTSW | 2289494 | 2289494 |  |  |  |  | Olympus America Inc | CF-HQ190L | Colonoscopes, Video | TRUE | FALSE |  | 175247
UTSW | 2289484 | 2289484 |  |  |  |  | Olympus America Inc | CF-HQ190L | Colonoscopes, Video | TRUE | FALSE |  | 175247
UTSW | 2272276 | 2272276 |  |  |  |  | Olympus America Inc | GIF-HQ190 | Gastroscopes, Flexible, Video | TRUE | FALSE |  | 175247
UTSW | 2272264 | 2272264 |  |  |  |  | Olympus America Inc | GIF-HQ190 | Gastroscopes, Flexible, Video | TRUE | FALSE |  | 175247
UTSW | 2272262 | 2272262 |  |  |  |  | Olympus America Inc | GIF-HQ190 | Gastroscopes, Flexible, Video | TRUE | FALSE |  | 175247
UTSW | 2266256 | 2266256 |  |  |  |  | Olympus America Inc | GIF-H190 | Gastroscopes, Flexible, Video | TRUE | FALSE |  | 175247
UTSW | 2266252 | 2266252 |  |  |  |  | Olympus America Inc | GIF-H190 | Gastroscopes, Flexible, Video | TRUE | FALSE |  | 175247
UTSW | 22467 | 2101852 |  |  |  |  | Olympus America Inc | TJF-Q180V | Duodenoscopes, Video | TRUE | FALSE |  | 175247
UTSW | 2227681 | 2227681 |  |  |  |  | Olympus America Inc | BF-1TH190 | Bronchoscopes, Flexible, Video | TRUE | FALSE |  | 175247
UTSW | 221111 | 2700928 |  |  |  |  | Olympus America Inc | GIF-N180 | Gastroscopes, Flexible, Video | TRUE | FALSE |  | 175247
UTSW | 221090 | 2500594 |  |  |  |  | Olympus America Inc | GIF-Q180 | Gastroscopes, Flexible, Video | TRUE | FALSE |  | 175247
UTSW | 221089 | 2104216 |  |  |  |  | Olympus America Inc | CF-H180AL | Colonoscopes, Video | TRUE | FALSE |  | 175247
UTSW | 221088 | 2103101 |  |  |  |  | Olympus America Inc | GIF-Q160 | Gastroscopes, Flexible, Video | TRUE | FALSE |  | 175247
UTSW | 221087 | 2007325 |  |  |  |  | Olympus America Inc | PCF-H180AL | Colonoscopes, Video | TRUE | FALSE |  | 175247
UTSW | 2204768 | 2204768 |  |  |  |  | Olympus America Inc | PCF-HQ190L | Colonoscopes, Video | TRUE | FALSE |  | 175247
UTSW | 2143896 | 2143896 |  |  |  |  | Olympus America Inc | GIF-1TH190 | Gastroscopes, Flexible, Video | TRUE | FALSE |  | 175247
UTSW | 2135350 | 2135350 |  |  |  |  | Olympus America Inc | GIF-XP190N | Gastroscopes, Flexible, Video | TRUE | FALSE |  | 175247
UTSW | 2102662 | 2102662 |  |  |  |  | Olympus America Inc | PCF-HQ190L | Colonoscopes, Video | TRUE | FALSE |  | 175247
UTSW | 2102619 | 2102619 |  |  |  |  | Olympus America Inc | PCF-HQ190L | Colonoscopes, Video | TRUE | FALSE |  | 175247
UTSW | 2102603 | 2102603 |  |  |  |  | Olympus America Inc | PCF-HQ190L | Colonoscopes, Video | TRUE | FALSE |  | 175247
UTSW | 204709 | 2101521 |  |  |  |  | Olympus America Inc | CF-Q160L | Colonoscopes, Video | TRUE | FALSE |  | 175247
UTSW | 203968 | 2500323 |  |  |  |  | Olympus America Inc | CF-Q180AL | Colonoscopes, Video | TRUE | FALSE |  | 175247
UTSW | 203967 | 2102322 |  |  |  |  | Olympus America Inc | GIF-Q160 | Gastroscopes, Flexible, Video | TRUE | FALSE |  | 175247
UTSW | 203797 | 2112258 |  |  |  |  | Olympus America Inc | CF-Q160L | Colonoscopes, Video | TRUE | FALSE |  | 175247
UTSW | 203443 | 2102330 |  |  |  |  | Olympus America Inc | GIF-Q160 | Gastroscopes, Flexible, Video | TRUE | FALSE |  | 175247
UTSW | 203149 | 1211118 |  |  |  |  | Olympus America Inc | BF-1T160 | Bronchoscopes, Flexible, Video | TRUE | FALSE |  | 175247
UTSW | 202745 | 2601882 |  |  |  |  | Olympus America Inc | GIF-N180 | Gastroscopes, Flexible, Video | TRUE | FALSE |  | 175247
UTSW | 202724 | 2410181 |  |  |  |  | Olympus America Inc | JF-130 | Duodenoscopes, Video | TRUE | FALSE |  | 175247
UTSW | 202698 | 2700055 |  |  |  |  | Olympus America Inc | GIF-P140 | Gastroscopes, Flexible, Video | TRUE | FALSE |  | 175247
UTSW | 2013419 | 2013419 |  |  |  |  | Olympus America Inc | BF-P190 | Bronchoscopes, Flexible, Video | TRUE | FALSE |  | 175247
UTSW | 2 | 2340577 |  |  |  |  | Olympus America Inc | BF-MP160F | Bronchoscopes, Flexible, Video | TRUE | FALSE |  | 175247
UTSW | 19373 | 2107357 |  |  |  |  | Olympus America Inc | ENF-GP | Rhinolaryngoscopes, Flexible | TRUE | FALSE |  | 175247
UTSW | 19355 | 2104216 |  |  |  |  | Olympus America Inc | CF-H180AL | Colonoscopes, Video | TRUE | FALSE |  | 175247
UTSW | 19354 | 2104212 |  |  |  |  | Olympus America Inc | CF-H180AL | Colonoscopes, Video | TRUE | FALSE |  | 175247
UTSW | 19353 | 2007325 |  |  |  |  | Olympus America Inc | PCF-H180AL | Colonoscopes, Video | TRUE | FALSE |  | 175247
UTSW | 19352 | 2007349 |  |  |  |  | Olympus America Inc | PCF-H180AL | Colonoscopes, Video | TRUE | FALSE |  | 175247
UTSW | 17433 | 2050740 |  |  |  |  | Olympus America Inc | MAF-GM | Tracheoscopes, Flexible, Video, Intubation | TRUE | FALSE |  | 175247
UTSW | 17347 | 0653-CA |  |  |  |  | Olympus America Inc | CFR transfer pump | Ureteroscopes | TRUE | FALSE |  | 175247
UTSW | 17234 | 2223173 |  |  |  |  | Olympus America Inc | BF-1T20D | Bronchoscopes, Flexible, Video | TRUE | FALSE |  | 175247
UTSW | 17233 | 2815345 |  |  |  |  | Olympus America Inc | ENF-P3 | Nasopharyngoscopes | TRUE | FALSE |  | 175247
UTSW | 17232 | 900584 |  |  |  |  | Olympus America Inc | CHF-P20 | Duodenoscopes | TRUE | FALSE |  | 175247
UTSW | 17231 | 2001095 |  |  |  |  | Olympus America Inc | CHF-P20 | Duodenoscopes | TRUE | FALSE |  | 175247
UTSW | 17230 | 2613832 |  |  |  |  | Olympus America Inc | LF-1 | Laryngoscopes, Flexible | TRUE | FALSE |  | 175247
UTSW | 17229 | 1712162 |  |  |  |  | Olympus America Inc | LF-1 | Laryngoscopes, Flexible | TRUE | FALSE |  | 175247
UTSW | 17228 | 2236588 |  |  |  |  | Olympus America Inc | GIF-100 | Gastroscopes, Flexible, Video | TRUE | FALSE |  | 175247
UTSW | 17227 | 2351592 |  |  |  |  | Olympus America Inc | CF-100S | Sigmoidoscopes, Flexible, Video | TRUE | FALSE |  | 175247
UTSW | 17226 | 1514704 |  |  |  |  | Olympus America Inc | LF-GP | Laryngoscopes, Flexible | TRUE | FALSE |  | 175247
UTSW | 17225 | 1514737 |  |  |  |  | Olympus America Inc | LF-GP | Laryngoscopes, Flexible | TRUE | FALSE |  | 175247
UTSW | 17224 | 2011406 |  |  |  |  | Olympus America Inc | CF-100L | Colonoscopes, Video | TRUE | FALSE |  | 175247
UTSW | 17223 | 2653086 |  |  |  |  | Olympus America Inc | CF-1T100L | Colonoscopes, Video | TRUE | FALSE |  | 175247
UTSW | 17222 | 1800627 |  |  |  |  | Olympus America Inc | BF-UC160F-OL8 | Bronchoscopes, Flexible, Video/Ultrasound | TRUE | FALSE |  | 175247
UTSW | 17221 | 2801146 |  |  |  |  | Olympus America Inc | BF-P180 | Bronchoscopes, Flexible, Video | TRUE | FALSE |  | 175247
UTSW | 17217 | 2801193 |  |  |  |  | Olympus America Inc | BF-P180 | Bronchoscopes, Flexible, Video | TRUE | FALSE |  | 175247
UTSW | 17216 | 2801240 |  |  |  |  | Olympus America Inc | BF-P180 | Bronchoscopes, Flexible, Video | TRUE | FALSE |  | 175247
UTSW | 17215 | 2801038 |  |  |  |  | Olympus America Inc | BF-3C160 | Bronchoscopes, Flexible, Video | TRUE | FALSE |  | 175247
UTSW | 17214 | 2801039 |  |  |  |  | Olympus America Inc | BF-3C160 | Bronchoscopes, Flexible, Video | TRUE | FALSE |  | 175247
UTSW | 17213 | 1200646 |  |  |  |  | Olympus America Inc | BF-P160 | Bronchoscopes, Flexible, Video | TRUE | FALSE |  | 175247
UTSW | 17212 | 1211118 |  |  |  |  | Olympus America Inc | BF-1T160 | Bronchoscopes, Flexible, Video | TRUE | FALSE |  | 175247
UTSW | 17211 | 2510885 |  |  |  |  | Olympus America Inc | BF-P200 | Bronchoscopes, Flexible, Video | TRUE | FALSE |  | 175247
UTSW | 17209 | 2200830 |  |  |  |  | Olympus America Inc | BF-P30 | Bronchoscopes, Flexible | TRUE | FALSE |  | 175247
UTSW | 17208 | 2512937 |  |  |  |  | Olympus America Inc | BF-1T160 | Bronchoscopes, Flexible, Video | TRUE | FALSE |  | 175247
UTSW | 17207 | 2512971 |  |  |  |  | Olympus America Inc | BF-1T160 | Bronchoscopes, Flexible, Video | TRUE | FALSE |  | 175247
UTSW | 17206 | 2500585 |  |  |  |  | Olympus America Inc | BF-3C160 | Bronchoscopes, Flexible, Video | TRUE | FALSE |  | 175247
UTSW | 17205 | 1000400 |  |  |  |  | Olympus America Inc | TJF-20 | Duodenoscopes, Video | TRUE | FALSE |  | 175247
UTSW | 17204 | 2410181 |  |  |  |  | Olympus America Inc | JF-130 | Duodenoscopes, Video | TRUE | FALSE |  | 175247
UTSW | 17203 | 2000301 |  |  |  |  | Olympus America Inc | TJF-160F | Duodenoscopes | TRUE | FALSE |  | 175247
UTSW | 17202 | 2700928 |  |  |  |  | Olympus America Inc | GIF-N180 | Gastroscopes, Flexible, Video | TRUE | FALSE |  | 175247
UTSW | 17201 | 2601882 |  |  |  |  | Olympus America Inc | GIF-H180 | Gastroscopes, Flexible, Video | TRUE | FALSE |  | 175247
UTSW | 17200 | 2418605 |  |  |  |  | Olympus America Inc | GIF-Q160 | Gastroscopes, Flexible, Video | TRUE | FALSE |  | 175247
UTSW | 17198 | 2102330 |  |  |  |  | Olympus America Inc | GIF-Q160 | Gastroscopes, Flexible, Video | TRUE | FALSE |  | 175247
UTSW | 17197 | 2102322 |  |  |  |  | Olympus America Inc | GIF-Q160 | Gastroscopes, Flexible, Video | TRUE | FALSE |  | 175247
UTSW | 17196 | 2000025 |  |  |  |  | Olympus America Inc | GIF-Q160 | Gastroscopes, Flexible, Video | TRUE | FALSE |  | 175247
UTSW | 17195 | 2751077 |  |  |  |  | Olympus America Inc | GIF-2T100 | Gastroscopes, Flexible, Video | TRUE | FALSE |  | 175247
UTSW | 17194 | 2200370 |  |  |  |  | Olympus America Inc | GIF-2T160 | Gastroscopes, Flexible, Video | TRUE | FALSE |  | 175247
UTSW | 17193 | 2700055 |  |  |  |  | Olympus America Inc | GIF-P140 | Gastroscopes, Flexible, Video | TRUE | FALSE |  | 175247
UTSW | 17192 | 2801452 |  |  |  |  | Olympus America Inc | GIF-140 | Gastroscopes, Flexible, Video | TRUE | FALSE |  | 175247
UTSW | 17189 | 2236949 |  |  |  |  | Olympus America Inc | GIF-100 | Gastroscopes, Flexible, Video | TRUE | FALSE |  | 175247
UTSW | 17188 | 2248918 |  |  |  |  | Olympus America Inc | GIF-100 | Gastroscopes, Flexible, Video | TRUE | FALSE |  | 175247
UTSW | 17187 | 2103101 |  |  |  |  | Olympus America Inc | GIF-Q160 | Gastroscopes, Flexible, Video | TRUE | FALSE |  | 175247
UTSW | 17186 | 2000932 |  |  |  |  | Olympus America Inc | GIF-Q160 | Gastroscopes, Flexible, Video | TRUE | FALSE |  | 175247
UTSW | 17185 | 2701405 |  |  |  |  | Olympus America Inc | EVIS Exera II | Endoscope, Gastroscope, Video | TRUE | FALSE |  | 175247
UTSW | 17184 | 2701395 |  |  |  |  | Olympus America Inc | EVIS Exera II | Endoscope, Gastroscope, Video | TRUE | FALSE |  | 175247
UTSW | 17183 | 2600798 |  |  |  |  | Olympus America Inc | BF-3C160 | Bronchoscopes, Flexible, Video | TRUE | FALSE |  | 175247
UTSW | 17182 | 2500323 |  |  |  |  | Olympus America Inc | CF-Q180AL | Colonoscopes, Video | TRUE | FALSE |  | 175247
UTSW | 17181 | 2500594 |  |  |  |  | Olympus America Inc | GIF-Q180 | Gastroscopes, Flexible, Video | TRUE | FALSE |  | 175247
UTSW | 17179 | 2112258 |  |  |  |  | Olympus America Inc | CF-Q160L | Colonoscopes, Video | TRUE | FALSE |  | 175247
UTSW | 17178 | 2101521 |  |  |  |  | Olympus America Inc | CF-Q160L | Colonoscopes, Video | TRUE | FALSE |  | 175247
UTSW | 17177 | 2101519 |  |  |  |  | Olympus America Inc | CF-Q160L | Colonoscopes, Video | TRUE | FALSE |  | 175247
UTSW | 17176 | 2101515 |  |  |  |  | Olympus America Inc | CF-Q160L | Colonoscopes, Video | TRUE | FALSE |  | 175247
UTSW | 17175 | 2101494 |  |  |  |  | Olympus America Inc | CF-Q160L | Colonoscopes, Video | TRUE | FALSE |  | 175247
UTSW | 17174 | 2405404 |  |  |  |  | Olympus America Inc | CF-Q160L | Colonoscopes, Video | TRUE | FALSE |  | 175247
UTSW | 17173 | 2111254 |  |  |  |  | Olympus America Inc | PCF-140L | Colonoscopes, Video | TRUE | FALSE |  | 175247
UTSW | 17170 | 2405389 |  |  |  |  | Olympus America Inc | CF-Q160L | Colonoscopes, Video | TRUE | FALSE |  | 175247
UTSW | 17169 | 2102100 |  |  |  |  | Olympus America Inc | CF-Q160L | Colonoscopes, Video | TRUE | FALSE |  | 175247
UTSW | 17168 | 2202691 |  |  |  |  | Olympus America Inc | CF-Q160L | Colonoscopes, Video | TRUE | FALSE |  | 175247
UTSW | 17167 | 2010677 |  |  |  |  | Olympus America Inc | CF-Q160L | Colonoscopes, Video | TRUE | FALSE |  | 175247
UTSW | 17166 | 2000731 |  |  |  |  | Olympus America Inc | CF-Q160L | Colonoscopes, Video | TRUE | FALSE |  | 175247
UTSW | 17165 | 2812523 |  |  |  |  | Olympus America Inc | CF-Q140L | Colonoscopes, Video | TRUE | FALSE |  | 175247
UTSW | 17163 | 2813411 |  |  |  |  | Olympus America Inc | CF-140L | Colonoscopes, Video | TRUE | FALSE |  | 175247
UTSW | 16911 | 642022-023 |  |  |  |  | Olympus America Inc | DSD-201 | Disinfectors, Liquid Germicide, Flexible Endoscope | TRUE | FALSE |  | 175247
UTSW | 16910 | 642022-034 |  |  |  |  | Olympus America Inc | DSD-201 | Disinfectors, Liquid Germicide, Flexible Endoscope | TRUE | FALSE |  | 175247
UTSW | 16298 | 2040396 |  |  |  |  | Olympus America Inc | BF-MP160F | Bronchoscopes, Flexible, Video | TRUE | FALSE |  | 175247
UTSW | 16297 | 2043696 |  |  |  |  | Olympus America Inc | BF-Q180 | Bronchoscopes, Flexible, Video | TRUE | FALSE |  | 175247
UTSW | 16288 | 2043706 |  |  |  |  | Olympus America Inc | BF-Q180 | Bronchoscopes, Flexible, Video | TRUE | FALSE |  | 175247
UTSW | 16287 | 2043699 |  |  |  |  | Olympus America Inc | BF-Q180 | Bronchoscopes, Flexible, Video | TRUE | FALSE |  | 175247
UTSW | 14725 | 601917 |  |  |  |  | Olympus America Inc | DSD-201 | Disinfectors, Liquid Germicide, Flexible Endoscope | TRUE | FALSE |  | 175247
UTSW | 14724 | 601924 |  |  |  |  | Olympus America Inc | DSD-201 | Disinfectors, Liquid Germicide, Flexible Endoscope | TRUE | FALSE |  | 175247
UTSW | 14717 | 601912 |  |  |  |  | Olympus America Inc | DSD-201 | Disinfectors, Liquid Germicide, Flexible Endoscope | TRUE | FALSE |  | 175247
UTSW | 14716 | 601926 |  |  |  |  | Olympus America Inc | DSD-201 | Disinfectors, Liquid Germicide, Flexible Endoscope | TRUE | FALSE |  | 175247
UTSW | 1092 | 7551092 |  |  |  |  | Olympus America Inc | CLV-190 | Light Sources, Rigid Endoscope/Multipurpose, Fiberoptic Cable | TRUE | FALSE |  | 175247
UTSW | 1089 | 7551089 |  |  |  |  | Olympus America Inc | CLV-190 | Light Sources, Rigid Endoscope/Multipurpose, Fiberoptic Cable | TRUE | FALSE |  | 175247
UTSW | C88071 | 7750347 |  |  |  |  | Olympus America Inc - Endoscope Div. | MU-5 | Tester, Leak, Endoscope | TRUE | FALSE |  | 175247
UTSW | C88069 | 7750348 |  |  |  |  | Olympus America Inc - Endoscope Div. | MU-4 | Tester, Leak, Endoscope | TRUE | FALSE |  | 175247
UTSW | 29013 | 7508917 |  |  |  |  | Olympus America Inc - Endoscope Div. | MU-3 | Tester, Leak, Endoscope | TRUE | FALSE |  | 175247
UTSW | C95904 | 2934772 |  |  |  |  | Olympus America Inc - Endoscopy Div. | OER-PRO | Disinfectors, Liquid Germicide, Flexible Endoscope | TRUE | FALSE |  | 175247
UTSW | C95902 | 2934767 |  |  |  |  | Olympus America Inc - Endoscopy Div. | OER-PRO | Disinfectors, Liquid Germicide, Flexible Endoscope | TRUE | FALSE |  | 175247
UTSW | C95901 | 2934545 |  |  |  |  | Olympus America Inc - Endoscopy Div. | OER-PRO | Disinfectors, Liquid Germicide, Flexible Endoscope | TRUE | FALSE |  | 175247
UTSW | C179836 | 7456021 |  |  |  |  | Olympus America Inc - Endoscopy Div. | CLV-190 EVIS EXERA III | Light Sources, Rigid Endoscope/Multipurpose, Fiberoptic Cable | TRUE | FALSE |  | 175247
UTSW | C174103 | MX2-313409 |  |  |  |  | Olympus America Inc - Endoscopy Div. | nCare | Cameras, Video, Endoscope | TRUE | FALSE |  | 175247
UTSW | C137086 | 2734022 |  |  |  |  | Olympus America Inc - Endoscopy Div. | OER-PRO | Disinfectors, Liquid Germicide, Flexible Endoscope | TRUE | FALSE |  | 175247
UTSW | C132331 | 2633355 |  |  |  |  | Olympus America Inc - Endoscopy Div. | OER-PRO | Washer/Disinfector, Endoscope | TRUE | FALSE |  | 175247
UTSW | C132330 | 2633353 |  |  |  |  | Olympus America Inc - Endoscopy Div. | OER-PRO | Washer/Disinfector, Endoscope | TRUE | FALSE |  | 175247
UTSW | C129475 | 4953170060427 |  |  |  |  | Olympus America Inc - Endoscopy Div. | MU-1 w/ MB-155 | Tester, Leak, Endoscope | TRUE | FALSE |  | 175247
UTSW | 517795 | 2734016 |  |  |  |  | Olympus America Inc - Endoscopy Div. | OER-PRO | Washer/Disinfector, Endoscope | TRUE | FALSE |  | 175247
UTSW | 517794 | 2733990 |  |  |  |  | Olympus America Inc - Endoscopy Div. | OER-PRO | Washer/Disinfector, Endoscope | TRUE | FALSE |  | 175247
UTSW | 503360 | 7551089 |  |  |  |  | Olympus America Inc - Endoscopy Div. | EVIS EXERA III | Endoscope, Gastroscope, Video | TRUE | FALSE |  | 175247
UTSW | 495753 | 7455115 |  |  |  |  | Olympus America Inc - Endoscopy Div. | CLV-190 EVIS EXERA III | Light Sources, Rigid Endoscope/Multipurpose, Fiberoptic Cable | TRUE | FALSE |  | 175247
UTSW | 2393722 | 2393722 |  |  |  |  | Olympus America Inc - Endoscopy Div. | Evis Exera III CF-HQ190L | Endoscope, Gastroscope, Video | TRUE | FALSE |  | 175247
UTSW | 2393717 | 2393717 |  |  |  |  | Olympus America Inc - Endoscopy Div. | Evis Exera III CF-HQ190L | Endoscope, Gastroscope, Video | TRUE | FALSE |  | 175247
UTSW | 2393080 | 2393080 |  |  |  |  | Olympus America Inc - Endoscopy Div. | Evis Exera III CF-HQ190L | Endoscope, Gastroscope, Video | TRUE | FALSE |  | 175247
UTSW | 2393067 | 2393067 |  |  |  |  | Olympus America Inc - Endoscopy Div. | Evis Exera III CF-HQ190L | Endoscope, Gastroscope, Video | TRUE | FALSE |  | 175247
UTSW | 2373495 | 2373495 |  |  |  |  | Olympus America Inc - Endoscopy Div. | Evis Exera III CF-HQ190L | Endoscope, Gastroscope, Video | TRUE | FALSE |  | 175247
UTSW | C137264 | 6D03137 |  |  |  |  | Olympus America Inc - Scientific | BX40 | Microscope, Diagnostic | TRUE | FALSE |  | 175247
UTSW | C103319 | 51162 |  |  |  |  | Optos North America | P200DTx | Panoramic Ophthalmoscope | TRUE | FALSE |  | 175247
UTSW | C93335 | 51956 |  |  |  |  | Optos North America A Nikon Co | California | Ophthalmoscopes, Scanning Laser | TRUE | FALSE |  | 175247
UTSW | 462313 | 51283 |  |  |  |  | PENTAX Medical Co | RLS 9100B | Rhinolaryngoscopes, Flexible, Video | TRUE | FALSE |  | 175247
UTSW | F080QF | F080QF |  |  |  |  | Philips Healthcare | D2cwc | Transducers, Ultrasonic | TRUE | FALSE |  | 175247
UTSW | F07V49 | F07V49 |  |  |  |  | Philips Healthcare | X5-1c | Transducers, Ultrasonic | TRUE | FALSE |  | 175247
UTSW | F03C7H | F03C7H |  |  |  |  | Philips Healthcare | C9-2 | Transducers, Ultrasonic | TRUE | FALSE |  | 175247
UTSW | F038KV | F038KV |  |  |  |  | Philips Healthcare | D2cwc | Transducers, Ultrasonic | TRUE | FALSE |  | 175247
UTSW | C63910 | DE45263368 |  |  |  |  | Philips Healthcare | M3012A | Monitors, Physiologic, Multipurpose, Bedside, Modular | TRUE | FALSE |  | 175247
UTSW | C62169 | DE45263226 |  |  |  |  | Philips Healthcare | M3012A | Monitors, Physiologic, Multipurpose, Bedside, Modular | TRUE | FALSE |  | 175247
UTSW | C62166 | DE45263168 |  |  |  |  | Philips Healthcare | M3012A | Monitors, Physiologic, Multipurpose, Bedside, Modular | TRUE | FALSE |  | 175247
UTSW | C62156 | DE45263218 |  |  |  |  | Philips Healthcare | M3012A | Monitors, Physiologic, Multipurpose, Bedside, Modular | TRUE | FALSE |  | 175247
UTSW | C62137 | DE45263215 |  |  |  |  | Philips Healthcare | M3012A | Monitors, Physiologic, Multipurpose, Bedside, Modular | TRUE | FALSE |  | 175247
UTSW | C60079 | DE83762471 |  |  |  |  | Philips Healthcare | M3012A | Monitors, Physiologic, Multipurpose, Bedside, Modular | TRUE | FALSE |  | 175247
UTSW | C50656 | DE45263180 |  |  |  |  | Philips Healthcare | M3012A | Monitors, Physiologic, Multipurpose, Bedside, Modular | TRUE | FALSE |  | 175247
UTSW | C50638 | DE45263168 |  |  |  |  | Philips Healthcare | M3012A | Monitors, Physiologic, Multipurpose, Bedside, Modular | TRUE | FALSE |  | 175247
UTSW | C50635 | DE45263198 |  |  |  |  | Philips Healthcare | M3012A | Monitors, Physiologic, Multipurpose, Bedside, Modular | TRUE | FALSE |  | 175247
UTSW | C50604 | DE45263175 |  |  |  |  | Philips Healthcare | M3012A | Monitors, Physiologic, Multipurpose, Bedside, Modular | TRUE | FALSE |  | 175247
UTSW | C50588 | DE45263182 |  |  |  |  | Philips Healthcare | M3012A | Monitors, Physiologic, Multipurpose, Bedside, Modular | TRUE | FALSE |  | 175247
UTSW | C50571 | DE45263174 |  |  |  |  | Philips Healthcare | M3012A | Monitors, Physiologic, Multipurpose, Bedside, Modular | TRUE | FALSE |  | 175247
UTSW | C183383 | DE69577475 |  |  |  |  | Philips Healthcare | IntelliVue MX800 | Monitors, Physiologic, Multipurpose, Bedside, Modular | TRUE | FALSE |  | 175247
UTSW | C183001 | DE50886492UH |  |  |  |  | Philips Healthcare | IntelliVue MX800 | Monitors, Physiologic, Multipurpose, Bedside, Modular | TRUE | FALSE |  | 175247
UTSW | C179952 | DE45275428 |  |  |  |  | Philips Healthcare | M3012A | Monitors, Physiologic, Multipurpose, Bedside, Modular | TRUE | FALSE |  | 175247
UTSW | C179766 | DE671N5083 |  |  |  |  | Philips Healthcare | IntelliVue MX450 | Monitors, Physiologic, Multipurpose, Bedside, Modular | TRUE | FALSE |  | 175247
UTSW | C174539 | DE671N5053 |  |  |  |  | Philips Healthcare | IntelliVue MX450 | Monitors, Physiologic, Multipurpose, Bedside, Modular | TRUE | FALSE |  | 175247
UTSW | C174430 | DE671H8495 |  |  |  |  | Philips Healthcare | IntelliVue MX450 | Monitors, Physiologic, Multipurpose, Bedside, Modular | TRUE | FALSE |  | 175247
UTSW | c170942 | US625B2051 |  |  |  |  | Philips Healthcare | EPIQ 5G | Ultrasound, Imaging, Multipurpose | TRUE | FALSE |  | 175247
UTSW | C166002 | DE8090CF05 |  |  |  |  | Philips Healthcare | IntelliVue X3 | Monitors, Physiologic, Multipurpose, Bedside, Modular | TRUE | FALSE |  | 175247
UTSW | C160269 | DE7770DV1H |  |  |  |  | Philips Healthcare | IntelliVue MX450 | Monitors, Physiologic, Multipurpose, Bedside, Modular | TRUE | FALSE |  | 175247
UTSW | C160265 | DE7770DV3F |  |  |  |  | Philips Healthcare | IntelliVue MX550 | Monitors, Physiologic, Multipurpose, Bedside, Modular | TRUE | FALSE |  | 175247
UTSW | C160263 | DE7770DV3G |  |  |  |  | Philips Healthcare | IntelliVue MX550 | Monitors, Physiologic, Multipurpose, Bedside, Modular | TRUE | FALSE |  | 175247
UTSW | C144822 | DE34533329 |  |  |  |  | Philips Healthcare | IntelliVue MX800 | Monitors, Physiologic, Multipurpose, Bedside, Modular | TRUE | FALSE |  | 175247
UTSW | C142557 | DE45276147 |  |  |  |  | Philips Healthcare | M3012A | Monitors, Physiologic, Multipurpose, Bedside, Modular | TRUE | FALSE |  | 175247
UTSW | C138966 | DE7770CV2J |  |  |  |  | Philips Healthcare | IntelliVue MX450 | Monitors, Physiologic, Multipurpose, Bedside, Modular | TRUE | FALSE |  | 175247
UTSW | C138957 | DE7770CV0N |  |  |  |  | Philips Healthcare | IntelliVue MX450 | Monitors, Physiologic, Multipurpose, Bedside, Modular | TRUE | FALSE |  | 175247
UTSW | C133988 | US924B0200 |  |  |  |  | Philips Healthcare | EPIQ Elite | Ultrasound, Imaging, Multipurpose | TRUE | FALSE |  | 175247
UTSW | C133987 | US924B0251 |  |  |  |  | Philips Healthcare | EPIQ Elite | Ultrasound, Imaging, Multipurpose | TRUE | FALSE |  | 175247
UTSW | C133986 | US924B0250 |  |  |  |  | Philips Healthcare | EPIQ Elite | Ultrasound, Imaging, Multipurpose | TRUE | FALSE |  | 175247
UTSW | C133985 | US924B0249 |  |  |  |  | Philips Healthcare | EPIQ Elite | Ultrasound, Imaging, Multipurpose | TRUE | FALSE |  | 175247
UTSW | C133504 | DE7770CG7C |  |  |  |  | Philips Healthcare | IntelliVue MX450 | Monitors, Physiologic, Multipurpose, Bedside, Modular | TRUE | FALSE |  | 175247
UTSW | C133502 | DE7770CG6P |  |  |  |  | Philips Healthcare | IntelliVue MX450 | Monitors, Physiologic, Multipurpose, Bedside, Modular | TRUE | FALSE |  | 175247
UTSW | C133501 | DE7770CG6T |  |  |  |  | Philips Healthcare | IntelliVue MX450 | Monitors, Physiologic, Multipurpose, Bedside, Modular | TRUE | FALSE |  | 175247
UTSW | C133500 | DE7770CG6R |  |  |  |  | Philips Healthcare | IntelliVue MX450 | Monitors, Physiologic, Multipurpose, Bedside, Modular | TRUE | FALSE |  | 175247
UTSW | C133499 | DE7770CG6V |  |  |  |  | Philips Healthcare | IntelliVue MX450 | Monitors, Physiologic, Multipurpose, Bedside, Modular | TRUE | FALSE |  | 175247
UTSW | C133497 | DE7770CG79 |  |  |  |  | Philips Healthcare | IntelliVue MX450 | Monitors, Physiologic, Multipurpose, Bedside, Modular | TRUE | FALSE |  | 175247
UTSW | C133496 | DE7770CG6N |  |  |  |  | Philips Healthcare | IntelliVue MX450 | Monitors, Physiologic, Multipurpose, Bedside, Modular | TRUE | FALSE |  | 175247
UTSW | C133495 | DE7770CG6M |  |  |  |  | Philips Healthcare | IntelliVue MX450 | Monitors, Physiologic, Multipurpose, Bedside, Modular | TRUE | FALSE |  | 175247
UTSW | C133494 | DE7770CG6U |  |  |  |  | Philips Healthcare | IntelliVue MX450 | Monitors, Physiologic, Multipurpose, Bedside, Modular | TRUE | FALSE |  | 175247
UTSW | C133493 | DE7770CG7D |  |  |  |  | Philips Healthcare | IntelliVue MX450 | Monitors, Physiologic, Multipurpose, Bedside, Modular | TRUE | FALSE |  | 175247
UTSW | C133492 | DE7770CG7A |  |  |  |  | Philips Healthcare | IntelliVue MX450 | Monitors, Physiologic, Multipurpose, Bedside, Modular | TRUE | FALSE |  | 175247
UTSW | C133490 | DE7770CG7E |  |  |  |  | Philips Healthcare | IntelliVue MX450 | Monitors, Physiologic, Multipurpose, Bedside, Modular | TRUE | FALSE |  | 175247
UTSW | C133484 | DE7840AVZ2 |  |  |  |  | Philips Healthcare | IntelliVue X3 | Monitors, Physiologic, Multipurpose, Bedside, Modular | TRUE | FALSE |  | 175247
UTSW | C132036 | US123B0590 |  |  |  |  | Philips Healthcare | EPIQ CVx | Ultrasound, Imaging, Multipurpose | TRUE | FALSE |  | 175247
UTSW | C128337 | 45361605914 |  |  |  |  | Philips Healthcare | L18-5 | Transducers, Ultrasonic | TRUE | FALSE |  | 175247
UTSW | C124422 | USN22B0003 |  |  |  |  | Philips Healthcare | EPIQ CVx | Ultrasound, Imaging, Multipurpose | TRUE | FALSE |  | 175247
UTSW | C121305 | usd21b0131 |  |  |  |  | Philips Healthcare | L15-7io | Transducers, Ultrasonic | TRUE | FALSE |  | 175247
UTSW | C121304 | F045BZ |  |  |  |  | Philips Healthcare | C5-1 Transducer | Transducers, Ultrasonic | TRUE | FALSE |  | 175247
UTSW | C121303 | F03ZYW |  |  |  |  | Philips Healthcare | L12-3 Ergo | Transducers, Ultrasonic | TRUE | FALSE |  | 175247
UTSW | C119962 | 400019 |  |  |  |  | Philips Healthcare | SyncVision | Software, Ultrasonic Scanning, Intravascular | TRUE | FALSE |  | 175247
UTSW | C119961 | 400083 |  |  |  |  | Philips Healthcare | SyncVision | Software, Ultrasonic Scanning, Intravascular | TRUE | FALSE |  | 175247
UTSW | C119827 | 47292 |  |  |  |  | Philips Healthcare | Ingenia Ambition 1.5T X | Scanning Systems, Magnetic Resonance Imaging | TRUE | FALSE |  | 175247
UTSW | C118647 | DE69744349 |  |  |  |  | Philips Healthcare | M3012A | Monitors, Physiologic, Multipurpose, Bedside, Modular | TRUE | FALSE |  | 175247
UTSW | C118263 | DE50886463 |  |  |  |  | Philips Healthcare | IntelliVue MX800 | Monitors, Physiologic, Multipurpose, Bedside, Modular | TRUE | FALSE |  | 175247
UTSW | C118065 | DE70398321 |  |  |  |  | Philips Healthcare | IntelliVue MX800 | Monitors, Physiologic, Multipurpose, Bedside, Modular | TRUE | FALSE |  | 175247
UTSW | C117203 | 21B39BGB |  |  |  |  | Philips Healthcare | X8-2t | Transducers, Ultrasonic | TRUE | FALSE |  | 175247
UTSW | C117202 | 21B39BC8 |  |  |  |  | Philips Healthcare | X8-2t | Transducers, Ultrasonic | TRUE | FALSE |  | 175247
UTSW | C115107 | 7060 |  |  |  |  | Philips Healthcare | Brilliance CT Big Bore | Radiotherapy Simulation Systems, Computed Tomography-Based | TRUE | FALSE |  | 175247
UTSW | C111768 | DE50856204 |  |  |  |  | Philips Healthcare | IntelliVue MX800 | Monitors, Physiologic, Multipurpose, Bedside, Modular | TRUE | FALSE |  | 175247
UTSW | C106462 | DE45269671 |  |  |  |  | Philips Healthcare | M3012A | Monitors, Physiologic, Multipurpose, Bedside, Modular | TRUE | FALSE |  | 175247
UTSW | B39B95 | B39B95 |  |  |  |  | Philips Healthcare | X8-2t | Transducers, Ultrasonic | TRUE | FALSE |  | 175247
UTSW | B2BNXX | B2BNXX |  |  |  |  | Philips Healthcare | X8-2t | Transducers, Ultrasonic | TRUE | FALSE |  | 175247
UTSW | 496237 | 10 |  |  |  |  | Philips Healthcare |  | CT | TRUE | FALSE |  | 175247
UTSW | 495695 | de34533325 |  |  |  |  | Philips Healthcare | IntelliVue MX800 | Monitors, Physiologic, Multipurpose, Bedside, Modular | TRUE | FALSE |  | 175247
UTSW | 493881 | DE47734691 |  |  |  |  | Philips Healthcare | IntelliVue MX800 | Monitors, Physiologic, Multipurpose, Bedside, Modular | TRUE | FALSE |  | 175247
UTSW | 493861 | DE47734743 |  |  |  |  | Philips Healthcare | IntelliVue MX800 | Monitors, Physiologic, Multipurpose, Bedside, Modular | TRUE | FALSE |  | 175247
UTSW | 493192 | de34533326 |  |  |  |  | Philips Healthcare | IntelliVue MX800 | Monitors, Physiologic, Multipurpose, Bedside, Modular | TRUE | FALSE |  | 175247
UTSW | 447727 | 453567079601 |  |  |  |  | Philips Healthcare | Brilliance CT Big Bore | Radiotherapy Simulation Systems, Computed Tomography-Based | TRUE | FALSE |  | 175247
UTSW | 24090 | BORB38 |  |  |  |  | Philips Healthcare | S7-2 Omni | Transducers, Ultrasonic | TRUE | FALSE |  | 175247
UTSW | 24089 | BO97FP |  |  |  |  | Philips Healthcare | S7-2 Omni | Transducers, Ultrasonic | TRUE | FALSE |  | 175247
UTSW | 24088 | BOD36X |  |  |  |  | Philips Healthcare | S7-2 Omni | Transducers, Ultrasonic | TRUE | FALSE |  | 175247
UTSW | 13031 | US97405917 |  |  |  |  | Philips Healthcare | 21369A Omni II TEE | Transducers, Ultrasonic | TRUE | FALSE |  | 175247
UTSW | 13022 | 21369-68000-02M6QQ |  |  |  |  | Philips Healthcare | 21369A Omni II TEE | Transducers, Ultrasonic | TRUE | FALSE |  | 175247
UTSW | 11950 | US97403646 |  |  |  |  | Philips Healthcare | 21369A Omni II TEE | Transducers, Ultrasonic | TRUE | FALSE |  | 175247
UTSW | 11949 | US10430622 |  |  |  |  | Philips Healthcare | 21381A | Transducers, Ultrasonic | TRUE | FALSE |  | 175247
UTSW | T00120 | 70 |  |  |  |  | Philips Healthcare - Imaging Systems | VERADIUS 1.2 NEO | X-Ray Unit, C-Arm, Mobile | TRUE | FALSE |  | 175247
UTSW | T00104 | US125B1123 |  |  |  |  | Philips Healthcare - Imaging Systems | EPIQ CVx | Ultrasound, Imaging, Multipurpose | TRUE | FALSE |  | 175247
UTSW | F0D397 | F0D397 |  |  |  |  | Philips Healthcare - Imaging Systems | D2CWC Transducer | Ultrasound, Imaging, Transducer | TRUE | FALSE |  | 175247
UTSW | F0D396 | F0D396 |  |  |  |  | Philips Healthcare - Imaging Systems | D2CWC Transducer | Ultrasound, Imaging, Transducer | TRUE | FALSE |  | 175247
UTSW | F0CPNC | F0CPNC |  |  |  |  | Philips Healthcare - Imaging Systems | X5-1c Transducer | Ultrasound, Imaging, Transducer | TRUE | FALSE |  | 175247
UTSW | F0CP5Z | F0CP5Z |  |  |  |  | Philips Healthcare - Imaging Systems | X5-1c Transducer | Ultrasound, Imaging, Transducer | TRUE | FALSE |  | 175247
UTSW | F0C2ND | F0C2ND |  |  |  |  | Philips Healthcare - Imaging Systems | X8-2t TEE | Ultrasound, Imaging, Transducer | TRUE | FALSE |  | 175247
UTSW | F09VCN | F09VCN |  |  |  |  | Philips Healthcare - Imaging Systems | L15-7io Transducer | Ultrasound, Imaging, Transducer | TRUE | FALSE |  | 175247
UTSW | F06GHP | F06GHP |  |  |  |  | Philips Healthcare - Imaging Systems | eL18-4 | Transducers, Ultrasonic | TRUE | FALSE |  | 175247
UTSW | F06DZW | F06DZW |  |  |  |  | Philips Healthcare - Imaging Systems | eL18-4 | Transducers, Ultrasonic | TRUE | FALSE |  | 175247
UTSW | F06CRC | F06CRC |  |  |  |  | Philips Healthcare - Imaging Systems | eL18-4 | Transducers, Ultrasonic | TRUE | FALSE |  | 175247
UTSW | F0696Z | F0696Z |  |  |  |  | Philips Healthcare - Imaging Systems | eL18-4 | Transducers, Ultrasonic | TRUE | FALSE |  | 175247
UTSW | F06105 | F06105 |  |  |  |  | Philips Healthcare - Imaging Systems | eL18-4 | Transducers, Ultrasonic | TRUE | FALSE |  | 175247
UTSW | C94474 | US519B0875 |  |  |  |  | Philips Healthcare - Imaging Systems | EPIQ 7C | Ultrasound, Imaging, Multipurpose | TRUE | FALSE |  | 175247
UTSW | C93299 | Us618c1031 |  |  |  |  | Philips Healthcare - Imaging Systems | EPIQ 5G | Ultrasound, Imaging, Multipurpose | TRUE | FALSE |  | 175247
UTSW | C93298 | US618C1030 |  |  |  |  | Philips Healthcare - Imaging Systems | EPIQ 5G | Ultrasound, Imaging, Multipurpose | TRUE | FALSE |  | 175247
UTSW | C93297 | Us618c1027 |  |  |  |  | Philips Healthcare - Imaging Systems | EPIQ 5G | Ultrasound, Imaging, Multipurpose | TRUE | FALSE |  | 175247
UTSW | C93296 | US618C1028 |  |  |  |  | Philips Healthcare - Imaging Systems | EPIQ 5G | Ultrasound, Imaging, Multipurpose | TRUE | FALSE |  | 175247
UTSW | C93266 | US318B2188 |  |  |  |  | Philips Healthcare - Imaging Systems | EPIQ 7C | Ultrasound, Imaging, Multipurpose | TRUE | FALSE |  | 175247
UTSW | C93263 | US318B2190 |  |  |  |  | Philips Healthcare - Imaging Systems | EPIQ 7C | Ultrasound, Imaging, Multipurpose | TRUE | FALSE |  | 175247
UTSW | C93254 | US316B1078 |  |  |  |  | Philips Healthcare - Imaging Systems | EPIQ 7C | Ultrasound, Imaging, Multipurpose | TRUE | FALSE |  | 175247
UTSW | C93248 | US318B2186 |  |  |  |  | Philips Healthcare - Imaging Systems | EPIQ 7C | Ultrasound, Imaging, Multipurpose | TRUE | FALSE |  | 175247
UTSW | C93230 | Us31882187 |  |  |  |  | Philips Healthcare - Imaging Systems | EPIQ 7G | Ultrasound, Imaging, Multipurpose | TRUE | FALSE |  | 175247
UTSW | C93228 | Us318b2189 |  |  |  |  | Philips Healthcare - Imaging Systems | EPIQ 7G | Ultrasound, Imaging, Multipurpose | TRUE | FALSE |  | 175247
UTSW | C92758 | Us618c1029 |  |  |  |  | Philips Healthcare - Imaging Systems | EPIQ 5G | Ultrasound, Imaging, Multipurpose | TRUE | FALSE |  | 175247
UTSW | C160517 | US623B1336 |  |  |  |  | Philips Healthcare - Imaging Systems | EPIQ CVx | Ultrasound, Imaging, Multipurpose | TRUE | FALSE |  | 175247
UTSW | C145320 | 5 |  |  |  |  | Philips Healthcare - Imaging Systems | Lumiguide | Ultrasound, Imaging, Vascular Access | TRUE | FALSE |  | 175247
UTSW | C139828 | SN16000044 |  |  |  |  | Philips Healthcare - Imaging Systems | MultiDiagnost Eleva FD | Radiographic/Fluoroscopic Systems, General-Purpose | TRUE | FALSE |  | 175247
UTSW | C139779 | 37 |  |  |  |  | Philips Healthcare - Imaging Systems | Lumiguide | Ultrasound, Imaging, Vascular Access | TRUE | FALSE |  | 175247
UTSW | C139778 | 519 |  |  |  |  | Philips Healthcare - Imaging Systems | Azurion 7 M20 | Radiographic/Fluoroscopic Systems, Angiography/Interventional | TRUE | FALSE |  | 175247
UTSW | C136435 | 100649 |  |  |  |  | Philips Healthcare - Imaging Systems | Brilliance iCT | Scanning Systems, Computed Tomography | TRUE | FALSE |  | 175247
UTSW | C136351 | US819B1406 |  |  |  |  | Philips Healthcare - Imaging Systems | EPIQ CVx | Ultrasound, Imaging, Multipurpose | TRUE | FALSE |  | 175247
UTSW | C133973 | US824B1815 |  |  |  |  | Philips Healthcare - Imaging Systems | EPIQ CVx | Ultrasound, Imaging, Multipurpose | TRUE | FALSE |  | 175247
UTSW | C133386 | US922B0311 |  |  |  |  | Philips Healthcare - Imaging Systems | Epiq Elite | Ultrasound, Imaging, Multipurpose | TRUE | FALSE |  | 175247
UTSW | C133135 | US016B0925 |  |  |  |  | Philips Healthcare - Imaging Systems | EPIQ 7C | Ultrasound, Imaging, Multipurpose | TRUE | FALSE |  | 175247
UTSW | C133012 | 4146 |  |  |  |  | Philips Healthcare - Imaging Systems | Zenition 70 w/ 26 x 26 cm Flat Detector | X-Ray Unit, C-Arm, Mobile | TRUE | FALSE |  | 175247
UTSW | C129413 | 71031 |  |  |  |  | Philips Healthcare - Imaging Systems | INGENIA 3T | MRI Unit, 3.0T | TRUE | FALSE |  | 175247
UTSW | C121579 | 100368 |  |  |  |  | Philips Healthcare - Imaging Systems | Brilliance iCT | Scanning Systems, Computed Tomography | TRUE | FALSE |  | 175247
UTSW | C120093 | US821B1514 |  |  |  |  | Philips Healthcare - Imaging Systems | EPIQ CVx | Ultrasound, Imaging, Multipurpose | TRUE | FALSE |  | 175247
UTSW | C116544 | US622B0893 |  |  |  |  | Philips Healthcare - Imaging Systems | EPIQ CVx | Ultrasound, Imaging, Multipurpose | TRUE | FALSE |  | 175247
UTSW | C112015 | 265 |  |  |  |  | Philips Healthcare - Imaging Systems | Zenition 70 | X-Ray Unit, C-Arm, Mobile | TRUE | FALSE |  | 175247
UTSW | C106792 | 878 |  |  |  |  | Philips Healthcare - Imaging Systems | Zenition 70 | X-Ray Unit, C-Arm, Mobile | TRUE | FALSE |  | 175247
UTSW | C104727 | 407 |  |  |  |  | Philips Healthcare - Imaging Systems | Veradius Neo | X-Ray Unit, C-Arm, Mobile | TRUE | FALSE |  | 175247
UTSW | C103868 | 88 |  |  |  |  | Philips Healthcare - Imaging Systems | VERADIUS 1.2 NEO | X-Ray Unit, C-Arm, Mobile | TRUE | FALSE |  | 175247
UTSW | 508375 | 860049 |  |  |  |  | Philips Healthcare - Imaging Systems | IQon Elite Spectral CT | Scanning Systems, Computed Tomography | TRUE | FALSE |  | 175247
UTSW | 496187 | 71073 |  |  |  |  | Philips Healthcare - Imaging Systems | Ingenia 3.0T | Scanning Systems, Magnetic Resonance Imaging | TRUE | FALSE |  | 175247
UTSW | 496185 | 41066 |  |  |  |  | Philips Healthcare - Imaging Systems | Ingenia 1.5T | Scanning Systems, Magnetic Resonance Imaging | TRUE | FALSE |  | 175247
UTSW | 495750 | 237 |  |  |  |  | Philips Healthcare - Imaging Systems | MultiDiagnost Eleva FD | Radiographic/Fluoroscopic Systems, General-Purpose | TRUE | FALSE |  | 175247
UTSW | 494787 | 227 |  |  |  |  | Philips Healthcare - Imaging Systems | FD 20 | Radiographic/Fluoroscopic Systems, Angiography/Interventional | TRUE | FALSE |  | 175247
UTSW | 494783 | 195 |  |  |  |  | Philips Healthcare - Imaging Systems | FD 20 COMBO | Radiographic/Fluoroscopic Systems, Angiography/Interventional | TRUE | FALSE |  | 175247
UTSW | 494781 | 49 |  |  |  |  | Philips Healthcare - Imaging Systems | FD 10/10 BIPLANE | Radiographic/Fluoroscopic Systems, Angiography/Interventional | TRUE | FALSE |  | 175247
UTSW | 494775 | 228 (4) |  |  |  |  | Philips Healthcare - Imaging Systems | FD 20 | Radiographic/Fluoroscopic Systems, Angiography/Interventional | TRUE | FALSE |  | 175247
UTSW | 494773 | 229 |  |  |  |  | Philips Healthcare - Imaging Systems | FD 20 | Radiographic/Fluoroscopic Systems, Angiography/Interventional | TRUE | FALSE |  | 175247
UTSW | 494764 | 194 |  |  |  |  | Philips Healthcare - Imaging Systems | FD 20 COMBO | Radiographic/Fluoroscopic Systems, Angiography/Interventional | TRUE | FALSE |  | 175247
UTSW | 494762 | 197 |  |  |  |  | Philips Healthcare - Imaging Systems | FD 20 COMBO | Radiographic/Fluoroscopic Systems, Angiography/Interventional | TRUE | FALSE |  | 175247
UTSW | 494757 | 46 |  |  |  |  | Philips Healthcare - Imaging Systems | FD 20/20 BIPLANE | Radiographic/Fluoroscopic Systems, Angiography/Interventional | TRUE | FALSE |  | 175247
UTSW | 494747 | 217 |  |  |  |  | Philips Healthcare - Imaging Systems | FD 20 FLEXMOVE | Radiographic/Fluoroscopic Systems, Angiography/Interventional | TRUE | FALSE |  | 175247
UTSW | 494053 | 410 |  |  |  |  | Philips Healthcare - Imaging Systems | Veradius Neo | X-Ray Unit, C-Arm, Mobile | TRUE | FALSE |  | 175247
UTSW | 493221 | 178 |  |  |  |  | Philips Healthcare - Imaging Systems | MultiDiagnost Eleva FD | Radiographic/Fluoroscopic Systems, General-Purpose | TRUE | FALSE |  | 175247
UTSW | 460088 | 17414 |  |  |  |  | Philips Healthcare - Imaging Systems | ACHIEVA 3.0 T | Scanning Systems, Magnetic Resonance Imaging | TRUE | FALSE |  | 175247
UTSW | DE50851055 | DE50851055 |  |  |  |  | Philips Healthcare - Monitoring Systems | IntelliVue MX800 | Monitors, Physiologic, Multipurpose, Bedside, Modular | TRUE | FALSE |  | 175247
UTSW | DE35153511 | DE35153511 |  |  |  |  | Philips Healthcare - Monitoring Systems | IntelliVue MX450 | Monitors, Physiologic, Multipurpose, Bedside, Modular | TRUE | FALSE |  | 175247
UTSW | DE35153509 | DE35153509 |  |  |  |  | Philips Healthcare - Monitoring Systems | IntelliVue MX450 | Monitors, Physiologic, Multipurpose, Bedside, Modular | TRUE | FALSE |  | 175247
UTSW | C97491 | DE671H3100 |  |  |  |  | Philips Healthcare - Monitoring Systems | IntelliVue MX450 | Monitors, Physiologic, Multipurpose, Bedside, Modular | TRUE | FALSE |  | 175247
UTSW | C97490 | DE671H3107 |  |  |  |  | Philips Healthcare - Monitoring Systems | IntelliVue MX450 | Monitors, Physiologic, Multipurpose, Bedside, Modular | TRUE | FALSE |  | 175247
UTSW | C97488 | DE671H3101 |  |  |  |  | Philips Healthcare - Monitoring Systems | IntelliVue MX450 | Monitors, Physiologic, Multipurpose, Bedside, Modular | TRUE | FALSE |  | 175247
UTSW | C97487 | DE671H3091 |  |  |  |  | Philips Healthcare - Monitoring Systems | IntelliVue MX450 | Monitors, Physiologic, Multipurpose, Bedside, Modular | TRUE | FALSE |  | 175247
UTSW | C97486 | DE671H3093 |  |  |  |  | Philips Healthcare - Monitoring Systems | IntelliVue MX450 | Monitors, Physiologic, Multipurpose, Bedside, Modular | TRUE | FALSE |  | 175247
UTSW | C97485 | DE671H3114 |  |  |  |  | Philips Healthcare - Monitoring Systems | IntelliVue MX450 | Monitors, Physiologic, Multipurpose, Bedside, Modular | TRUE | FALSE |  | 175247
UTSW | C97484 | DE671H3099 |  |  |  |  | Philips Healthcare - Monitoring Systems | IntelliVue MX450 | Monitors, Physiologic, Multipurpose, Bedside, Modular | TRUE | FALSE |  | 175247
UTSW | C97483 | DE671H3110 |  |  |  |  | Philips Healthcare - Monitoring Systems | IntelliVue MX450 | Monitors, Physiologic, Multipurpose, Bedside, Modular | TRUE | FALSE |  | 175247
UTSW | C97482 | DE671H3111 |  |  |  |  | Philips Healthcare - Monitoring Systems | IntelliVue MX450 | Monitors, Physiologic, Multipurpose, Bedside, Modular | TRUE | FALSE |  | 175247
UTSW | C97481 | DE671H3105 |  |  |  |  | Philips Healthcare - Monitoring Systems | IntelliVue MX450 | Monitors, Physiologic, Multipurpose, Bedside, Modular | TRUE | FALSE |  | 175247
UTSW | C97480 | DE671H3117 |  |  |  |  | Philips Healthcare - Monitoring Systems | IntelliVue MX450 | Monitors, Physiologic, Multipurpose, Bedside, Modular | TRUE | FALSE |  | 175247
UTSW | C96527 | DE671G6013 |  |  |  |  | Philips Healthcare - Monitoring Systems | IntelliVue MX450 | Monitors, Physiologic, Multipurpose, Bedside, Modular | TRUE | FALSE |  | 175247
UTSW | C96523 | DE671G6012 |  |  |  |  | Philips Healthcare - Monitoring Systems | IntelliVue MX450 | Monitors, Physiologic, Multipurpose, Bedside, Modular | TRUE | FALSE |  | 175247
UTSW | C95934 | DE671K1939 |  |  |  |  | Philips Healthcare - Monitoring Systems | IntelliVue MX450 | Monitors, Physiologic, Multipurpose, Bedside, Modular | TRUE | FALSE |  | 175247
UTSW | C95933 | DE671K1940 |  |  |  |  | Philips Healthcare - Monitoring Systems | IntelliVue MX450 | Monitors, Physiologic, Multipurpose, Bedside, Modular | TRUE | FALSE |  | 175247
UTSW | C95930 | DE671K1906 |  |  |  |  | Philips Healthcare - Monitoring Systems | IntelliVue MX450 | Monitors, Physiologic, Multipurpose, Bedside, Modular | TRUE | FALSE |  | 175247
UTSW | C95929 | DE671K1930 |  |  |  |  | Philips Healthcare - Monitoring Systems | IntelliVue MX450 | Monitors, Physiologic, Multipurpose, Bedside, Modular | TRUE | FALSE |  | 175247
UTSW | C95928 | DE671K1937 |  |  |  |  | Philips Healthcare - Monitoring Systems | IntelliVue MX450 | Monitors, Physiologic, Multipurpose, Bedside, Modular | TRUE | FALSE |  | 175247
UTSW | C95927 | DE671K1905 |  |  |  |  | Philips Healthcare - Monitoring Systems | IntelliVue MX450 | Monitors, Physiologic, Multipurpose, Bedside, Modular | TRUE | FALSE |  | 175247
UTSW | C95925 | DE671K1916 |  |  |  |  | Philips Healthcare - Monitoring Systems | IntelliVue MX450 | Monitors, Physiologic, Multipurpose, Bedside, Modular | TRUE | FALSE |  | 175247
UTSW | C95923 | DE671K1965 |  |  |  |  | Philips Healthcare - Monitoring Systems | IntelliVue MX450 | Monitors, Physiologic, Multipurpose, Bedside, Modular | TRUE | FALSE |  | 175247
UTSW | C95922 | DE671K1927 |  |  |  |  | Philips Healthcare - Monitoring Systems | IntelliVue MX450 | Monitors, Physiologic, Multipurpose, Bedside, Modular | TRUE | FALSE |  | 175247
UTSW | C95920 | DE671J7100 |  |  |  |  | Philips Healthcare - Monitoring Systems | IntelliVue MX450 | Monitors, Physiologic, Multipurpose, Bedside, Modular | TRUE | FALSE |  | 175247
UTSW | C95916 | DE671K1928 |  |  |  |  | Philips Healthcare - Monitoring Systems | IntelliVue MX450 | Monitors, Physiologic, Multipurpose, Bedside, Modular | TRUE | FALSE |  | 175247
UTSW | C95914 | DE671K1909 |  |  |  |  | Philips Healthcare - Monitoring Systems | IntelliVue MX450 | Monitors, Physiologic, Multipurpose, Bedside, Modular | TRUE | FALSE |  | 175247
UTSW | C95910 | DE671K1915 |  |  |  |  | Philips Healthcare - Monitoring Systems | IntelliVue MX450 | Monitors, Physiologic, Multipurpose, Bedside, Modular | TRUE | FALSE |  | 175247
UTSW | C95908 | DE671K1919 |  |  |  |  | Philips Healthcare - Monitoring Systems | IntelliVue MX450 | Monitors, Physiologic, Multipurpose, Bedside, Modular | TRUE | FALSE |  | 175247
UTSW | C95907 | DE671K1931 |  |  |  |  | Philips Healthcare - Monitoring Systems | IntelliVue MX450 | Monitors, Physiologic, Multipurpose, Bedside, Modular | TRUE | FALSE |  | 175247
UTSW | C95890 | DE671K1923 |  |  |  |  | Philips Healthcare - Monitoring Systems | IntelliVue MX450 | Monitors, Physiologic, Multipurpose, Bedside, Modular | TRUE | FALSE |  | 175247
UTSW | C95889 | DE671K1926 |  |  |  |  | Philips Healthcare - Monitoring Systems | IntelliVue MX450 | Monitors, Physiologic, Multipurpose, Bedside, Modular | TRUE | FALSE |  | 175247
UTSW | C95888 | DE671K1911 |  |  |  |  | Philips Healthcare - Monitoring Systems | IntelliVue MX450 | Monitors, Physiologic, Multipurpose, Bedside, Modular | TRUE | FALSE |  | 175247
UTSW | C95887 | DE671K1933 |  |  |  |  | Philips Healthcare - Monitoring Systems | IntelliVue MX450 | Monitors, Physiologic, Multipurpose, Bedside, Modular | TRUE | FALSE |  | 175247
UTSW | C95886 | DE671K1922 |  |  |  |  | Philips Healthcare - Monitoring Systems | IntelliVue MX450 | Monitors, Physiologic, Multipurpose, Bedside, Modular | TRUE | FALSE |  | 175247
UTSW | C95885 | DE671K1908 |  |  |  |  | Philips Healthcare - Monitoring Systems | IntelliVue MX450 | Monitors, Physiologic, Multipurpose, Bedside, Modular | TRUE | FALSE |  | 175247
UTSW | C95884 | DE671K1935 |  |  |  |  | Philips Healthcare - Monitoring Systems | IntelliVue MX450 | Monitors, Physiologic, Multipurpose, Bedside, Modular | TRUE | FALSE |  | 175247
UTSW | C95883 | DE671K1950 |  |  |  |  | Philips Healthcare - Monitoring Systems | IntelliVue MX450 | Monitors, Physiologic, Multipurpose, Bedside, Modular | TRUE | FALSE |  | 175247
UTSW | C95880 | DE671K1921 |  |  |  |  | Philips Healthcare - Monitoring Systems | IntelliVue MX450 | Monitors, Physiologic, Multipurpose, Bedside, Modular | TRUE | FALSE |  | 175247
UTSW | C95878 | DE671K1953 |  |  |  |  | Philips Healthcare - Monitoring Systems | IntelliVue MX450 | Monitors, Physiologic, Multipurpose, Bedside, Modular | TRUE | FALSE |  | 175247
UTSW | C95857 | DE671J7034 |  |  |  |  | Philips Healthcare - Monitoring Systems | IntelliVue MX450 | Monitors, Physiologic, Multipurpose, Bedside, Modular | TRUE | FALSE |  | 175247
UTSW | C95856 | DE671J7035 |  |  |  |  | Philips Healthcare - Monitoring Systems | IntelliVue MX450 | Monitors, Physiologic, Multipurpose, Bedside, Modular | TRUE | FALSE |  | 175247
UTSW | C95855 | DE671J7043 |  |  |  |  | Philips Healthcare - Monitoring Systems | IntelliVue MX450 | Monitors, Physiologic, Multipurpose, Bedside, Modular | TRUE | FALSE |  | 175247
UTSW | C95854 | DE671J7045 |  |  |  |  | Philips Healthcare - Monitoring Systems | IntelliVue MX450 | Monitors, Physiologic, Multipurpose, Bedside, Modular | TRUE | FALSE |  | 175247
UTSW | C95853 | DE671J7050 |  |  |  |  | Philips Healthcare - Monitoring Systems | IntelliVue MX450 | Monitors, Physiologic, Multipurpose, Bedside, Modular | TRUE | FALSE |  | 175247
UTSW | C95851 | DE671J7036 |  |  |  |  | Philips Healthcare - Monitoring Systems | IntelliVue MX450 | Monitors, Physiologic, Multipurpose, Bedside, Modular | TRUE | FALSE |  | 175247
UTSW | C95850 | DE671J7101 |  |  |  |  | Philips Healthcare - Monitoring Systems | IntelliVue MX450 | Monitors, Physiologic, Multipurpose, Bedside, Modular | TRUE | FALSE |  | 175247
UTSW | C95849 | DE671J7046 |  |  |  |  | Philips Healthcare - Monitoring Systems | IntelliVue MX450 | Monitors, Physiologic, Multipurpose, Bedside, Modular | TRUE | FALSE |  | 175247
UTSW | C95848 | DE671J7041 |  |  |  |  | Philips Healthcare - Monitoring Systems | IntelliVue MX450 | Monitors, Physiologic, Multipurpose, Bedside, Modular | TRUE | FALSE |  | 175247
UTSW | C95773 | DE671J7048 |  |  |  |  | Philips Healthcare - Monitoring Systems | IntelliVue MX450 | Monitors, Physiologic, Multipurpose, Bedside, Modular | TRUE | FALSE |  | 175247
UTSW | C89893 | DE671P6465 |  |  |  |  | Philips Healthcare - Monitoring Systems | IntelliVue MX450 | Monitors, Physiologic, Multipurpose, Bedside, Modular | TRUE | FALSE |  | 175247
UTSW | C88810 | de50872153 |  |  |  |  | Philips Healthcare - Monitoring Systems | IntelliVue MX800 | Monitors, Physiologic, Multipurpose, Bedside, Modular | TRUE | FALSE |  | 175247
UTSW | C88625 | DE82077751 |  |  |  |  | Philips Healthcare - Monitoring Systems | IntelliVue MP50 | Monitors, Physiologic, Multipurpose, Bedside, Modular | TRUE | FALSE |  | 175247
UTSW | C88610 | DE35167287 |  |  |  |  | Philips Healthcare - Monitoring Systems | IntelliVue MX450 | Monitors, Physiologic, Multipurpose, Bedside, Modular | TRUE | FALSE |  | 175247
UTSW | C87997 | DE35153614 |  |  |  |  | Philips Healthcare - Monitoring Systems | IntelliVue MX450 | Monitors, Physiologic, Multipurpose, Bedside, Modular | TRUE | FALSE |  | 175247
UTSW | C87994 | DE35153862 |  |  |  |  | Philips Healthcare - Monitoring Systems | IntelliVue MX450 | Monitors, Physiologic, Multipurpose, Bedside, Modular | TRUE | FALSE |  | 175247
UTSW | C87943 | DE50851058 |  |  |  |  | Philips Healthcare - Monitoring Systems | IntelliVue MX800 | Monitors, Physiologic, Multipurpose, Bedside, Modular | TRUE | FALSE |  | 175247
UTSW | C87940 | DE58542248 |  |  |  |  | Philips Healthcare - Monitoring Systems | Intellivue MX700 | Monitors, Physiologic, Multipurpose, Bedside, Modular | TRUE | FALSE |  | 175247
UTSW | C87918 | DE35153515 |  |  |  |  | Philips Healthcare - Monitoring Systems | IntelliVue MX450 | Monitors, Physiologic, Multipurpose, Bedside, Modular | TRUE | FALSE |  | 175247
UTSW | C87818 | DE35108606 |  |  |  |  | Philips Healthcare - Monitoring Systems | IntelliVue MX900 | Monitors, Physiologic, Multipurpose, Bedside, Modular | TRUE | FALSE |  | 175247
UTSW | C84842 | DE351D5305 |  |  |  |  | Philips Healthcare - Monitoring Systems | IntelliVue MX450 | Monitors, Physiologic, Multipurpose, Bedside, Modular | TRUE | FALSE |  | 175247
UTSW | C84821 | DE351D5261 |  |  |  |  | Philips Healthcare - Monitoring Systems | IntelliVue MX450 | Monitors, Physiologic, Multipurpose, Bedside, Modular | TRUE | FALSE |  | 175247
UTSW | C84820 | DE351D5307 |  |  |  |  | Philips Healthcare - Monitoring Systems | IntelliVue MX450 | Monitors, Physiologic, Multipurpose, Bedside, Modular | TRUE | FALSE |  | 175247
UTSW | C84819 | DE351D5253 |  |  |  |  | Philips Healthcare - Monitoring Systems | IntelliVue MX450 | Monitors, Physiologic, Multipurpose, Bedside, Modular | TRUE | FALSE |  | 175247
UTSW | C84818 | DE351D5259 |  |  |  |  | Philips Healthcare - Monitoring Systems | IntelliVue MX450 | Monitors, Physiologic, Multipurpose, Bedside, Modular | TRUE | FALSE |  | 175247
UTSW | C84814 | DE351D5262 |  |  |  |  | Philips Healthcare - Monitoring Systems | IntelliVue MX450 | Monitors, Physiologic, Multipurpose, Bedside, Modular | TRUE | FALSE |  | 175247
UTSW | C84813 | DE351D5251 |  |  |  |  | Philips Healthcare - Monitoring Systems | IntelliVue MX450 | Monitors, Physiologic, Multipurpose, Bedside, Modular | TRUE | FALSE |  | 175247
UTSW | C84803 | DE351D5248 |  |  |  |  | Philips Healthcare - Monitoring Systems | IntelliVue MX450 | Monitors, Physiologic, Multipurpose, Bedside, Modular | TRUE | FALSE |  | 175247
UTSW | C84802 | DE351D5252 |  |  |  |  | Philips Healthcare - Monitoring Systems | IntelliVue MX450 | Monitors, Physiologic, Multipurpose, Bedside, Modular | TRUE | FALSE |  | 175247
UTSW | C84801 | DE351D5249 |  |  |  |  | Philips Healthcare - Monitoring Systems | IntelliVue MX450 | Monitors, Physiologic, Multipurpose, Bedside, Modular | TRUE | FALSE |  | 175247
UTSW | C84800 | DE351D5250 |  |  |  |  | Philips Healthcare - Monitoring Systems | IntelliVue MX450 | Monitors, Physiologic, Multipurpose, Bedside, Modular | TRUE | FALSE |  | 175247
UTSW | C84727 | DE351D5258 |  |  |  |  | Philips Healthcare - Monitoring Systems | IntelliVue MX450 | Monitors, Physiologic, Multipurpose, Bedside, Modular | TRUE | FALSE |  | 175247
UTSW | C84726 | DE351D5256 |  |  |  |  | Philips Healthcare - Monitoring Systems | IntelliVue MX450 | Monitors, Physiologic, Multipurpose, Bedside, Modular | TRUE | FALSE |  | 175247
UTSW | C84725 | DE351D5260 |  |  |  |  | Philips Healthcare - Monitoring Systems | IntelliVue MX450 | Monitors, Physiologic, Multipurpose, Bedside, Modular | TRUE | FALSE |  | 175247
UTSW | C84724 | DE351D5263 |  |  |  |  | Philips Healthcare - Monitoring Systems | IntelliVue MX450 | Monitors, Physiologic, Multipurpose, Bedside, Modular | TRUE | FALSE |  | 175247
UTSW | C84723 | DE351D5266 |  |  |  |  | Philips Healthcare - Monitoring Systems | IntelliVue MX450 | Monitors, Physiologic, Multipurpose, Bedside, Modular | TRUE | FALSE |  | 175247
UTSW | C84722 | DE351D5264 |  |  |  |  | Philips Healthcare - Monitoring Systems | IntelliVue MX450 | Monitors, Physiologic, Multipurpose, Bedside, Modular | TRUE | FALSE |  | 175247
UTSW | C84712 | DE351D5245 |  |  |  |  | Philips Healthcare - Monitoring Systems | IntelliVue MX450 | Monitors, Physiologic, Multipurpose, Bedside, Modular | TRUE | FALSE |  | 175247
UTSW | C84649 | DE351D5247 |  |  |  |  | Philips Healthcare - Monitoring Systems | IntelliVue MX450 | Monitors, Physiologic, Multipurpose, Bedside, Modular | TRUE | FALSE |  | 175247
UTSW | C83326 | DE34533718 |  |  |  |  | Philips Healthcare - Monitoring Systems | IntelliVue MX800 | Monitors, Physiologic, Multipurpose, Bedside, Modular | TRUE | FALSE |  | 175247
UTSW | C83323 | DE34533720 |  |  |  |  | Philips Healthcare - Monitoring Systems | IntelliVue MX800 | Monitors, Physiologic, Multipurpose, Bedside, Modular | TRUE | FALSE |  | 175247
UTSW | C83318 | DE34533581 |  |  |  |  | Philips Healthcare - Monitoring Systems | IntelliVue MX800 | Monitors, Physiologic, Multipurpose, Bedside, Modular | TRUE | FALSE |  | 175247
UTSW | C83300 | DE34533727 |  |  |  |  | Philips Healthcare - Monitoring Systems | IntelliVue MX800 | Monitors, Physiologic, Multipurpose, Bedside, Modular | TRUE | FALSE |  | 175247
UTSW | C83295 | DE34533775 |  |  |  |  | Philips Healthcare - Monitoring Systems | IntelliVue MX800 | Monitors, Physiologic, Multipurpose, Bedside, Modular | TRUE | FALSE |  | 175247
UTSW | C83290 | DE34533722 |  |  |  |  | Philips Healthcare - Monitoring Systems | IntelliVue MX800 | Monitors, Physiologic, Multipurpose, Bedside, Modular | TRUE | FALSE |  | 175247
UTSW | C75962 | DE58542266 |  |  |  |  | Philips Healthcare - Monitoring Systems | IntelliVue MX900 | Monitors, Physiologic, Multipurpose, Bedside, Modular | TRUE | FALSE |  | 175247
UTSW | C75720 | DE35167335 |  |  |  |  | Philips Healthcare - Monitoring Systems | IntelliVue MX450 | Monitors, Physiologic, Multipurpose, Bedside, Modular | TRUE | FALSE |  | 175247
UTSW | c75670 | de575p1546 |  |  |  |  | Philips Healthcare - Monitoring Systems | IntelliVue MMS X2 | Monitors, Physiologic, Multipurpose, Bedside, Modular | TRUE | FALSE |  | 175247
UTSW | C75622 | DE575P1542 |  |  |  |  | Philips Healthcare - Monitoring Systems | IntelliVue MMS X2 | Monitors, Physiologic, Multipurpose, Bedside, Modular | TRUE | FALSE |  | 175247
UTSW | C75621 | DE575P1354 |  |  |  |  | Philips Healthcare - Monitoring Systems | IntelliVue MMS X2 | Monitors, Physiologic, Multipurpose, Bedside, Modular | TRUE | FALSE |  | 175247
UTSW | C75615 | DE575P1322 |  |  |  |  | Philips Healthcare - Monitoring Systems | IntelliVue MMS X2 | Monitors, Physiologic, Multipurpose, Bedside, Modular | TRUE | FALSE |  | 175247
UTSW | C75612 | de575p1343 |  |  |  |  | Philips Healthcare - Monitoring Systems | IntelliVue MMS X2 | Monitors, Physiologic, Multipurpose, Bedside, Modular | TRUE | FALSE |  | 175247
UTSW | C75610 | de575p1545 |  |  |  |  | Philips Healthcare - Monitoring Systems | IntelliVue MMS X2 | Monitors, Physiologic, Multipurpose, Bedside, Modular | TRUE | FALSE |  | 175247
UTSW | C75589 | DE575P1555 |  |  |  |  | Philips Healthcare - Monitoring Systems | IntelliVue MMS X2 | Monitors, Physiologic, Multipurpose, Bedside, Modular | TRUE | FALSE |  | 175247
UTSW | C69167 | DE58542251 |  |  |  |  | Philips Healthcare - Monitoring Systems | Intellivue MX700 | Monitors, Physiologic, Multipurpose, Bedside, Modular | TRUE | FALSE |  | 175247
UTSW | C69109 | DE34533726 |  |  |  |  | Philips Healthcare - Monitoring Systems | IntelliVue MX800 | Monitors, Physiologic, Multipurpose, Bedside, Modular | TRUE | FALSE |  | 175247
UTSW | C69108 | DE34533776 |  |  |  |  | Philips Healthcare - Monitoring Systems | IntelliVue MX800 | Monitors, Physiologic, Multipurpose, Bedside, Modular | TRUE | FALSE |  | 175247
UTSW | C68572 | DE35166402 |  |  |  |  | Philips Healthcare - Monitoring Systems | IntelliVue MX450 | Monitors, Physiologic, Multipurpose, Bedside, Modular | TRUE | FALSE |  | 175247
UTSW | C68570 | DE35166404 |  |  |  |  | Philips Healthcare - Monitoring Systems | IntelliVue MX450 | Monitors, Physiologic, Multipurpose, Bedside, Modular | TRUE | FALSE |  | 175247
UTSW | C68567 | DE35166401 |  |  |  |  | Philips Healthcare - Monitoring Systems | IntelliVue MX450 | Monitors, Physiologic, Multipurpose, Bedside, Modular | TRUE | FALSE |  | 175247
UTSW | C68564 | DE35166405 |  |  |  |  | Philips Healthcare - Monitoring Systems | IntelliVue MX450 | Monitors, Physiologic, Multipurpose, Bedside, Modular | TRUE | FALSE |  | 175247
UTSW | C68563 | DE35166406 |  |  |  |  | Philips Healthcare - Monitoring Systems | IntelliVue MX450 | Monitors, Physiologic, Multipurpose, Bedside, Modular | TRUE | FALSE |  | 175247
UTSW | C68559 | DE35178915 |  |  |  |  | Philips Healthcare - Monitoring Systems | IntelliVue MX450 | Monitors, Physiologic, Multipurpose, Bedside, Modular | TRUE | FALSE |  | 175247
UTSW | C68553 | DE35178916 |  |  |  |  | Philips Healthcare - Monitoring Systems | IntelliVue MX450 | Monitors, Physiologic, Multipurpose, Bedside, Modular | TRUE | FALSE |  | 175247
UTSW | C68551 | DE35178913 |  |  |  |  | Philips Healthcare - Monitoring Systems | IntelliVue MX450 | Monitors, Physiologic, Multipurpose, Bedside, Modular | TRUE | FALSE |  | 175247
UTSW | C68549 | DE35178918 |  |  |  |  | Philips Healthcare - Monitoring Systems | IntelliVue MX450 | Monitors, Physiologic, Multipurpose, Bedside, Modular | TRUE | FALSE |  | 175247
UTSW | C68547 | DE35178939 |  |  |  |  | Philips Healthcare - Monitoring Systems | IntelliVue MX450 | Monitors, Physiologic, Multipurpose, Bedside, Modular | TRUE | FALSE |  | 175247
UTSW | C68543 | DE35178912 |  |  |  |  | Philips Healthcare - Monitoring Systems | IntelliVue MX450 | Monitors, Physiologic, Multipurpose, Bedside, Modular | TRUE | FALSE |  | 175247
UTSW | C66637 | DE82098422 |  |  |  |  | Philips Healthcare - Monitoring Systems | IntelliVue MP50 | Monitors, Physiologic, Multipurpose, Bedside, Modular | TRUE | FALSE |  | 175247
UTSW | C603333 | DE481C5378 |  |  |  |  | Philips Healthcare - Monitoring Systems | IntelliVue MP30 | Monitors, Physiologic, Multipurpose, Bedside, Modular | TRUE | FALSE |  | 175247
UTSW | C60329 | DE481C5389 |  |  |  |  | Philips Healthcare - Monitoring Systems | IntelliVue MP30 | Monitors, Physiologic, Multipurpose, Bedside, Modular | TRUE | FALSE |  | 175247
UTSW | C60324 | DE481C5377 |  |  |  |  | Philips Healthcare - Monitoring Systems | IntelliVue MP30 | Monitors, Physiologic, Multipurpose, Bedside, Modular | TRUE | FALSE |  | 175247
UTSW | C60322 | DE481C5386 |  |  |  |  | Philips Healthcare - Monitoring Systems | IntelliVue MP30 | Monitors, Physiologic, Multipurpose, Bedside, Modular | TRUE | FALSE |  | 175247
UTSW | C60319 | DE481C5384 |  |  |  |  | Philips Healthcare - Monitoring Systems | IntelliVue MP30 | Monitors, Physiologic, Multipurpose, Bedside, Modular | TRUE | FALSE |  | 175247
UTSW | C60058 | DE83762466 |  |  |  |  | Philips Healthcare - Monitoring Systems | M3012A | Monitors, Physiologic, Multipurpose, Bedside, Modular | TRUE | FALSE |  | 175247
UTSW | C50914 | DE45263357 |  |  |  |  | Philips Healthcare - Monitoring Systems | M3012A | Monitors, Physiologic, Multipurpose, Bedside, Modular | TRUE | FALSE |  | 175247
UTSW | C50886 | DE45263365 |  |  |  |  | Philips Healthcare - Monitoring Systems | M3012A | Monitors, Physiologic, Multipurpose, Bedside, Modular | TRUE | FALSE |  | 175247
UTSW | C50591 | DE45263171 |  |  |  |  | Philips Healthcare - Monitoring Systems | M3012A | Monitors, Physiologic, Multipurpose, Bedside, Modular | TRUE | FALSE |  | 175247
UTSW | C181063 | DE671H3095 |  |  |  |  | Philips Healthcare - Monitoring Systems | IntelliVue MX450 | Monitors, Physiologic, Multipurpose, Bedside, Modular | TRUE | FALSE |  | 175247
UTSW | C180071 | DE483B6160 |  |  |  |  | Philips Healthcare - Monitoring Systems | IntelliVue MP50 | Monitors, Physiologic, Multipurpose, Bedside, Modular | TRUE | FALSE |  | 175247
UTSW | C180045 | DE483B6158 |  |  |  |  | Philips Healthcare - Monitoring Systems | IntelliVue MP50 | Monitors, Physiologic, Multipurpose, Bedside, Modular | TRUE | FALSE |  | 175247
UTSW | C179957 | DE671K1920 |  |  |  |  | Philips Healthcare - Monitoring Systems | IntelliVue MX450 | Monitors, Physiologic, Multipurpose, Bedside, Modular | TRUE | FALSE |  | 175247
UTSW | C179853 | DE483B6163 |  |  |  |  | Philips Healthcare - Monitoring Systems | IntelliVue MP50 | Monitors, Physiologic, Multipurpose, Bedside, Modular | TRUE | FALSE |  | 175247
UTSW | C179850 | DE35114323 |  |  |  |  | Philips Healthcare - Monitoring Systems | IntelliVue MX450 | Monitors, Physiologic, Multipurpose, Bedside, Modular | TRUE | FALSE |  | 175247
UTSW | C179849 | DE483B6138 |  |  |  |  | Philips Healthcare - Monitoring Systems | IntelliVue MP50 | Monitors, Physiologic, Multipurpose, Bedside, Modular | TRUE | FALSE |  | 175247
UTSW | C179846 | DE483B6169 |  |  |  |  | Philips Healthcare - Monitoring Systems | IntelliVue MP50 | Monitors, Physiologic, Multipurpose, Bedside, Modular | TRUE | FALSE |  | 175247
UTSW | C179843 | DE483B6144 |  |  |  |  | Philips Healthcare - Monitoring Systems | IntelliVue MP50 | Monitors, Physiologic, Multipurpose, Bedside, Modular | TRUE | FALSE |  | 175247
UTSW | C179835 | DE483B6131 |  |  |  |  | Philips Healthcare - Monitoring Systems | IntelliVue MP50 | Monitors, Physiologic, Multipurpose, Bedside, Modular | TRUE | FALSE |  | 175247
UTSW | C179775 | DE483B6151 |  |  |  |  | Philips Healthcare - Monitoring Systems | IntelliVue MP50 | Monitors, Physiologic, Multipurpose, Bedside, Modular | TRUE | FALSE |  | 175247
UTSW | c179774 | DE483B6165 |  |  |  |  | Philips Healthcare - Monitoring Systems | IntelliVue MP50 | Monitors, Physiologic, Multipurpose, Bedside, Modular | TRUE | FALSE |  | 175247
UTSW | C179771 | DE483B6133 |  |  |  |  | Philips Healthcare - Monitoring Systems | IntelliVue MP50 | Monitors, Physiologic, Multipurpose, Bedside, Modular | TRUE | FALSE |  | 175247
UTSW | C179393 | DE35114320 |  |  |  |  | Philips Healthcare - Monitoring Systems | IntelliVue MX450 | Monitors, Physiologic, Multipurpose, Bedside, Modular | TRUE | FALSE |  | 175247
UTSW | C174541 | DE35153612 |  |  |  |  | Philips Healthcare - Monitoring Systems | IntelliVue MX450 | Monitors, Physiologic, Multipurpose, Bedside, Modular | TRUE | FALSE |  | 175247
UTSW | C174306 | DE35167285 |  |  |  |  | Philips Healthcare - Monitoring Systems | IntelliVue MX450 | Monitors, Physiologic, Multipurpose, Bedside, Modular | TRUE | FALSE |  | 175247
UTSW | C174305 | DE35167284 |  |  |  |  | Philips Healthcare - Monitoring Systems | IntelliVue MX450 | Monitors, Physiologic, Multipurpose, Bedside, Modular | TRUE | FALSE |  | 175247
UTSW | c174304 | DE35167290 |  |  |  |  | Philips Healthcare - Monitoring Systems | IntelliVue MX450 | Monitors, Physiologic, Multipurpose, Bedside, Modular | TRUE | FALSE |  | 175247
UTSW | C174192 | DE35114319 |  |  |  |  | Philips Healthcare - Monitoring Systems | IntelliVue MX450 | Monitors, Physiologic, Multipurpose, Bedside, Modular | TRUE | FALSE |  | 175247
UTSW | C174191 | DE35178919 |  |  |  |  | Philips Healthcare - Monitoring Systems | IntelliVue MX450 | Monitors, Physiologic, Multipurpose, Bedside, Modular | TRUE | FALSE |  | 175247
UTSW | C174190 | DE35114330 |  |  |  |  | Philips Healthcare - Monitoring Systems | IntelliVue MX450 | Monitors, Physiologic, Multipurpose, Bedside, Modular | TRUE | FALSE |  | 175247
UTSW | C174187 | DE671N6649 |  |  |  |  | Philips Healthcare - Monitoring Systems | IntelliVue MX450 | Monitors, Physiologic, Multipurpose, Bedside, Modular | TRUE | FALSE |  | 175247
UTSW | C174134 | DE12526363 |  |  |  |  | Philips Healthcare - Monitoring Systems | IntelliVue MX800 | Monitors, Physiologic, Multipurpose, Bedside, Modular | TRUE | FALSE |  | 175247
UTSW | C166045 | DE77673192 |  |  |  |  | Philips Healthcare - Monitoring Systems | Intellivue MX750 | Monitors, Physiologic, Multipurpose, Bedside, Modular | TRUE | FALSE |  | 175247
UTSW | C166044 | DE77673019 |  |  |  |  | Philips Healthcare - Monitoring Systems | Intellivue MX750 | Monitors, Physiologic, Multipurpose, Bedside, Modular | TRUE | FALSE |  | 175247
UTSW | C166043 | DE77673119 |  |  |  |  | Philips Healthcare - Monitoring Systems | Intellivue MX750 | Monitors, Physiologic, Multipurpose, Bedside, Modular | TRUE | FALSE |  | 175247
UTSW | C166042 | DE77673194 |  |  |  |  | Philips Healthcare - Monitoring Systems | Intellivue MX750 | Monitors, Physiologic, Multipurpose, Bedside, Modular | TRUE | FALSE |  | 175247
UTSW | C166041 | DE77673045 |  |  |  |  | Philips Healthcare - Monitoring Systems | Intellivue MX750 | Monitors, Physiologic, Multipurpose, Bedside, Modular | TRUE | FALSE |  | 175247
UTSW | C166040 | DE77673173 |  |  |  |  | Philips Healthcare - Monitoring Systems | Intellivue MX750 | Monitors, Physiologic, Multipurpose, Bedside, Modular | TRUE | FALSE |  | 175247
UTSW | C166039 | DE77672997 |  |  |  |  | Philips Healthcare - Monitoring Systems | Intellivue MX750 | Monitors, Physiologic, Multipurpose, Bedside, Modular | TRUE | FALSE |  | 175247
UTSW | C166038 | DE77673193 |  |  |  |  | Philips Healthcare - Monitoring Systems | Intellivue MX750 | Monitors, Physiologic, Multipurpose, Bedside, Modular | TRUE | FALSE |  | 175247
UTSW | C166037 | DE77673033 |  |  |  |  | Philips Healthcare - Monitoring Systems | Intellivue MX750 | Monitors, Physiologic, Multipurpose, Bedside, Modular | TRUE | FALSE |  | 175247
UTSW | C166036 | DE77673034 |  |  |  |  | Philips Healthcare - Monitoring Systems | Intellivue MX750 | Monitors, Physiologic, Multipurpose, Bedside, Modular | TRUE | FALSE |  | 175247
UTSW | C166035 | DE77673109 |  |  |  |  | Philips Healthcare - Monitoring Systems | Intellivue MX750 | Monitors, Physiologic, Multipurpose, Bedside, Modular | TRUE | FALSE |  | 175247
UTSW | C166034 | DE77673171 |  |  |  |  | Philips Healthcare - Monitoring Systems | Intellivue MX750 | Monitors, Physiologic, Multipurpose, Bedside, Modular | TRUE | FALSE |  | 175247
UTSW | C166033 | DE77673174 |  |  |  |  | Philips Healthcare - Monitoring Systems | Intellivue MX750 | Monitors, Physiologic, Multipurpose, Bedside, Modular | TRUE | FALSE |  | 175247
UTSW | C166032 | DE77673107 |  |  |  |  | Philips Healthcare - Monitoring Systems | Intellivue MX750 | Monitors, Physiologic, Multipurpose, Bedside, Modular | TRUE | FALSE |  | 175247
UTSW | C166031 | DE77673032 |  |  |  |  | Philips Healthcare - Monitoring Systems | Intellivue MX750 | Monitors, Physiologic, Multipurpose, Bedside, Modular | TRUE | FALSE |  | 175247
UTSW | C166030 | DE77672981 |  |  |  |  | Philips Healthcare - Monitoring Systems | Intellivue MX750 | Monitors, Physiologic, Multipurpose, Bedside, Modular | TRUE | FALSE |  | 175247
UTSW | C161922 | DE35153506 |  |  |  |  | Philips Healthcare - Monitoring Systems | IntelliVue MX450 | Monitors, Physiologic, Multipurpose, Bedside, Modular | TRUE | FALSE |  | 175247
UTSW | C145457 | DE35114324 |  |  |  |  | Philips Healthcare - Monitoring Systems | IntelliVue MX450 | Monitors, Physiologic, Multipurpose, Bedside, Modular | TRUE | FALSE |  | 175247
UTSW | C145370 | DE77683288 |  |  |  |  | Philips Healthcare - Monitoring Systems | Intellivue MX750 | Monitors, Physiologic, Multipurpose, Bedside, Modular | TRUE | FALSE |  | 175247
UTSW | C145369 | DE77683282 |  |  |  |  | Philips Healthcare - Monitoring Systems | Intellivue MX750 | Monitors, Physiologic, Multipurpose, Bedside, Modular | TRUE | FALSE |  | 175247
UTSW | C144906 | DE58542293 |  |  |  |  | Philips Healthcare - Monitoring Systems | Intellivue MX700 | Monitors, Physiologic, Multipurpose, Bedside, Modular | TRUE | FALSE |  | 175247
UTSW | C139640 | DE820B5496 |  |  |  |  | Philips Healthcare - Monitoring Systems | IntelliVue MP50 | Monitors, Physiologic, Multipurpose, Bedside, Modular | TRUE | FALSE |  | 175247
UTSW | C139472 | DE35178917 |  |  |  |  | Philips Healthcare - Monitoring Systems | IntelliVue MX450 | Monitors, Physiologic, Multipurpose, Bedside, Modular | TRUE | FALSE |  | 175247
UTSW | C136427 | DE671H3105 |  |  |  |  | Philips Healthcare - Monitoring Systems | IntelliVue MX450 | Monitors, Physiologic, Multipurpose, Bedside, Modular | TRUE | FALSE |  | 175247
UTSW | C136426 | DE671H3091 |  |  |  |  | Philips Healthcare - Monitoring Systems | IntelliVue MX450 | Monitors, Physiologic, Multipurpose, Bedside, Modular | TRUE | FALSE |  | 175247
UTSW | C136425 | DE671H3117 |  |  |  |  | Philips Healthcare - Monitoring Systems | IntelliVue MX450 | Monitors, Physiologic, Multipurpose, Bedside, Modular | TRUE | FALSE |  | 175247
UTSW | C136418 | DE671H3101 |  |  |  |  | Philips Healthcare - Monitoring Systems | IntelliVue MX450 | Monitors, Physiologic, Multipurpose, Bedside, Modular | TRUE | FALSE |  | 175247
UTSW | C136163 | DE34533729 |  |  |  |  | Philips Healthcare - Monitoring Systems | IntelliVue MX800 | Monitors, Physiologic, Multipurpose, Bedside, Modular | TRUE | FALSE |  | 175247
UTSW | C136161 | DE34533719 |  |  |  |  | Philips Healthcare - Monitoring Systems | IntelliVue MX800 | Monitors, Physiologic, Multipurpose, Bedside, Modular | TRUE | FALSE |  | 175247
UTSW | C136151 | DE34533731 |  |  |  |  | Philips Healthcare - Monitoring Systems | IntelliVue MX800 | Monitors, Physiologic, Multipurpose, Bedside, Modular | TRUE | FALSE |  | 175247
UTSW | C136146 | DE34533728 |  |  |  |  | Philips Healthcare - Monitoring Systems | IntelliVue MX800 | Monitors, Physiologic, Multipurpose, Bedside, Modular | TRUE | FALSE |  | 175247
UTSW | C136144 | DE34533725 |  |  |  |  | Philips Healthcare - Monitoring Systems | IntelliVue MX800 | Monitors, Physiologic, Multipurpose, Bedside, Modular | TRUE | FALSE |  | 175247
UTSW | C136142 | DE34533582 |  |  |  |  | Philips Healthcare - Monitoring Systems | IntelliVue MX800 | Monitors, Physiologic, Multipurpose, Bedside, Modular | TRUE | FALSE |  | 175247
UTSW | C136139 | DE34533774 |  |  |  |  | Philips Healthcare - Monitoring Systems | IntelliVue MX800 | Monitors, Physiologic, Multipurpose, Bedside, Modular | TRUE | FALSE |  | 175247
UTSW | C136136 | DE34533730 |  |  |  |  | Philips Healthcare - Monitoring Systems | IntelliVue MX800 | Monitors, Physiologic, Multipurpose, Bedside, Modular | TRUE | FALSE |  | 175247
UTSW | C136134 | DE34533721 |  |  |  |  | Philips Healthcare - Monitoring Systems | IntelliVue MX800 | Monitors, Physiologic, Multipurpose, Bedside, Modular | TRUE | FALSE |  | 175247
UTSW | C136038 | DE34533723 |  |  |  |  | Philips Healthcare - Monitoring Systems | IntelliVue MX800 | Monitors, Physiologic, Multipurpose, Bedside, Modular | TRUE | FALSE |  | 175247
UTSW | C136035 | DE34533724 |  |  |  |  | Philips Healthcare - Monitoring Systems | IntelliVue MX800 | Monitors, Physiologic, Multipurpose, Bedside, Modular | TRUE | FALSE |  | 175247
UTSW | C125308 | DE7580AZHH |  |  |  |  | Philips Healthcare - Monitoring Systems | IntelliVue MX450 | Monitors, Physiologic, Multipurpose, Bedside, Modular | TRUE | FALSE |  | 175247
UTSW | C125303 | DE7580AZHU |  |  |  |  | Philips Healthcare - Monitoring Systems | IntelliVue MX450 | Monitors, Physiologic, Multipurpose, Bedside, Modular | TRUE | FALSE |  | 175247
UTSW | C125297 | DE7580AZHL |  |  |  |  | Philips Healthcare - Monitoring Systems | IntelliVue MX450 | Monitors, Physiologic, Multipurpose, Bedside, Modular | TRUE | FALSE |  | 175247
UTSW | C125291 | DE7580AZHV |  |  |  |  | Philips Healthcare - Monitoring Systems | IntelliVue MX450 | Monitors, Physiologic, Multipurpose, Bedside, Modular | TRUE | FALSE |  | 175247
UTSW | C125290 | DE7580AZHG |  |  |  |  | Philips Healthcare - Monitoring Systems | IntelliVue MX450 | Monitors, Physiologic, Multipurpose, Bedside, Modular | TRUE | FALSE |  | 175247
UTSW | C125289 | DE7580AZHF |  |  |  |  | Philips Healthcare - Monitoring Systems | IntelliVue MX450 | Monitors, Physiologic, Multipurpose, Bedside, Modular | TRUE | FALSE |  | 175247
UTSW | C125286 | DE7580AZHK |  |  |  |  | Philips Healthcare - Monitoring Systems | IntelliVue MX450 | Monitors, Physiologic, Multipurpose, Bedside, Modular | TRUE | FALSE |  | 175247
UTSW | C125281 | DE7580AZHM |  |  |  |  | Philips Healthcare - Monitoring Systems | IntelliVue MX450 | Monitors, Physiologic, Multipurpose, Bedside, Modular | TRUE | FALSE |  | 175247
UTSW | C125202 | DE7580AZHN |  |  |  |  | Philips Healthcare - Monitoring Systems | IntelliVue MX450 | Monitors, Physiologic, Multipurpose, Bedside, Modular | TRUE | FALSE |  | 175247
UTSW | C125197 | DE7580AZHT |  |  |  |  | Philips Healthcare - Monitoring Systems | IntelliVue MX450 | Monitors, Physiologic, Multipurpose, Bedside, Modular | TRUE | FALSE |  | 175247
UTSW | C125194 | DE7580AZHJ |  |  |  |  | Philips Healthcare - Monitoring Systems | IntelliVue MX450 | Monitors, Physiologic, Multipurpose, Bedside, Modular | TRUE | FALSE |  | 175247
UTSW | C121452 | DE71U4717 |  |  |  |  | Philips Healthcare - Monitoring Systems | IntelliVue MX450 | Monitors, Physiologic, Multipurpose, Bedside, Modular | TRUE | FALSE |  | 175247
UTSW | C121451 | DE671U4715 |  |  |  |  | Philips Healthcare - Monitoring Systems | IntelliVue MX450 | Monitors, Physiologic, Multipurpose, Bedside, Modular | TRUE | FALSE |  | 175247
UTSW | C121450 | DE671U4716 |  |  |  |  | Philips Healthcare - Monitoring Systems | IntelliVue MX450 | Monitors, Physiologic, Multipurpose, Bedside, Modular | TRUE | FALSE |  | 175247
UTSW | C121449 | DE671U4712 |  |  |  |  | Philips Healthcare - Monitoring Systems | IntelliVue MX450 | Monitors, Physiologic, Multipurpose, Bedside, Modular | TRUE | FALSE |  | 175247
UTSW | C121448 | DE671U4714 |  |  |  |  | Philips Healthcare - Monitoring Systems | IntelliVue MX450 | Monitors, Physiologic, Multipurpose, Bedside, Modular | TRUE | FALSE |  | 175247
UTSW | C121444 | de35167288 |  |  |  |  | Philips Healthcare - Monitoring Systems | IntelliVue MX450 | Monitors, Physiologic, Multipurpose, Bedside, Modular | TRUE | FALSE |  | 175247
UTSW | C121443 | de575p1540 |  |  |  |  | Philips Healthcare - Monitoring Systems | IntelliVue MMS X2 | Monitors, Physiologic, Multipurpose, Bedside, Modular | TRUE | FALSE |  | 175247
UTSW | C121442 | DE35167286 |  |  |  |  | Philips Healthcare - Monitoring Systems | IntelliVue MX450 | Monitors, Physiologic, Multipurpose, Bedside, Modular | TRUE | FALSE |  | 175247
UTSW | C121439 | DE70398874 |  |  |  |  | Philips Healthcare - Monitoring Systems | IntelliVue MX800 | Monitors, Physiologic, Multipurpose, Bedside, Modular | TRUE | FALSE |  | 175247
UTSW | C119241 | DE671M3989 |  |  |  |  | Philips Healthcare - Monitoring Systems | IntelliVue MX450 | Monitors, Physiologic, Multipurpose, Bedside, Modular | TRUE | FALSE |  | 175247
UTSW | C119240 | DE671M3986 |  |  |  |  | Philips Healthcare - Monitoring Systems | IntelliVue MX450 | Monitors, Physiologic, Multipurpose, Bedside, Modular | TRUE | FALSE |  | 175247
UTSW | C119125 | DE671N6648 |  |  |  |  | Philips Healthcare - Monitoring Systems | IntelliVue MX450 | Monitors, Physiologic, Multipurpose, Bedside, Modular | TRUE | FALSE |  | 175247
UTSW | C119124 | DE671N5052 |  |  |  |  | Philips Healthcare - Monitoring Systems | IntelliVue MX450 | Monitors, Physiologic, Multipurpose, Bedside, Modular | TRUE | FALSE |  | 175247
UTSW | C118660 | DE671J7066 |  |  |  |  | Philips Healthcare - Monitoring Systems | IntelliVue MX450 | Monitors, Physiologic, Multipurpose, Bedside, Modular | TRUE | FALSE |  | 175247
UTSW | C118659 | DE71166507 |  |  |  |  | Philips Healthcare - Monitoring Systems | Intellivue MX700 | Monitors, Physiologic, Multipurpose, Bedside, Modular | TRUE | FALSE |  | 175247
UTSW | C118658 | DE71166565 |  |  |  |  | Philips Healthcare - Monitoring Systems | Intellivue MX700 | Monitors, Physiologic, Multipurpose, Bedside, Modular | TRUE | FALSE |  | 175247
UTSW | C118657 | DE71166530 |  |  |  |  | Philips Healthcare - Monitoring Systems | Intellivue MX700 | Monitors, Physiologic, Multipurpose, Bedside, Modular | TRUE | FALSE |  | 175247
UTSW | C118656 | DE71166527 |  |  |  |  | Philips Healthcare - Monitoring Systems | IntelliVue MX900 | Monitors, Physiologic, Multipurpose, Bedside, Modular | TRUE | FALSE |  | 175247
UTSW | C118655 | DE71166517 |  |  |  |  | Philips Healthcare - Monitoring Systems | Intellivue MX700 | Monitors, Physiologic, Multipurpose, Bedside, Modular | TRUE | FALSE |  | 175247
UTSW | C118654 | DE71166570 |  |  |  |  | Philips Healthcare - Monitoring Systems | Intellivue MX700 | Monitors, Physiologic, Multipurpose, Bedside, Modular | TRUE | FALSE |  | 175247
UTSW | C118653 | DE71166525 |  |  |  |  | Philips Healthcare - Monitoring Systems | Intellivue MX700 | Monitors, Physiologic, Multipurpose, Bedside, Modular | TRUE | FALSE |  | 175247
UTSW | C118652 | DE671K1929 |  |  |  |  | Philips Healthcare - Monitoring Systems | IntelliVue MX450 | Monitors, Physiologic, Multipurpose, Bedside, Modular | TRUE | FALSE |  | 175247
UTSW | C118639 | DE71166417 |  |  |  |  | Philips Healthcare - Monitoring Systems | IntelliVue MX900 | Monitors, Physiologic, Multipurpose, Bedside, Modular | TRUE | FALSE |  | 175247
UTSW | C118636 | DE71166406 |  |  |  |  | Philips Healthcare - Monitoring Systems | IntelliVue MX900 | Monitors, Physiologic, Multipurpose, Bedside, Modular | TRUE | FALSE |  | 175247
UTSW | C118632 | DE71166526 |  |  |  |  | Philips Healthcare - Monitoring Systems | Intellivue MX700 | Monitors, Physiologic, Multipurpose, Bedside, Modular | TRUE | FALSE |  | 175247
UTSW | C118578 | DE70393853 |  |  |  |  | Philips Healthcare - Monitoring Systems | IntelliVue MX800 | Monitors, Physiologic, Multipurpose, Bedside, Modular | TRUE | FALSE |  | 175247
UTSW | C118577 | DE70398353 |  |  |  |  | Philips Healthcare - Monitoring Systems | IntelliVue MX800 | Monitors, Physiologic, Multipurpose, Bedside, Modular | TRUE | FALSE |  | 175247
UTSW | C118576 | DE70398395 |  |  |  |  | Philips Healthcare - Monitoring Systems | IntelliVue MX800 | Monitors, Physiologic, Multipurpose, Bedside, Modular | TRUE | FALSE |  | 175247
UTSW | C118462 | DE671N7048 |  |  |  |  | Philips Healthcare - Monitoring Systems | IntelliVue MX450 | Monitors, Physiologic, Multipurpose, Bedside, Modular | TRUE | FALSE |  | 175247
UTSW | C118459 | DE671K1918 |  |  |  |  | Philips Healthcare - Monitoring Systems | IntelliVue MX450 | Monitors, Physiologic, Multipurpose, Bedside, Modular | TRUE | FALSE |  | 175247
UTSW | C118457 | DE671K1941 |  |  |  |  | Philips Healthcare - Monitoring Systems | IntelliVue MX450 | Monitors, Physiologic, Multipurpose, Bedside, Modular | TRUE | FALSE |  | 175247
UTSW | C118454 | DE671J7095 |  |  |  |  | Philips Healthcare - Monitoring Systems | IntelliVue MX450 | Monitors, Physiologic, Multipurpose, Bedside, Modular | TRUE | FALSE |  | 175247
UTSW | C118452 | DE671H3108 |  |  |  |  | Philips Healthcare - Monitoring Systems | IntelliVue MX450 | Monitors, Physiologic, Multipurpose, Bedside, Modular | TRUE | FALSE |  | 175247
UTSW | C118450 | DE671H3104 |  |  |  |  | Philips Healthcare - Monitoring Systems | IntelliVue MX450 | Monitors, Physiologic, Multipurpose, Bedside, Modular | TRUE | FALSE |  | 175247
UTSW | C118448 | DE671N7018 |  |  |  |  | Philips Healthcare - Monitoring Systems | IntelliVue MX450 | Monitors, Physiologic, Multipurpose, Bedside, Modular | TRUE | FALSE |  | 175247
UTSW | C118447 | DE671N7020 |  |  |  |  | Philips Healthcare - Monitoring Systems | IntelliVue MX450 | Monitors, Physiologic, Multipurpose, Bedside, Modular | TRUE | FALSE |  | 175247
UTSW | C118445 | DE671J7099 |  |  |  |  | Philips Healthcare - Monitoring Systems | IntelliVue MX450 | Monitors, Physiologic, Multipurpose, Bedside, Modular | TRUE | FALSE |  | 175247
UTSW | C118437 | DE70393848 |  |  |  |  | Philips Healthcare - Monitoring Systems | IntelliVue MX800 | Monitors, Physiologic, Multipurpose, Bedside, Modular | TRUE | FALSE |  | 175247
UTSW | C118436 | DE71165541 |  |  |  |  | Philips Healthcare - Monitoring Systems | Intellivue MX700 | Monitors, Physiologic, Multipurpose, Bedside, Modular | TRUE | FALSE |  | 175247
UTSW | C118349 | DE671N7034 |  |  |  |  | Philips Healthcare - Monitoring Systems | IntelliVue MX450 | Monitors, Physiologic, Multipurpose, Bedside, Modular | TRUE | FALSE |  | 175247
UTSW | C118347 | DE671N7021 |  |  |  |  | Philips Healthcare - Monitoring Systems | IntelliVue MX450 | Monitors, Physiologic, Multipurpose, Bedside, Modular | TRUE | FALSE |  | 175247
UTSW | C118345 | DE671N7042 |  |  |  |  | Philips Healthcare - Monitoring Systems | IntelliVue MX450 | Monitors, Physiologic, Multipurpose, Bedside, Modular | TRUE | FALSE |  | 175247
UTSW | C118343 | DE671N7049 |  |  |  |  | Philips Healthcare - Monitoring Systems | IntelliVue MX450 | Monitors, Physiologic, Multipurpose, Bedside, Modular | TRUE | FALSE |  | 175247
UTSW | C118341 | DE671J7094 |  |  |  |  | Philips Healthcare - Monitoring Systems | IntelliVue MX450 | Monitors, Physiologic, Multipurpose, Bedside, Modular | TRUE | FALSE |  | 175247
UTSW | C118339 | DE671N7019 |  |  |  |  | Philips Healthcare - Monitoring Systems | IntelliVue MX450 | Monitors, Physiologic, Multipurpose, Bedside, Modular | TRUE | FALSE |  | 175247
UTSW | C118337 | DE671N7033 |  |  |  |  | Philips Healthcare - Monitoring Systems | IntelliVue MX450 | Monitors, Physiologic, Multipurpose, Bedside, Modular | TRUE | FALSE |  | 175247
UTSW | C118335 | DE671N7035 |  |  |  |  | Philips Healthcare - Monitoring Systems | IntelliVue MX450 | Monitors, Physiologic, Multipurpose, Bedside, Modular | TRUE | FALSE |  | 175247
UTSW | C118333 | DE671N7074 |  |  |  |  | Philips Healthcare - Monitoring Systems | IntelliVue MX450 | Monitors, Physiologic, Multipurpose, Bedside, Modular | TRUE | FALSE |  | 175247
UTSW | C118331 | DE671N7022 |  |  |  |  | Philips Healthcare - Monitoring Systems | IntelliVue MX450 | Monitors, Physiologic, Multipurpose, Bedside, Modular | TRUE | FALSE |  | 175247
UTSW | C118329 | DE671H3098 |  |  |  |  | Philips Healthcare - Monitoring Systems | IntelliVue MX450 | Monitors, Physiologic, Multipurpose, Bedside, Modular | TRUE | FALSE |  | 175247
UTSW | C118327 | DE671K1913 |  |  |  |  | Philips Healthcare - Monitoring Systems | IntelliVue MX450 | Monitors, Physiologic, Multipurpose, Bedside, Modular | TRUE | FALSE |  | 175247
UTSW | C118290 | DE671L1454 |  |  |  |  | Philips Healthcare - Monitoring Systems | IntelliVue MX450 | Monitors, Physiologic, Multipurpose, Bedside, Modular | TRUE | FALSE |  | 175247
UTSW | C118286 | DE70398387 |  |  |  |  | Philips Healthcare - Monitoring Systems | IntelliVue MX800 | Monitors, Physiologic, Multipurpose, Bedside, Modular | TRUE | FALSE |  | 175247
UTSW | C118283 | DE70398349 |  |  |  |  | Philips Healthcare - Monitoring Systems | IntelliVue MX800 | Monitors, Physiologic, Multipurpose, Bedside, Modular | TRUE | FALSE |  | 175247
UTSW | C118277 | DE70398344 |  |  |  |  | Philips Healthcare - Monitoring Systems | IntelliVue MX800 | Monitors, Physiologic, Multipurpose, Bedside, Modular | TRUE | FALSE |  | 175247
UTSW | c118260 | de70398316 |  |  |  |  | Philips Healthcare - Monitoring Systems | IntelliVue MX800 | Monitors, Physiologic, Multipurpose, Bedside, Modular | TRUE | FALSE |  | 175247
UTSW | C118257 | DE70398318 |  |  |  |  | Philips Healthcare - Monitoring Systems | IntelliVue MX800 | Monitors, Physiologic, Multipurpose, Bedside, Modular | TRUE | FALSE |  | 175247
UTSW | C118256 | DE70393855 |  |  |  |  | Philips Healthcare - Monitoring Systems | IntelliVue MX800 | Monitors, Physiologic, Multipurpose, Bedside, Modular | TRUE | FALSE |  | 175247
UTSW | C118251 | DE70393834 |  |  |  |  | Philips Healthcare - Monitoring Systems | IntelliVue MX800 | Monitors, Physiologic, Multipurpose, Bedside, Modular | TRUE | FALSE |  | 175247
UTSW | C118250 | DE70393758 |  |  |  |  | Philips Healthcare - Monitoring Systems | IntelliVue MX800 | Monitors, Physiologic, Multipurpose, Bedside, Modular | TRUE | FALSE |  | 175247
UTSW | C118247 | DE70393984 |  |  |  |  | Philips Healthcare - Monitoring Systems | IntelliVue MX800 | Monitors, Physiologic, Multipurpose, Bedside, Modular | TRUE | FALSE |  | 175247
UTSW | C118244 | DE70398337 |  |  |  |  | Philips Healthcare - Monitoring Systems | IntelliVue MX800 | Monitors, Physiologic, Multipurpose, Bedside, Modular | TRUE | FALSE |  | 175247
UTSW | C118241 | DE70398370 |  |  |  |  | Philips Healthcare - Monitoring Systems | IntelliVue MX800 | Monitors, Physiologic, Multipurpose, Bedside, Modular | TRUE | FALSE |  | 175247
UTSW | C118240 | DE70398245 |  |  |  |  | Philips Healthcare - Monitoring Systems | IntelliVue MX800 | Monitors, Physiologic, Multipurpose, Bedside, Modular | TRUE | FALSE |  | 175247
UTSW | C118237 | DE70393864 |  |  |  |  | Philips Healthcare - Monitoring Systems | IntelliVue MX800 | Monitors, Physiologic, Multipurpose, Bedside, Modular | TRUE | FALSE |  | 175247
UTSW | C118234 | DE70398341 |  |  |  |  | Philips Healthcare - Monitoring Systems | IntelliVue MX800 | Monitors, Physiologic, Multipurpose, Bedside, Modular | TRUE | FALSE |  | 175247
UTSW | C118231 | DE70398340 |  |  |  |  | Philips Healthcare - Monitoring Systems | IntelliVue MX800 | Monitors, Physiologic, Multipurpose, Bedside, Modular | TRUE | FALSE |  | 175247
UTSW | C118228 | DE70398326 |  |  |  |  | Philips Healthcare - Monitoring Systems | IntelliVue MX800 | Monitors, Physiologic, Multipurpose, Bedside, Modular | TRUE | FALSE |  | 175247
UTSW | C118225 | DE70393676 |  |  |  |  | Philips Healthcare - Monitoring Systems | IntelliVue MX800 | Monitors, Physiologic, Multipurpose, Bedside, Modular | TRUE | FALSE |  | 175247
UTSW | C118222 | DE70398354 |  |  |  |  | Philips Healthcare - Monitoring Systems | IntelliVue MX800 | Monitors, Physiologic, Multipurpose, Bedside, Modular | TRUE | FALSE |  | 175247
UTSW | C118219 | DE70398339 |  |  |  |  | Philips Healthcare - Monitoring Systems | IntelliVue MX800 | Monitors, Physiologic, Multipurpose, Bedside, Modular | TRUE | FALSE |  | 175247
UTSW | C118215 | DE70398380 |  |  |  |  | Philips Healthcare - Monitoring Systems | IntelliVue MX800 | Monitors, Physiologic, Multipurpose, Bedside, Modular | TRUE | FALSE |  | 175247
UTSW | C118211 | DE70398328 |  |  |  |  | Philips Healthcare - Monitoring Systems | IntelliVue MX800 | Monitors, Physiologic, Multipurpose, Bedside, Modular | TRUE | FALSE |  | 175247
UTSW | C118132 | DE671K1912 |  |  |  |  | Philips Healthcare - Monitoring Systems | IntelliVue MX450 | Monitors, Physiologic, Multipurpose, Bedside, Modular | TRUE | FALSE |  | 175247
UTSW | C118071 | DE50886495 |  |  |  |  | Philips Healthcare - Monitoring Systems | IntelliVue MX800 | Monitors, Physiologic, Multipurpose, Bedside, Modular | TRUE | FALSE |  | 175247
UTSW | C118062 | DE50886460 |  |  |  |  | Philips Healthcare - Monitoring Systems | IntelliVue MX800 | Monitors, Physiologic, Multipurpose, Bedside, Modular | TRUE | FALSE |  | 175247
UTSW | C118059 | DE50886520 |  |  |  |  | Philips Healthcare - Monitoring Systems | IntelliVue MX800 | Monitors, Physiologic, Multipurpose, Bedside, Modular | TRUE | FALSE |  | 175247
UTSW | C118056 | DE70398345 |  |  |  |  | Philips Healthcare - Monitoring Systems | IntelliVue MX800 | Monitors, Physiologic, Multipurpose, Bedside, Modular | TRUE | FALSE |  | 175247
UTSW | C118053 | DE70398393 |  |  |  |  | Philips Healthcare - Monitoring Systems | IntelliVue MX800 | Monitors, Physiologic, Multipurpose, Bedside, Modular | TRUE | FALSE |  | 175247
UTSW | C118050 | DE70398323 |  |  |  |  | Philips Healthcare - Monitoring Systems | IntelliVue MX800 | Monitors, Physiologic, Multipurpose, Bedside, Modular | TRUE | FALSE |  | 175247
UTSW | C117657 | DE671N7051 |  |  |  |  | Philips Healthcare - Monitoring Systems | IntelliVue MX450 | Monitors, Physiologic, Multipurpose, Bedside, Modular | TRUE | FALSE |  | 175247
UTSW | C117067 | DE671N8370 |  |  |  |  | Philips Healthcare - Monitoring Systems | IntelliVue MX450 | Monitors, Physiologic, Multipurpose, Bedside, Modular | TRUE | FALSE |  | 175247
UTSW | C117066 | DE671N8371 |  |  |  |  | Philips Healthcare - Monitoring Systems | IntelliVue MX450 | Monitors, Physiologic, Multipurpose, Bedside, Modular | TRUE | FALSE |  | 175247
UTSW | C117065 | DE671N8387 |  |  |  |  | Philips Healthcare - Monitoring Systems | IntelliVue MX450 | Monitors, Physiologic, Multipurpose, Bedside, Modular | TRUE | FALSE |  | 175247
UTSW | C117064 | DE671N8368 |  |  |  |  | Philips Healthcare - Monitoring Systems | IntelliVue MX450 | Monitors, Physiologic, Multipurpose, Bedside, Modular | TRUE | FALSE |  | 175247
UTSW | C116805 | DE35163665 |  |  |  |  | Philips Healthcare - Monitoring Systems | IntelliVue MX450 | Monitors, Physiologic, Multipurpose, Bedside, Modular | TRUE | FALSE |  | 175247
UTSW | C116804 | DE671N5047 |  |  |  |  | Philips Healthcare - Monitoring Systems | IntelliVue MX450 | Monitors, Physiologic, Multipurpose, Bedside, Modular | TRUE | FALSE |  | 175247
UTSW | C115582 | DE671W4474 |  |  |  |  | Philips Healthcare - Monitoring Systems | IntelliVue MX450 | Monitors, Physiologic, Multipurpose, Bedside, Modular | TRUE | FALSE |  | 175247
UTSW | C115579 | DE671W4472 |  |  |  |  | Philips Healthcare - Monitoring Systems | IntelliVue MX450 | Monitors, Physiologic, Multipurpose, Bedside, Modular | TRUE | FALSE |  | 175247
UTSW | C115576 | DE671W4536 |  |  |  |  | Philips Healthcare - Monitoring Systems | IntelliVue MX450 | Monitors, Physiologic, Multipurpose, Bedside, Modular | TRUE | FALSE |  | 175247
UTSW | C115573 | DE671W4479 |  |  |  |  | Philips Healthcare - Monitoring Systems | IntelliVue MX450 | Monitors, Physiologic, Multipurpose, Bedside, Modular | TRUE | FALSE |  | 175247
UTSW | C115570 | DE671W4476 |  |  |  |  | Philips Healthcare - Monitoring Systems | IntelliVue MX450 | Monitors, Physiologic, Multipurpose, Bedside, Modular | TRUE | FALSE |  | 175247
UTSW | C115567 | DE671W4477 |  |  |  |  | Philips Healthcare - Monitoring Systems | IntelliVue MX450 | Monitors, Physiologic, Multipurpose, Bedside, Modular | TRUE | FALSE |  | 175247
UTSW | C115564 | DE671W4475 |  |  |  |  | Philips Healthcare - Monitoring Systems | IntelliVue MX450 | Monitors, Physiologic, Multipurpose, Bedside, Modular | TRUE | FALSE |  | 175247
UTSW | C115561 | DE671W4478 |  |  |  |  | Philips Healthcare - Monitoring Systems | IntelliVue MX450 | Monitors, Physiologic, Multipurpose, Bedside, Modular | TRUE | FALSE |  | 175247
UTSW | C115085 | DE35153514 |  |  |  |  | Philips Healthcare - Monitoring Systems | IntelliVue MX450 | Monitors, Physiologic, Multipurpose, Bedside, Modular | TRUE | FALSE |  | 175247
UTSW | C115084 | DE35153512 |  |  |  |  | Philips Healthcare - Monitoring Systems | IntelliVue MX450 | Monitors, Physiologic, Multipurpose, Bedside, Modular | TRUE | FALSE |  | 175247
UTSW | C115082 | DE35153508 |  |  |  |  | Philips Healthcare - Monitoring Systems | IntelliVue MX450 | Monitors, Physiologic, Multipurpose, Bedside, Modular | TRUE | FALSE |  | 175247
UTSW | C115079 | DE35153510 |  |  |  |  | Philips Healthcare - Monitoring Systems | IntelliVue MX450 | Monitors, Physiologic, Multipurpose, Bedside, Modular | TRUE | FALSE |  | 175247
UTSW | C115078 | DE35153500 |  |  |  |  | Philips Healthcare - Monitoring Systems | IntelliVue MX450 | Monitors, Physiologic, Multipurpose, Bedside, Modular | TRUE | FALSE |  | 175247
UTSW | C114902 | DE70393806 |  |  |  |  | Philips Healthcare - Monitoring Systems | IntelliVue MX800 | Monitors, Physiologic, Multipurpose, Bedside, Modular | TRUE | FALSE |  | 175247
UTSW | C114901 | DE70393807 |  |  |  |  | Philips Healthcare - Monitoring Systems | IntelliVue MX800 | Monitors, Physiologic, Multipurpose, Bedside, Modular | TRUE | FALSE |  | 175247
UTSW | C114900 | DE671L1499 |  |  |  |  | Philips Healthcare - Monitoring Systems | IntelliVue MX450 | Monitors, Physiologic, Multipurpose, Bedside, Modular | TRUE | FALSE |  | 175247
UTSW | C114795 | DE70393985 |  |  |  |  | Philips Healthcare - Monitoring Systems | IntelliVue MX800 | Monitors, Physiologic, Multipurpose, Bedside, Modular | TRUE | FALSE |  | 175247
UTSW | C114787 | DE71165497 |  |  |  |  | Philips Healthcare - Monitoring Systems | Intellivue MX700 | Monitors, Physiologic, Multipurpose, Bedside, Modular | TRUE | FALSE |  | 175247
UTSW | C114785 | DE71165513 |  |  |  |  | Philips Healthcare - Monitoring Systems | IntelliVue MX900 | Monitors, Physiologic, Multipurpose, Bedside, Modular | TRUE | FALSE |  | 175247
UTSW | C114780 | DE70393814 |  |  |  |  | Philips Healthcare - Monitoring Systems | IntelliVue MX800 | Monitors, Physiologic, Multipurpose, Bedside, Modular | TRUE | FALSE |  | 175247
UTSW | C114775 | DE70393812 |  |  |  |  | Philips Healthcare - Monitoring Systems | IntelliVue MX800 | Monitors, Physiologic, Multipurpose, Bedside, Modular | TRUE | FALSE |  | 175247
UTSW | C114765 | DE71165482 |  |  |  |  | Philips Healthcare - Monitoring Systems | Intellivue MX700 | Monitors, Physiologic, Multipurpose, Bedside, Modular | TRUE | FALSE |  | 175247
UTSW | C114763 | DE671H3102 |  |  |  |  | Philips Healthcare - Monitoring Systems | IntelliVue MX450 | Monitors, Physiologic, Multipurpose, Bedside, Modular | TRUE | FALSE |  | 175247
UTSW | C114762 | DE67L1442 |  |  |  |  | Philips Healthcare - Monitoring Systems | IntelliVue MX450 | Monitors, Physiologic, Multipurpose, Bedside, Modular | TRUE | FALSE |  | 175247
UTSW | C114761 | DE671H3112 |  |  |  |  | Philips Healthcare - Monitoring Systems | IntelliVue MX450 | Monitors, Physiologic, Multipurpose, Bedside, Modular | TRUE | FALSE |  | 175247
UTSW | C114760 | DE671H3103 |  |  |  |  | Philips Healthcare - Monitoring Systems | IntelliVue MX450 | Monitors, Physiologic, Multipurpose, Bedside, Modular | TRUE | FALSE |  | 175247
UTSW | C114759 | DE671H3116 |  |  |  |  | Philips Healthcare - Monitoring Systems | IntelliVue MX450 | Monitors, Physiologic, Multipurpose, Bedside, Modular | TRUE | FALSE |  | 175247
UTSW | C114758 | DE671H3119 |  |  |  |  | Philips Healthcare - Monitoring Systems | IntelliVue MX450 | Monitors, Physiologic, Multipurpose, Bedside, Modular | TRUE | FALSE |  | 175247
UTSW | C114757 | DE671H3118 |  |  |  |  | Philips Healthcare - Monitoring Systems | IntelliVue MX450 | Monitors, Physiologic, Multipurpose, Bedside, Modular | TRUE | FALSE |  | 175247
UTSW | C114742 | DE71166511 |  |  |  |  | Philips Healthcare - Monitoring Systems | Intellivue MX700 | Monitors, Physiologic, Multipurpose, Bedside, Modular | TRUE | FALSE |  | 175247
UTSW | C114741 | DE71166426 |  |  |  |  | Philips Healthcare - Monitoring Systems | IntelliVue MX800 | Monitors, Physiologic, Multipurpose, Bedside, Modular | TRUE | FALSE |  | 175247
UTSW | C114739 | DE71166409 |  |  |  |  | Philips Healthcare - Monitoring Systems | Intellivue MX700 | Monitors, Physiologic, Multipurpose, Bedside, Modular | TRUE | FALSE |  | 175247
UTSW | C114738 | DE71166476 |  |  |  |  | Philips Healthcare - Monitoring Systems | Intellivue MX700 | Monitors, Physiologic, Multipurpose, Bedside, Modular | TRUE | FALSE |  | 175247
UTSW | c114737 | DE71166423 |  |  |  |  | Philips Healthcare - Monitoring Systems | Intellivue MX700 | Monitors, Physiologic, Multipurpose, Bedside, Modular | TRUE | FALSE |  | 175247
UTSW | c114736 | DE71166452 |  |  |  |  | Philips Healthcare - Monitoring Systems | Intellivue MX700 | Monitors, Physiologic, Multipurpose, Bedside, Modular | TRUE | FALSE |  | 175247
UTSW | C114735 | DE671H3094 |  |  |  |  | Philips Healthcare - Monitoring Systems | IntelliVue MX450 | Monitors, Physiologic, Multipurpose, Bedside, Modular | TRUE | FALSE |  | 175247
UTSW | C114733 | DE71166433 |  |  |  |  | Philips Healthcare - Monitoring Systems | Intellivue MX700 | Monitors, Physiologic, Multipurpose, Bedside, Modular | TRUE | FALSE |  | 175247
UTSW | C114732 | DE71166405 |  |  |  |  | Philips Healthcare - Monitoring Systems | Intellivue MX700 | Monitors, Physiologic, Multipurpose, Bedside, Modular | TRUE | FALSE |  | 175247
UTSW | C114731 | DE71165180 |  |  |  |  | Philips Healthcare - Monitoring Systems | Intellivue MX700 | Monitors, Physiologic, Multipurpose, Bedside, Modular | TRUE | FALSE |  | 175247
UTSW | C114730 | DE71165514 |  |  |  |  | Philips Healthcare - Monitoring Systems | Intellivue MX700 | Monitors, Physiologic, Multipurpose, Bedside, Modular | TRUE | FALSE |  | 175247
UTSW | C114729 | DE71166453 |  |  |  |  | Philips Healthcare - Monitoring Systems | Intellivue MX700 | Monitors, Physiologic, Multipurpose, Bedside, Modular | TRUE | FALSE |  | 175247
UTSW | C114727 | DE671H3113 |  |  |  |  | Philips Healthcare - Monitoring Systems | IntelliVue MX450 | Monitors, Physiologic, Multipurpose, Bedside, Modular | TRUE | FALSE |  | 175247
UTSW | C113359 | DE71165456 |  |  |  |  | Philips Healthcare - Monitoring Systems | Intellivue MX700 | Monitors, Physiologic, Multipurpose, Bedside, Modular | TRUE | FALSE |  | 175247
UTSW | C110922 | DE71165469 |  |  |  |  | Philips Healthcare - Monitoring Systems | Intellivue MX700 | Monitors, Physiologic, Multipurpose, Bedside, Modular | TRUE | FALSE |  | 175247
UTSW | C110920 | DE671L1441 |  |  |  |  | Philips Healthcare - Monitoring Systems | IntelliVue MX450 | Monitors, Physiologic, Multipurpose, Bedside, Modular | TRUE | FALSE |  | 175247
UTSW | C110918 | DE671L1437 |  |  |  |  | Philips Healthcare - Monitoring Systems | IntelliVue MX450 | Monitors, Physiologic, Multipurpose, Bedside, Modular | TRUE | FALSE |  | 175247
UTSW | C110913 | DE671L1582 |  |  |  |  | Philips Healthcare - Monitoring Systems | IntelliVue MX450 | Monitors, Physiologic, Multipurpose, Bedside, Modular | TRUE | FALSE |  | 175247
UTSW | C110912 | DE671L1461 |  |  |  |  | Philips Healthcare - Monitoring Systems | IntelliVue MX450 | Monitors, Physiologic, Multipurpose, Bedside, Modular | TRUE | FALSE |  | 175247
UTSW | C110082 | de70393618 |  |  |  |  | Philips Healthcare - Monitoring Systems | IntelliVue MX800 | Monitors, Physiologic, Multipurpose, Bedside, Modular | TRUE | FALSE |  | 175247
UTSW | c110081 | de70393749 |  |  |  |  | Philips Healthcare - Monitoring Systems | IntelliVue MX800 | Monitors, Physiologic, Multipurpose, Bedside, Modular | TRUE | FALSE |  | 175247
UTSW | c110080 | DE70393716 |  |  |  |  | Philips Healthcare - Monitoring Systems | IntelliVue MX800 | Monitors, Physiologic, Multipurpose, Bedside, Modular | TRUE | FALSE |  | 175247
UTSW | C110079 | DE70393638 |  |  |  |  | Philips Healthcare - Monitoring Systems | IntelliVue MX800 | Monitors, Physiologic, Multipurpose, Bedside, Modular | TRUE | FALSE |  | 175247
UTSW | c110078 | DE70393755 |  |  |  |  | Philips Healthcare - Monitoring Systems | IntelliVue MX800 | Monitors, Physiologic, Multipurpose, Bedside, Modular | TRUE | FALSE |  | 175247
UTSW | c110077 | DE70393634 |  |  |  |  | Philips Healthcare - Monitoring Systems | IntelliVue MX800 | Monitors, Physiologic, Multipurpose, Bedside, Modular | TRUE | FALSE |  | 175247
UTSW | c110076 | DE70393658 |  |  |  |  | Philips Healthcare - Monitoring Systems | IntelliVue MX800 | Monitors, Physiologic, Multipurpose, Bedside, Modular | TRUE | FALSE |  | 175247
UTSW | c110075 | DE70393595 |  |  |  |  | Philips Healthcare - Monitoring Systems | IntelliVue MX800 | Monitors, Physiologic, Multipurpose, Bedside, Modular | TRUE | FALSE |  | 175247
UTSW | c110074 | DE70393611 |  |  |  |  | Philips Healthcare - Monitoring Systems | IntelliVue MX800 | Monitors, Physiologic, Multipurpose, Bedside, Modular | TRUE | FALSE |  | 175247
UTSW | c110073 | DE70373662 |  |  |  |  | Philips Healthcare - Monitoring Systems | IntelliVue MX800 | Monitors, Physiologic, Multipurpose, Bedside, Modular | TRUE | FALSE |  | 175247
UTSW | C110072 | DE70393746 |  |  |  |  | Philips Healthcare - Monitoring Systems | IntelliVue MX800 | Monitors, Physiologic, Multipurpose, Bedside, Modular | TRUE | FALSE |  | 175247
UTSW | C110069 | DE70393671 |  |  |  |  | Philips Healthcare - Monitoring Systems | IntelliVue MX800 | Monitors, Physiologic, Multipurpose, Bedside, Modular | TRUE | FALSE |  | 175247
UTSW | c110068 | DE70393645 |  |  |  |  | Philips Healthcare - Monitoring Systems | IntelliVue MX800 | Monitors, Physiologic, Multipurpose, Bedside, Modular | TRUE | FALSE |  | 175247
UTSW | C110067 | DE70393754 |  |  |  |  | Philips Healthcare - Monitoring Systems | IntelliVue MX800 | Monitors, Physiologic, Multipurpose, Bedside, Modular | TRUE | FALSE |  | 175247
UTSW | C110040 | DE71165394 |  |  |  |  | Philips Healthcare - Monitoring Systems | IntelliVue MX900 | Monitors, Physiologic, Multipurpose, Bedside, Modular | TRUE | FALSE |  | 175247
UTSW | C110038 | DE71165508 |  |  |  |  | Philips Healthcare - Monitoring Systems | IntelliVue MX900 | Monitors, Physiologic, Multipurpose, Bedside, Modular | TRUE | FALSE |  | 175247
UTSW | C110037 | DE71165486 |  |  |  |  | Philips Healthcare - Monitoring Systems | Intellivue MX700 | Monitors, Physiologic, Multipurpose, Bedside, Modular | TRUE | FALSE |  | 175247
UTSW | C110036 | DE71165534 |  |  |  |  | Philips Healthcare - Monitoring Systems | Intellivue MX700 | Monitors, Physiologic, Multipurpose, Bedside, Modular | TRUE | FALSE |  | 175247
UTSW | C110035 | DE71165532 |  |  |  |  | Philips Healthcare - Monitoring Systems | Intellivue MX700 | Monitors, Physiologic, Multipurpose, Bedside, Modular | TRUE | FALSE |  | 175247
UTSW | C110034 | DE71165498 |  |  |  |  | Philips Healthcare - Monitoring Systems | Intellivue MX700 | Monitors, Physiologic, Multipurpose, Bedside, Modular | TRUE | FALSE |  | 175247
UTSW | C110033 | DE71165505 |  |  |  |  | Philips Healthcare - Monitoring Systems | IntelliVue MX900 | Monitors, Physiologic, Multipurpose, Bedside, Modular | TRUE | FALSE |  | 175247
UTSW | C110032 | DE71165490 |  |  |  |  | Philips Healthcare - Monitoring Systems | Intellivue MX700 | Monitors, Physiologic, Multipurpose, Bedside, Modular | TRUE | FALSE |  | 175247
UTSW | C110031 | DE71165473 |  |  |  |  | Philips Healthcare - Monitoring Systems | Intellivue MX700 | Monitors, Physiologic, Multipurpose, Bedside, Modular | TRUE | FALSE |  | 175247
UTSW | C110030 | DE71165390 |  |  |  |  | Philips Healthcare - Monitoring Systems | Intellivue MX700 | Monitors, Physiologic, Multipurpose, Bedside, Modular | TRUE | FALSE |  | 175247
UTSW | C110029 | DE71165531 |  |  |  |  | Philips Healthcare - Monitoring Systems | Intellivue MX700 | Monitors, Physiologic, Multipurpose, Bedside, Modular | TRUE | FALSE |  | 175247
UTSW | C110028 | DE71165393 |  |  |  |  | Philips Healthcare - Monitoring Systems | Intellivue MX700 | Monitors, Physiologic, Multipurpose, Bedside, Modular | TRUE | FALSE |  | 175247
UTSW | C110027 | DE71165499 |  |  |  |  | Philips Healthcare - Monitoring Systems | Intellivue MX700 | Monitors, Physiologic, Multipurpose, Bedside, Modular | TRUE | FALSE |  | 175247
UTSW | C110026 | DE71165494 |  |  |  |  | Philips Healthcare - Monitoring Systems | Intellivue MX700 | Monitors, Physiologic, Multipurpose, Bedside, Modular | TRUE | FALSE |  | 175247
UTSW | C110025 | DE671L1504 |  |  |  |  | Philips Healthcare - Monitoring Systems | IntelliVue MX450 | Monitors, Physiologic, Multipurpose, Bedside, Modular | TRUE | FALSE |  | 175247
UTSW | C110023 | DE671L1474 |  |  |  |  | Philips Healthcare - Monitoring Systems | IntelliVue MX450 | Monitors, Physiologic, Multipurpose, Bedside, Modular | TRUE | FALSE |  | 175247
UTSW | C109977 | DE71165509 |  |  |  |  | Philips Healthcare - Monitoring Systems | IntelliVue MX900 | Monitors, Physiologic, Multipurpose, Bedside, Modular | TRUE | FALSE |  | 175247
UTSW | C109976 | DE671L1467 |  |  |  |  | Philips Healthcare - Monitoring Systems | IntelliVue MX450 | Monitors, Physiologic, Multipurpose, Bedside, Modular | TRUE | FALSE |  | 175247
UTSW | C109975 | DE671L1473 |  |  |  |  | Philips Healthcare - Monitoring Systems | IntelliVue MX450 | Monitors, Physiologic, Multipurpose, Bedside, Modular | TRUE | FALSE |  | 175247
UTSW | C109974 | DE671L1465 |  |  |  |  | Philips Healthcare - Monitoring Systems | IntelliVue MX450 | Monitors, Physiologic, Multipurpose, Bedside, Modular | TRUE | FALSE |  | 175247
UTSW | C109973 | DE671L1536 |  |  |  |  | Philips Healthcare - Monitoring Systems | IntelliVue MX450 | Monitors, Physiologic, Multipurpose, Bedside, Modular | TRUE | FALSE |  | 175247
UTSW | C109971 | DE671L1509 |  |  |  |  | Philips Healthcare - Monitoring Systems | IntelliVue MX450 | Monitors, Physiologic, Multipurpose, Bedside, Modular | TRUE | FALSE |  | 175247
UTSW | C109970 | DE671L1532 |  |  |  |  | Philips Healthcare - Monitoring Systems | IntelliVue MX450 | Monitors, Physiologic, Multipurpose, Bedside, Modular | TRUE | FALSE |  | 175247
UTSW | C109787 | DE671L1534 |  |  |  |  | Philips Healthcare - Monitoring Systems | IntelliVue MX450 | Monitors, Physiologic, Multipurpose, Bedside, Modular | TRUE | FALSE |  | 175247
UTSW | C109786 | DE671L1506 |  |  |  |  | Philips Healthcare - Monitoring Systems | IntelliVue MX450 | Monitors, Physiologic, Multipurpose, Bedside, Modular | TRUE | FALSE |  | 175247
UTSW | C109552 | DE671L1446 |  |  |  |  | Philips Healthcare - Monitoring Systems | IntelliVue MX450 | Monitors, Physiologic, Multipurpose, Bedside, Modular | TRUE | FALSE |  | 175247
UTSW | C109551 | DE671L1438 |  |  |  |  | Philips Healthcare - Monitoring Systems | IntelliVue MX450 | Monitors, Physiologic, Multipurpose, Bedside, Modular | TRUE | FALSE |  | 175247
UTSW | C109550 | DE671L1496 |  |  |  |  | Philips Healthcare - Monitoring Systems | IntelliVue MX450 | Monitors, Physiologic, Multipurpose, Bedside, Modular | TRUE | FALSE |  | 175247
UTSW | C109549 | DE671L1435 |  |  |  |  | Philips Healthcare - Monitoring Systems | IntelliVue MX450 | Monitors, Physiologic, Multipurpose, Bedside, Modular | TRUE | FALSE |  | 175247
UTSW | C109548 | DE671L1436 |  |  |  |  | Philips Healthcare - Monitoring Systems | IntelliVue MX450 | Monitors, Physiologic, Multipurpose, Bedside, Modular | TRUE | FALSE |  | 175247
UTSW | C109547 | DE671L1618 |  |  |  |  | Philips Healthcare - Monitoring Systems | IntelliVue MX450 | Monitors, Physiologic, Multipurpose, Bedside, Modular | TRUE | FALSE |  | 175247
UTSW | C109546 | DE671L1445 |  |  |  |  | Philips Healthcare - Monitoring Systems | IntelliVue MX450 | Monitors, Physiologic, Multipurpose, Bedside, Modular | TRUE | FALSE |  | 175247
UTSW | C109545 | DE671L1540 |  |  |  |  | Philips Healthcare - Monitoring Systems | IntelliVue MX450 | Monitors, Physiologic, Multipurpose, Bedside, Modular | TRUE | FALSE |  | 175247
UTSW | C109544 | DE671L1593 |  |  |  |  | Philips Healthcare - Monitoring Systems | IntelliVue MX450 | Monitors, Physiologic, Multipurpose, Bedside, Modular | TRUE | FALSE |  | 175247
UTSW | C109539 | DE671L1478 |  |  |  |  | Philips Healthcare - Monitoring Systems | IntelliVue MX450 | Monitors, Physiologic, Multipurpose, Bedside, Modular | TRUE | FALSE |  | 175247
UTSW | C109537 | C109537 |  |  |  |  | Philips Healthcare - Monitoring Systems | IntelliVue MX450 | Monitors, Physiologic, Multipurpose, Bedside, Modular | TRUE | FALSE |  | 175247
UTSW | C109535 | DE671L1471 |  |  |  |  | Philips Healthcare - Monitoring Systems | IntelliVue MX450 | Monitors, Physiologic, Multipurpose, Bedside, Modular | TRUE | FALSE |  | 175247
UTSW | C109519 | DE671L1477 |  |  |  |  | Philips Healthcare - Monitoring Systems | IntelliVue MX450 | Monitors, Physiologic, Multipurpose, Bedside, Modular | TRUE | FALSE |  | 175247
UTSW | C109518 | DE671L1519 |  |  |  |  | Philips Healthcare - Monitoring Systems | IntelliVue MX450 | Monitors, Physiologic, Multipurpose, Bedside, Modular | TRUE | FALSE |  | 175247
UTSW | C109517 | DE671L1505 |  |  |  |  | Philips Healthcare - Monitoring Systems | IntelliVue MX450 | Monitors, Physiologic, Multipurpose, Bedside, Modular | TRUE | FALSE |  | 175247
UTSW | C109516 | DE671L1535 |  |  |  |  | Philips Healthcare - Monitoring Systems | IntelliVue MX450 | Monitors, Physiologic, Multipurpose, Bedside, Modular | TRUE | FALSE |  | 175247
UTSW | C109515 | DE671L1528 |  |  |  |  | Philips Healthcare - Monitoring Systems | IntelliVue MX450 | Monitors, Physiologic, Multipurpose, Bedside, Modular | TRUE | FALSE |  | 175247
UTSW | C109514 | DE671L1538 |  |  |  |  | Philips Healthcare - Monitoring Systems | IntelliVue MX450 | Monitors, Physiologic, Multipurpose, Bedside, Modular | TRUE | FALSE |  | 175247
UTSW | C109513 | DE671L1559 |  |  |  |  | Philips Healthcare - Monitoring Systems | IntelliVue MX450 | Monitors, Physiologic, Multipurpose, Bedside, Modular | TRUE | FALSE |  | 175247
UTSW | C109512 | DE671L1555 |  |  |  |  | Philips Healthcare - Monitoring Systems | IntelliVue MX450 | Monitors, Physiologic, Multipurpose, Bedside, Modular | TRUE | FALSE |  | 175247
UTSW | C108930 | DE35114331 |  |  |  |  | Philips Healthcare - Monitoring Systems | IntelliVue MX450 | Monitors, Physiologic, Multipurpose, Bedside, Modular | TRUE | FALSE |  | 175247
UTSW | C108927 | DE35114318 |  |  |  |  | Philips Healthcare - Monitoring Systems | IntelliVue MX450 | Monitors, Physiologic, Multipurpose, Bedside, Modular | TRUE | FALSE |  | 175247
UTSW | C108926 | DE35114325 |  |  |  |  | Philips Healthcare - Monitoring Systems | IntelliVue MX450 | Monitors, Physiologic, Multipurpose, Bedside, Modular | TRUE | FALSE |  | 175247
UTSW | C107393 | DE35114321 |  |  |  |  | Philips Healthcare - Monitoring Systems | IntelliVue MX450 | Monitors, Physiologic, Multipurpose, Bedside, Modular | TRUE | FALSE |  | 175247
UTSW | C106472 | DE12526367 |  |  |  |  | Philips Healthcare - Monitoring Systems | IntelliVue MX900 | Monitors, Physiologic, Multipurpose, Bedside, Modular | TRUE | FALSE |  | 175247
UTSW | C105955 | DE671K9167 |  |  |  |  | Philips Healthcare - Monitoring Systems | IntelliVue MX450 | Monitors, Physiologic, Multipurpose, Bedside, Modular | TRUE | FALSE |  | 175247
UTSW | C105952 | DE671K9086 |  |  |  |  | Philips Healthcare - Monitoring Systems | IntelliVue MX450 | Monitors, Physiologic, Multipurpose, Bedside, Modular | TRUE | FALSE |  | 175247
UTSW | C105919 | DE671H3092 |  |  |  |  | Philips Healthcare - Monitoring Systems | IntelliVue MX450 | Monitors, Physiologic, Multipurpose, Bedside, Modular | TRUE | FALSE |  | 175247
UTSW | C105918 | DE671H3115 |  |  |  |  | Philips Healthcare - Monitoring Systems | IntelliVue MX450 | Monitors, Physiologic, Multipurpose, Bedside, Modular | TRUE | FALSE |  | 175247
UTSW | C105917 | DE671H3097 |  |  |  |  | Philips Healthcare - Monitoring Systems | IntelliVue MX450 | Monitors, Physiologic, Multipurpose, Bedside, Modular | TRUE | FALSE |  | 175247
UTSW | C104986 | DE58542299 |  |  |  |  | Philips Healthcare - Monitoring Systems | IntelliVue MX900 | Monitors, Physiologic, Multipurpose, Bedside, Modular | TRUE | FALSE |  | 175247
UTSW | C104890 | DE12526365 |  |  |  |  | Philips Healthcare - Monitoring Systems | IntelliVue MX900 | Monitors, Physiologic, Multipurpose, Bedside, Modular | TRUE | FALSE |  | 175247
UTSW | C104493 | DE47827004 |  |  |  |  | Philips Healthcare - Monitoring Systems | Intellivue MX700 | Monitors, Physiologic, Multipurpose, Bedside, Modular | TRUE | FALSE |  | 175247
UTSW | C104325 | DE47826986 |  |  |  |  | Philips Healthcare - Monitoring Systems | IntelliVue MX900 | Monitors, Physiologic, Multipurpose, Bedside, Modular | TRUE | FALSE |  | 175247
UTSW | C104313 | DE47827010 |  |  |  |  | Philips Healthcare - Monitoring Systems | Intellivue MX700 | Monitors, Physiologic, Multipurpose, Bedside, Modular | TRUE | FALSE |  | 175247
UTSW | C104312 | DE47826994 |  |  |  |  | Philips Healthcare - Monitoring Systems | Intellivue MX700 | Monitors, Physiologic, Multipurpose, Bedside, Modular | TRUE | FALSE |  | 175247
UTSW | C103574 | DE35153509 |  |  |  |  | Philips Healthcare - Monitoring Systems | IntelliVue MX450 | Monitors, Physiologic, Multipurpose, Bedside, Modular | TRUE | FALSE |  | 175247
UTSW | C103573 | DE35153513 |  |  |  |  | Philips Healthcare - Monitoring Systems | IntelliVue MX450 | Monitors, Physiologic, Multipurpose, Bedside, Modular | TRUE | FALSE |  | 175247
UTSW | C103531 | DE58541552 |  |  |  |  | Philips Healthcare - Monitoring Systems | Intellivue MX700 | Monitors, Physiologic, Multipurpose, Bedside, Modular | TRUE | FALSE |  | 175247
UTSW | C103530 | DE58541578 |  |  |  |  | Philips Healthcare - Monitoring Systems | Intellivue MX700 | Monitors, Physiologic, Multipurpose, Bedside, Modular | TRUE | FALSE |  | 175247
UTSW | C103527 | DE58541573 |  |  |  |  | Philips Healthcare - Monitoring Systems | Intellivue MX700 | Monitors, Physiologic, Multipurpose, Bedside, Modular | TRUE | FALSE |  | 175247
UTSW | C103526 | DE58541550 |  |  |  |  | Philips Healthcare - Monitoring Systems | Intellivue MX700 | Monitors, Physiologic, Multipurpose, Bedside, Modular | TRUE | FALSE |  | 175247
UTSW | C103522 | DE58541547 |  |  |  |  | Philips Healthcare - Monitoring Systems | Intellivue MX700 | Monitors, Physiologic, Multipurpose, Bedside, Modular | TRUE | FALSE |  | 175247
UTSW | C103440 | DE58541613 |  |  |  |  | Philips Healthcare - Monitoring Systems | Intellivue MX700 | Monitors, Physiologic, Multipurpose, Bedside, Modular | TRUE | FALSE |  | 175247
UTSW | C103437 | DE58541592 |  |  |  |  | Philips Healthcare - Monitoring Systems | Intellivue MX700 | Monitors, Physiologic, Multipurpose, Bedside, Modular | TRUE | FALSE |  | 175247
UTSW | C103436 | DE58541530 |  |  |  |  | Philips Healthcare - Monitoring Systems | Intellivue MX700 | Monitors, Physiologic, Multipurpose, Bedside, Modular | TRUE | FALSE |  | 175247
UTSW | C103431 | DE58541589 |  |  |  |  | Philips Healthcare - Monitoring Systems | Intellivue MX700 | Monitors, Physiologic, Multipurpose, Bedside, Modular | TRUE | FALSE |  | 175247
UTSW | C103429 | DE58541559 |  |  |  |  | Philips Healthcare - Monitoring Systems | Intellivue MX700 | Monitors, Physiologic, Multipurpose, Bedside, Modular | TRUE | FALSE |  | 175247
UTSW | C103426 | DE58541534 |  |  |  |  | Philips Healthcare - Monitoring Systems | Intellivue MX700 | Monitors, Physiologic, Multipurpose, Bedside, Modular | TRUE | FALSE |  | 175247
UTSW | C103425 | DE58541537 |  |  |  |  | Philips Healthcare - Monitoring Systems | Intellivue MX700 | Monitors, Physiologic, Multipurpose, Bedside, Modular | TRUE | FALSE |  | 175247
UTSW | C103407 | DE58542264 |  |  |  |  | Philips Healthcare - Monitoring Systems | Intellivue MX700 | Monitors, Physiologic, Multipurpose, Bedside, Modular | TRUE | FALSE |  | 175247
UTSW | C103384 | DE58542281 |  |  |  |  | Philips Healthcare - Monitoring Systems | Intellivue MX700 | Monitors, Physiologic, Multipurpose, Bedside, Modular | TRUE | FALSE |  | 175247
UTSW | C103383 | DE58542235 |  |  |  |  | Philips Healthcare - Monitoring Systems | IntelliVue MX900 | Monitors, Physiologic, Multipurpose, Bedside, Modular | TRUE | FALSE |  | 175247
UTSW | C103122 | DE50851048 |  |  |  |  | Philips Healthcare - Monitoring Systems | IntelliVue MX800 | Monitors, Physiologic, Multipurpose, Bedside, Modular | TRUE | FALSE |  | 175247
UTSW | C103085 | DE35153861 |  |  |  |  | Philips Healthcare - Monitoring Systems | IntelliVue MX450 | Monitors, Physiologic, Multipurpose, Bedside, Modular | TRUE | FALSE |  | 175247
UTSW | C103076 | DE35153633 |  |  |  |  | Philips Healthcare - Monitoring Systems | IntelliVue MX450 | Monitors, Physiologic, Multipurpose, Bedside, Modular | TRUE | FALSE |  | 175247
UTSW | C103056 | DE50851043 |  |  |  |  | Philips Healthcare - Monitoring Systems | IntelliVue MX800 | Monitors, Physiologic, Multipurpose, Bedside, Modular | TRUE | FALSE |  | 175247
UTSW | 503208 | DE50940515 |  |  |  |  | Philips Healthcare - Monitoring Systems | IntelliVue MX900 | Monitors, Physiologic, Multipurpose, Bedside, Modular | TRUE | FALSE |  | 175247
UTSW | 496318 | DE47736290 |  |  |  |  | Philips Healthcare - Monitoring Systems | IntelliVue MX800 | Monitors, Physiologic, Multipurpose, Bedside, Modular | TRUE | FALSE |  | 175247
UTSW | 495747 | DE35114329 |  |  |  |  | Philips Healthcare - Monitoring Systems | IntelliVue MX450 | Monitors, Physiologic, Multipurpose, Bedside, Modular | TRUE | FALSE |  | 175247
UTSW | 495744 | DE35114315 |  |  |  |  | Philips Healthcare - Monitoring Systems | IntelliVue MX450 | Monitors, Physiologic, Multipurpose, Bedside, Modular | TRUE | FALSE |  | 175247
UTSW | 494048 | DE483B6146 |  |  |  |  | Philips Healthcare - Monitoring Systems | IntelliVue MP50 | Monitors, Physiologic, Multipurpose, Bedside, Modular | TRUE | FALSE |  | 175247
UTSW | 494047 | DE483B6167 |  |  |  |  | Philips Healthcare - Monitoring Systems | IntelliVue MP50 | Monitors, Physiologic, Multipurpose, Bedside, Modular | TRUE | FALSE |  | 175247
UTSW | 493982 | DE820B5486 |  |  |  |  | Philips Healthcare - Monitoring Systems | IntelliVue MP50 | Monitors, Physiologic, Multipurpose, Bedside, Modular | TRUE | FALSE |  | 175247
UTSW | 493961 | DE483B6137 |  |  |  |  | Philips Healthcare - Monitoring Systems | MP50 | Monitors, Physiologic, Multipurpose, Bedside, Modular | TRUE | FALSE |  | 175247
UTSW | 493958 | DE483B6145 |  |  |  |  | Philips Healthcare - Monitoring Systems | IntelliVue MP50 | Monitors, Physiologic, Multipurpose, Bedside, Modular | TRUE | FALSE |  | 175247
UTSW | 493955 | DE48386156 |  |  |  |  | Philips Healthcare - Monitoring Systems | IntelliVue MP50 | Monitors, Physiologic, Multipurpose, Bedside, Modular | TRUE | FALSE |  | 175247
UTSW | 493941 | DE483B6150 |  |  |  |  | Philips Healthcare - Monitoring Systems | IntelliVue MP50 | Monitors, Physiologic, Multipurpose, Bedside, Modular | TRUE | FALSE |  | 175247
UTSW | 493939 | DE483B6157 |  |  |  |  | Philips Healthcare - Monitoring Systems | IntelliVue MP50 | Monitors, Physiologic, Multipurpose, Bedside, Modular | TRUE | FALSE |  | 175247
UTSW | 493936 | DE483B6152 |  |  |  |  | Philips Healthcare - Monitoring Systems | IntelliVue MP50 | Monitors, Physiologic, Multipurpose, Bedside, Modular | TRUE | FALSE |  | 175247
UTSW | 493932 | DEDE483B6143 |  |  |  |  | Philips Healthcare - Monitoring Systems | IntelliVue MP50 | Monitors, Physiologic, Multipurpose, Bedside, Modular | TRUE | FALSE |  | 175247
UTSW | 493912 | DE47734917 |  |  |  |  | Philips Healthcare - Monitoring Systems | IntelliVue MX900 | Monitors, Physiologic, Multipurpose, Bedside, Modular | TRUE | FALSE |  | 175247
UTSW | 493875 | DE47734785 |  |  |  |  | Philips Healthcare - Monitoring Systems | IntelliVue MX450 | Monitors, Physiologic, Multipurpose, Bedside, Modular | TRUE | FALSE |  | 175247
UTSW | 493400 | DE47827002 |  |  |  |  | Philips Healthcare - Monitoring Systems | Intellivue MX700 | Monitors, Physiologic, Multipurpose, Bedside, Modular | TRUE | FALSE |  | 175247
UTSW | 493297 | DE47826976 |  |  |  |  | Philips Healthcare - Monitoring Systems | IntelliVue MX450 | Monitors, Physiologic, Multipurpose, Bedside, Modular | TRUE | FALSE |  | 175247
UTSW | 493296 | DE47856975 |  |  |  |  | Philips Healthcare - Monitoring Systems | IntelliVue MX450 | Monitors, Physiologic, Multipurpose, Bedside, Modular | TRUE | FALSE |  | 175247
UTSW | 493217 | DE12526381 |  |  |  |  | Philips Healthcare - Monitoring Systems | IntelliVue MX900 | Monitors, Physiologic, Multipurpose, Bedside, Modular | TRUE | FALSE |  | 175247
UTSW | 493215 | DE12526375 |  |  |  |  | Philips Healthcare - Monitoring Systems | IntelliVue MX900 | Monitors, Physiologic, Multipurpose, Bedside, Modular | TRUE | FALSE |  | 175247
UTSW | 27868 | DE82077751 |  |  |  |  | Philips Healthcare - Monitoring Systems | IntelliVue MP50 | Monitors, Physiologic, Multipurpose, Bedside, Modular | TRUE | FALSE |  | 175247
UTSW | 27866 | DE820A1445 |  |  |  |  | Philips Healthcare - Monitoring Systems | IntelliVue MP50 | Monitors, Physiologic, Multipurpose, Bedside, Modular | TRUE | FALSE |  | 175247
UTSW | 27865 | DE82080875 |  |  |  |  | Philips Healthcare - Monitoring Systems | IntelliVue MP50 | Monitors, Physiologic, Multipurpose, Bedside, Modular | TRUE | FALSE |  | 175247
UTSW | C65842 | DE3450DCM4 |  |  |  |  | Philips Healthcare - Respironics | M3001A | Monitors, Physiologic, Multipurpose, Bedside, Modular | TRUE | FALSE |  | 175247
UTSW | C62140 | DE45263236 |  |  |  |  | Philips Healthcare - Respironics | M3012A | Monitors, Physiologic, Multipurpose, Bedside, Modular | TRUE | FALSE |  | 175247
UTSW | C133000 | 402610 |  |  |  |  | Philips Volcano | IntraSight 5 | Ultrasound, Imaging, Vascular Access | TRUE | FALSE |  | 175247
UTSW | C97047 | SP19401002 |  |  |  |  | Rich-Mar Corporation | Winner EVO CM4 | ULTRASOUND | TRUE | FALSE |  | 175247
UTSW | 14869 | 131307J00001 |  |  |  |  | SciCan Inc | STATIM 5000 | Sterilizing Units, Steam, Tabletop | TRUE | FALSE |  | 175247
UTSW | C139476 | IMA2-24-COG-001 |  |  |  |  | Seno Medical Instruments Inc. | Imagio Breast Imaging System | Ultrasound, Imaging, Multipurpose | TRUE | FALSE |  | 175247
UTSW | C93735 | 0662R70503 |  |  |  |  | Shimadzu Medical Systems USA | YSF-300 Digital R/F System | Radiographic/Fluoroscopic Systems, General-Purpose | TRUE | FALSE |  | 175247
UTSW | C96695 | 801080 |  |  |  |  | Siemens Healthineers | ACUSON SEQUOIA | Ultrasound, Imaging, Multipurpose | TRUE | FALSE |  | 175247
UTSW | C95989 | 801232 |  |  |  |  | Siemens Healthineers | ACUSON SEQUOIA | Ultrasound, Imaging, Multipurpose | TRUE | FALSE |  | 175247
UTSW | C166014 | 246757 |  |  |  |  | Siemens Healthineers | SOMATOM Force | Scanning Systems, Computed Tomography | TRUE | FALSE |  | 175247
UTSW | C145343 | 177229 |  |  |  |  | Siemens Healthineers | MAGNETOM Vida | Scanning Systems, Magnetic Resonance Imaging | TRUE | FALSE |  | 175247
UTSW | C136344 | 800251 |  |  |  |  | Siemens Healthineers | ACUSON SEQUOIA | Ultrasound, Imaging, Multipurpose | TRUE | FALSE |  | 175247
UTSW | C134122 | 100356 |  |  |  |  | Siemens Healthineers | Symbia Pro.Specta | Scanning Systems, Gamma Camera, Single Photon Emission Computed Tomography | TRUE | FALSE |  | 175247
UTSW | C133670 | 246658 |  |  |  |  | Siemens Healthineers | SOMATOM Force | Scanning Systems, Computed Tomography | TRUE | FALSE |  | 175247
UTSW | C129996 | AWS9295 GANTRY 1781 |  |  |  |  | Siemens Healthineers | Mammomat Select | Radiographic Systems, Digital, Mammographic | TRUE | FALSE |  | 175247
UTSW | C129990 | 182751 |  |  |  |  | Siemens Healthineers | MAGNETOM Sola | Scanning Systems, Magnetic Resonance Imaging | TRUE | FALSE |  | 175247
UTSW | C129408 | 52268 |  |  |  |  | Siemens Healthineers | MAGNETOM Aera System | Scanning Systems, Magnetic Resonance Imaging | TRUE | FALSE |  | 175247
UTSW | C129310 | 801132 |  |  |  |  | Siemens Healthineers | ACUSON SEQUOIA | Ultrasound, Imaging, Multipurpose | TRUE | FALSE |  | 175247
UTSW | c128371 | 1252 |  |  |  |  | Siemens Healthineers | Intevo | Camera, Gamma, Single Head | TRUE | FALSE |  | 175247
UTSW | C128367 | 2035 |  |  |  |  | Siemens Healthineers | Symbia Intevo 6 | Scanning Systems, Computed Tomography/Single Photon Emission Computed Tomography | TRUE | FALSE |  | 175247
UTSW | C128365 | 2152 |  |  |  |  | Siemens Healthineers | Symbia Collimator Cart | Scanning Systems, Computed Tomography/Single Photon Emission Computed Tomography | TRUE | FALSE |  | 175247
UTSW | C128364 | 2155 |  |  |  |  | Siemens Healthineers | Symbia Collimator Cart | Scanning Systems, Computed Tomography/Single Photon Emission Computed Tomography | TRUE | FALSE |  | 175247
UTSW | C128344 | (21)800433 |  |  |  |  | Siemens Healthineers | ACUSON SEQUOIA | Ultrasound, Imaging, Vascular Access | TRUE | FALSE |  | 175247
UTSW | C128341 | 85147010 |  |  |  |  | Siemens Healthineers | 9C3 | Transducers, Ultrasonic | TRUE | FALSE |  | 175247
UTSW | C128330 | 2257 |  |  |  |  | Siemens Healthineers | AXIOM Luminos dRF | Radiographic/Fluoroscopic Systems, General-Purpose | TRUE | FALSE |  | 175247
UTSW | C128327 | 76280 |  |  |  |  | Siemens Healthineers | SOMATOM Force | Scanning Systems, Computed Tomography | TRUE | FALSE |  | 175247
UTSW | C125821 | 66059 |  |  |  |  | Siemens Healthineers | Prisma | MRI Unit, 3.0T | TRUE | FALSE |  | 175247
UTSW | C125820 | 176689 |  |  |  |  | Siemens Healthineers | MAGNETOM Vida | MRI Unit, 3.0T | TRUE | FALSE |  | 175247
UTSW | C125819 | 59076 |  |  |  |  | Siemens Healthineers | Avanto | Scanning Systems, Magnetic Resonance Imaging | TRUE | FALSE |  | 175247
UTSW | C125818 | 183054 |  |  |  |  | Siemens Healthineers | MAGNETOM Sola | Scanning Systems, Magnetic Resonance Imaging | TRUE | FALSE |  | 175247
UTSW | C125739 | 184255 |  |  |  |  | Siemens Healthineers | MAGNETOM Sola | Scanning Systems, Magnetic Resonance Imaging | TRUE | FALSE |  | 175247
UTSW | C124756 | 76641 |  |  |  |  | Siemens Healthineers | SOMATOM Force | Scanning Systems, Computed Tomography | TRUE | FALSE |  | 175247
UTSW | C124755 | 127080 |  |  |  |  | Siemens Healthineers | NAEOTOM Alpha | Scanning Systems, Computed Tomography | TRUE | FALSE |  | 175247
UTSW | C121455 | 155579 |  |  |  |  | Siemens Healthineers | Somatom Definition Edge | Scanning Systems, Computed Tomography | TRUE | FALSE |  | 175247
UTSW | C121310 | 51048 |  |  |  |  | Siemens Healthineers | Biograph mMR | Scanning Systems, Magnetic Resonance Imaging | TRUE | FALSE |  | 175247
UTSW | C121171 | 76623 |  |  |  |  | Siemens Healthineers | SOMATOM Force | Scanning Systems, Computed Tomography | TRUE | FALSE |  | 175247
UTSW | C121169 | 183461 |  |  |  |  | Siemens Healthineers | MAGNETOM Sola | Scanning Systems, Magnetic Resonance Imaging | TRUE | FALSE |  | 175247
UTSW | C121168 | 183476 |  |  |  |  | Siemens Healthineers | MAGNETOM Sola | Scanning Systems, Magnetic Resonance Imaging | TRUE | FALSE |  | 175247
UTSW | C121167 | 176541 |  |  |  |  | Siemens Healthineers | MAGNETOM Vida | Scanning Systems, Magnetic Resonance Imaging | TRUE | FALSE |  | 175247
UTSW | C120272 | 142446 |  |  |  |  | Siemens Healthineers | MAGNETOM Aera | Scanning Systems, Magnetic Resonance Imaging | TRUE | FALSE |  | 175247
UTSW | c118187 | 801261 |  |  |  |  | Siemens Healthineers | ACUSON SEQUOIA | Ultrasound, Imaging, Multipurpose | TRUE | FALSE |  | 175247
UTSW | C118182 | 801152 |  |  |  |  | Siemens Healthineers | ACUSON SEQUOIA | Ultrasound, Imaging, Multipurpose | TRUE | FALSE |  | 175247
UTSW | C118040 | 801194 |  |  |  |  | Siemens Healthineers | ACUSON SEQUOIA | Ultrasound, Imaging, Multipurpose | TRUE | FALSE |  | 175247
UTSW | C117976 | 801278 |  |  |  |  | Siemens Healthineers | ACUSON SEQUOIA | Ultrasound, Imaging, Multipurpose | TRUE | FALSE |  | 175247
UTSW | C115890 | 176759 |  |  |  |  | Siemens Healthineers | MAGNETOM Vida | Scanning Systems, Magnetic Resonance Imaging | TRUE | FALSE |  | 175247
UTSW | C115234 | 1373 |  |  |  |  | Siemens Healthineers | Ethos Therapy | Radiotherapy Systems, Linear Accelerator | TRUE | FALSE |  | 175247
UTSW | C115233 | 1322 |  |  |  |  | Siemens Healthineers | Ethos Therapy | Radiotherapy Systems, Linear Accelerator | TRUE | FALSE |  | 175247
UTSW | C112274 | 60017 |  |  |  |  | Siemens Healthineers | Biograph 64 TruePoint | Scanning Systems, Computed Tomography/Positron Emission Tomography | TRUE | FALSE |  | 175247
UTSW | C105538 | 220923 |  |  |  |  | Siemens Healthineers | ARTIS pheno | Radiographic/Fluoroscopic Systems, Angiography/Interventional | TRUE | FALSE |  | 175247
UTSW | C105537 | 76236 |  |  |  |  | Siemens Healthineers | SOMATOM Force | Scanning Systems, Computed Tomography | TRUE | FALSE |  | 175247
UTSW | BT30790 | BT30790 |  |  |  |  | Siemens Healthineers | 9VE4 Transducer | Transducers, Ultrasonic | TRUE | FALSE |  | 175247
UTSW | 531611 | BR80176 |  |  |  |  | Siemens Healthineers | 9EC4 | Transducers, Ultrasonic | TRUE | FALSE |  | 175247
UTSW | 468442 | 1135 |  |  |  |  | Siemens Healthineers | Symbia Intevo 6 | Scanning Systems, Computed Tomography/Single Photon Emission Computed Tomography | TRUE | FALSE |  | 175247
UTSW | 400-192574 | 2566201 |  |  |  |  | Siemens Healthineers | Filtrene Water Chiller | Radiotherapy Systems, Linear Accelerator | TRUE | FALSE |  | 175247
UTSW | 30128 | 2174 |  |  |  |  | Siemens Healthineers | Clinac 2100EX | Radiotherapy Systems, Linear Accelerator | TRUE | FALSE |  | 175247
UTSW | 30127 | 2171 |  |  |  |  | Siemens Healthineers | Clinac 2100EX | Radiotherapy Systems, Linear Accelerator | TRUE | FALSE |  | 175247
UTSW | 30126 | 2165 |  |  |  |  | Siemens Healthineers | Clinac 2100EX | Radiotherapy Systems, Linear Accelerator | TRUE | FALSE |  | 175247
UTSW | 23340408 | 23340408 |  |  |  |  | Siemens Healthineers | 9C2 Transducer | Transducers, Ultrasonic | TRUE | FALSE |  | 175247
UTSW | 23340350 | 23340350 |  |  |  |  | Siemens Healthineers | 15L4 Transducer | Transducers, Ultrasonic | TRUE | FALSE |  | 175247
UTSW | 2185AD1216 | 2185AD1216 |  |  |  |  | Siemens Healthineers | 18H6 Transducer | Transducers, Ultrasonic | TRUE | FALSE |  | 175247
UTSW | 2185AD1057 | 2185AD1057 |  |  |  |  | Siemens Healthineers | 18H6 Transducer | Transducers, Ultrasonic | TRUE | FALSE |  | 175247
UTSW | 184255 | 184255 |  |  |  |  | Siemens Healthineers | MAGNETOM Sola | Scanning Systems, Magnetic Resonance Imaging | TRUE | FALSE |  | 175247
UTSW | C75845 | KWHH170041 |  |  |  |  | Smith & Nephew | Versajet II | Hydrothermal Ablation Systems, Endometrial, Balloon | TRUE | FALSE |  | 175247
UTSW | C174146 | 036JHN |  |  |  |  | Sonogage | MICROMAX | Ultrasound, Imaging, Multipurpose | TRUE | FALSE |  | 175247
UTSW | C128552 | N02940 |  |  |  |  | SSCOR, Inc. | Duet |  | TRUE | FALSE |  | 175247
UTSW | C97251 | VS0120519038 |  |  |  |  | STERIS Corp | Verify | Sterilization Process Indicators, Biological | TRUE | FALSE |  | 175247
UTSW | C97129 | 32801940 |  |  |  |  | STERIS Corp | Amsco 400 Series | Sterilizing Units, Steam | TRUE | FALSE |  | 175247
UTSW | C89176 | 92385217 |  |  |  |  | STERIS Corp | DSD EDGE | Disinfectors, Liquid Germicide, Flexible Endoscope | TRUE | FALSE |  | 175247
UTSW | C89175 | 92385216 |  |  |  |  | STERIS Corp | DSD EDGE | Disinfectors, Liquid Germicide, Flexible Endoscope | TRUE | FALSE |  | 175247
UTSW | C89174 | 92385219 |  |  |  |  | STERIS Corp | DSD EDGE | Disinfectors, Liquid Germicide, Flexible Endoscope | TRUE | FALSE |  | 175247
UTSW | C84768 | 406671 |  |  |  |  | STERIS Corp | SYSTEM 1E | Sterilizing Units, Germicidal Liquid | TRUE | FALSE |  | 175247
UTSW | C84767 | 3013410 |  |  |  |  | STERIS Corp | Verify | Sterilization Process Indicators, Biological | TRUE | FALSE |  | 175247
UTSW | C75023 | 15340467 |  |  |  |  | STERIS Corp | Verify | Sterilization Process Indicators, Biological | TRUE | FALSE |  | 175247
UTSW | C161341 | 31551810 |  |  |  |  | STERIS Corp | V-PRO maX | Sterilizing Units, Germicidal Vapor | TRUE | FALSE |  | 175247
UTSW | C161222 | VS0404419177 |  |  |  |  | STERIS Corp | Verify | Sterilization Process Indicators, Biological | TRUE | FALSE |  | 175247
UTSW | C139864 | 31202518 |  |  |  |  | STERIS Corp | V-PRO maX | Sterilizing Units, Germicidal Vapor | TRUE | FALSE |  | 175247
UTSW | C139863 | 31262533 |  |  |  |  | STERIS Corp | V-PRO maX | Sterilizing Units, Germicidal Vapor | TRUE | FALSE |  | 175247
UTSW | C137084 | 13128568 |  |  |  |  | STERIS Corp | DSD EDGE | Disinfectors, Liquid Germicide, Flexible Endoscope | TRUE | FALSE |  | 175247
UTSW | C129843 | CS0126820025 |  |  |  |  | STERIS Corp | Celerity STEAM Incubator | Sterilizing Units, Steam | TRUE | FALSE |  | 175247
UTSW | C129769 | R812680601 |  |  |  |  | STERIS Corp | Amsco Eagle 3013 | Sterilizing Units, Steam | TRUE | FALSE |  | 175247
UTSW | C128771 | 1063171 |  |  |  |  | STERIS Corp | Verify | Sterilization Process Indicators, Biological | TRUE | FALSE |  | 175247
UTSW | C128534 | 10330033 |  |  |  |  | STERIS Corp | Verify | Sterilization Process Indicators, Biological | TRUE | FALSE |  | 175247
UTSW | C128532 | 0301510-34 |  |  |  |  | STERIS Corp | Amsco C Series | Sterilizing Units, Steam | TRUE | FALSE |  | 175247
UTSW | C119475 | 13113679 |  |  |  |  | STERIS Corp | DSD EDGE | Disinfectors, Liquid Germicide, Flexible Endoscope | TRUE | FALSE |  | 175247
UTSW | C119474 | 13113687 |  |  |  |  | STERIS Corp | DSD EDGE | Disinfectors, Liquid Germicide, Flexible Endoscope | TRUE | FALSE |  | 175247
UTSW | C112828 | 13339666 |  |  |  |  | STERIS Corp | Verify | Sterilization Process Indicators, Biological | TRUE | FALSE |  | 175247
UTSW | C112804 | 7484921 |  |  |  |  | STERIS Corp | Verify | Sterilization Process Indicators, Biological | TRUE | FALSE |  | 175247
UTSW | C111884 | 13187574 |  |  |  |  | STERIS Corp | Verify | Sterilization Process Indicators, Biological | TRUE | FALSE |  | 175247
UTSW | C111880 | R8331108-05 |  |  |  |  | STERIS Corp | Amsco Eagle 3013 | Sterilizing Units, Steam | TRUE | FALSE |  | 175247
UTSW | C103502 | 31381806 |  |  |  |  | STERIS Corp | V-PRO maX | Sterilizing Units, Germicidal Vapor | TRUE | FALSE |  | 175247
UTSW | C103470 | 31871803 |  |  |  |  | STERIS Corp | V-PRO maX | Sterilizing Units, Germicidal Vapor | TRUE | FALSE |  | 175247
UTSW | 508269 | 33271627 |  |  |  |  | STERIS Corp | Amsco 400 Series | Sterilizing Units, Steam | TRUE | FALSE |  | 175247
UTSW | 494586 | 31751412 |  |  |  |  | STERIS Corp | V-PRO maX | Sterilizing Units, Germicidal Vapor | TRUE | FALSE |  | 175247
UTSW | 494585 | 31691416 |  |  |  |  | STERIS Corp | V-PRO maX | Sterilizing Units, Germicidal Vapor | TRUE | FALSE |  | 175247
UTSW | 450405 | 0120106-22 |  |  |  |  | STERIS Corp | Amsco Century V-116 | Sterilizing Units, Steam | TRUE | FALSE |  | 175247
UTSW | 450401 | 11750601 |  |  |  |  | STERIS Corp | Amsco Century V-160H | Sterilizing Units, Steam | TRUE | FALSE |  | 175247
UTSW | 14711 | 12010622 |  |  |  |  | STERIS Corp | Amsco Century | Sterilizing Units, Steam | TRUE | FALSE |  | 175247
UTSW | 14708 | 11800605 |  |  |  |  | STERIS Corp | Amsco Century | Sterilizing Units, Steam | TRUE | FALSE |  | 175247
UTSW | 14259 | 214044 |  |  |  |  | STERIS Corp | SYSTEM 1 | Sterilizing Units, Germicidal Liquid | TRUE | FALSE |  | 175247
UTSW | 14258 | 201458 |  |  |  |  | STERIS Corp | SYSTEM 1 | Sterilizing Units, Germicidal Liquid | TRUE | FALSE |  | 175247
UTSW | 14257 | 300445 |  |  |  |  | STERIS Corp | SYSTEM 1 | Sterilizing Units, Germicidal Liquid | TRUE | FALSE |  | 175247
UTSW | 31381806 | 31381806 |  |  |  |  | STERIS Corp | V-PRO maX | Sterilizing Units, Germicidal Vapor | TRUE | FALSE |  | 175247
UTSW | 12010622 | 12010622 |  |  |  |  | STERIS Corp | Amsco Century | Sterilizing Units, Steam | TRUE | FALSE |  | 175247
UTSW | R833110805 | R833110805 |  |  |  |  | STERIS Corporation - Healthcare | Eagle 3000 | Sterilizer, Countertop | TRUE | FALSE |  | 175247
UTSW | C174105 | 147 |  |  |  |  | STORZ | 9606-32 | Cameras, Video, Endoscope | TRUE | FALSE |  | 175247
UTSW | C135945 | HH22443019 |  |  |  |  | Stryker Endoscopy | SPY-PHI | Fluorescence Imaging Systems, Angiographic | TRUE | FALSE |  | 175247
UTSW | C134365 | 22G515714 |  |  |  |  | Stryker Endoscopy | L11 | Light Sources, Rigid Endoscope/Multipurpose, Fiberoptic Cable | TRUE | FALSE |  | 175247
UTSW | C134364 | 22G534774 |  |  |  |  | Stryker Endoscopy | L11 | Light Sources, Rigid Endoscope/Multipurpose, Fiberoptic Cable | TRUE | FALSE |  | 175247
UTSW | C134363 | 22G534754 |  |  |  |  | Stryker Endoscopy | L11 | Light Sources, Rigid Endoscope/Multipurpose, Fiberoptic Cable | TRUE | FALSE |  | 175247
UTSW | C134362 | 22G534734 |  |  |  |  | Stryker Endoscopy | L11 | Light Sources, Rigid Endoscope/Multipurpose, Fiberoptic Cable | TRUE | FALSE |  | 175247
UTSW | C134361 | 22G534744 |  |  |  |  | Stryker Endoscopy | L11 | Light Sources, Rigid Endoscope/Multipurpose, Fiberoptic Cable | TRUE | FALSE |  | 175247
UTSW | C134359 | 22G519214 |  |  |  |  | Stryker Endoscopy | L11 | Light Sources, Rigid Endoscope/Multipurpose, Fiberoptic Cable | TRUE | FALSE |  | 175247
UTSW | C134358 | 22G534944 |  |  |  |  | Stryker Endoscopy | L11 | Light Sources, Rigid Endoscope/Multipurpose, Fiberoptic Cable | TRUE | FALSE |  | 175247
UTSW | C124667 | 22G502794 |  |  |  |  | Stryker Endoscopy | L11 | Light Sources, Rigid Endoscope/Multipurpose, Fiberoptic Cable | TRUE | FALSE |  | 175247
UTSW | 496016 | SP12010199 |  |  |  |  | Stryker Endoscopy | SPY Elite | Fluorescence Imaging Systems, Angiographic | TRUE | FALSE |  | 175247
UTSW | 17078 | 10D020134 |  |  |  |  | Stryker Endoscopy | L9000 | Light Sources, Rigid Endoscope/Multipurpose, Fiberoptic Cable | TRUE | FALSE |  | 175247
UTSW | 14964 | 08H022394 |  |  |  |  | Stryker Endoscopy | SERFAS Energy Console |  | TRUE | FALSE |  | 175247
UTSW | 14963 | 08H042394 |  |  |  |  | Stryker Endoscopy | SERFAS Energy Console |  | TRUE | FALSE |  | 175247
UTSW | c85117 | 140716559 |  |  |  |  | Stryker Medical |  |  | TRUE | FALSE |  | 175247
UTSW | c83419 | 200105101 |  |  |  |  | Stryker Medical |  |  | TRUE | FALSE |  | 175247
UTSW | C118574 | 2006333923 |  |  |  |  | Stryker Medical | Neptune Docking Station |  | TRUE | FALSE |  | 175247
UTSW | C118573 | 2021308373 |  |  |  |  | Stryker Medical | Neptune Docking Station |  | TRUE | FALSE |  | 175247
UTSW | C113184 | 212021308353 |  |  |  |  | Stryker Medical | Neptune Docking Station |  | TRUE | FALSE |  | 175247
UTSW | C113183 | 212005813543 |  |  |  |  | Stryker Medical | Neptune Docking Station |  | TRUE | FALSE |  | 175247
UTSW | c105546 | NA |  |  |  |  | Stryker Medical |  |  | TRUE | FALSE |  | 175247
UTSW | 20726 | 304950/278704 |  |  |  |  | Stryker Medical | S2 | Microscope, Dental, Floor Standing | TRUE | FALSE |  | 175247
UTSW | 495859 | 495859 |  |  |  |  | Sysmex America Inc | XS-1000i |  | TRUE | FALSE |  | 175247
UTSW | 495858 | 13871 |  |  |  |  | Sysmex America Inc | XN-1000 |  | TRUE | FALSE |  | 175247
UTSW | 485646 | 13068 |  |  |  |  | Sysmex America Inc | XN-1000 |  | TRUE | FALSE |  | 175247
UTSW | 5593 | B039831 |  |  |  |  | Tektronix Inc | 2235 | Oscilloscopes | TRUE | FALSE |  | 175247
UTSW | 28548 | 20300105 |  |  |  |  | Terumo BCT Inc Div Terumo Corp | SCD IIB | Thermoplastic Tubing Sterile Sealers, Connection | TRUE | FALSE |  | 175247
UTSW | 28547 | 2012-12673 |  |  |  |  | Terumo BCT Inc Div Terumo Corp | SCD IIB | Thermoplastic Tubing Sterile Sealers, Connection | TRUE | FALSE |  | 175247
UTSW | 16169 | 9060061 |  |  |  |  | Terumo BCT Inc Div Terumo Corp | SCD IIB | Thermoplastic Tubing Sterile Sealers, Connection | TRUE | FALSE |  | 175247
UTSW | C88393 | 1563 |  |  |  |  | Terumo Cardiovascular Systems Corp Div Terumo Corp | Advanced Perfusion System 1 | Heart-Lung Bypass Units | TRUE | FALSE |  | 175247
UTSW | C138940 | 3133 |  |  |  |  | Terumo Cardiovascular Systems Corp Div Terumo Corp | Advanced Perfusion System 1 | Heart-Lung Bypass Units | TRUE | FALSE |  | 175247
UTSW | C124894 | 2123 |  |  |  |  | Terumo Cardiovascular Systems Corp Div Terumo Corp | Advanced Perfusion System 1 | Heart-Lung Bypass Units | TRUE | FALSE |  | 175247
UTSW | C120349 | 2044 |  |  |  |  | Terumo Cardiovascular Systems Corp Div Terumo Corp | Advanced Perfusion System 1 | Heart-Lung Bypass Units | TRUE | FALSE |  | 175247
UTSW | C102124 | 1786 |  |  |  |  | Terumo Cardiovascular Systems Corp Div Terumo Corp | Advanced Perfusion System 1 | Heart-Lung Bypass Units | TRUE | FALSE |  | 175247
UTSW | 471 | 471 |  |  |  |  | Terumo Cardiovascular Systems Corp Div Terumo Corp | Advanced Perfusion System 1 | Heart-Lung Bypass Units | TRUE | FALSE |  | 175247
UTSW | C125656 | 134638 |  |  |  |  | The Harloff Co | Sure-Dry | Cabinets, Storage, Endoscope | TRUE | FALSE |  | 175247
UTSW | C125655 | 134637 |  |  |  |  | The Harloff Co | Sure-Dry | Cabinets, Storage, Endoscope | TRUE | FALSE |  | 175247
UTSW | C125542 | DCP3-00230 |  |  |  |  | The Harloff Co | Sure-Dry | Cabinets, Storage, Endoscope | TRUE | FALSE |  | 175247
UTSW | C125541 | DCP3-00233 |  |  |  |  | The Harloff Co | Sure-Dry | Cabinets, Storage, Endoscope | TRUE | FALSE |  | 175247
UTSW | C125540 | DCP3-00232 |  |  |  |  | The Harloff Co | Sure-Dry | Cabinets, Storage, Endoscope | TRUE | FALSE |  | 175247
UTSW | C125539 | DCP3-00204 |  |  |  |  | The Harloff Co | Sure-Dry | Cabinets, Storage, Endoscope | TRUE | FALSE |  | 175247
UTSW | C125538 | DCP3-00227 |  |  |  |  | The Harloff Co | Sure-Dry | Cabinets, Storage, Endoscope | TRUE | FALSE |  | 175247
UTSW | C125537 | DCP3-00231 |  |  |  |  | The Harloff Co | Sure-Dry | Cabinets, Storage, Endoscope | TRUE | FALSE |  | 175247
UTSW | C124408 | DCP3-00219 |  |  |  |  | The Harloff Co | Sure-Dry | Cabinets, Storage, Endoscope | TRUE | FALSE |  | 175247
UTSW | C124407 | DCP3-00220 |  |  |  |  | The Harloff Co | Sure-Dry | Cabinets, Storage, Endoscope | TRUE | FALSE |  | 175247
UTSW | C124406 | DCP3-00221 |  |  |  |  | The Harloff Co | Sure-Dry | Cabinets, Storage, Endoscope | TRUE | FALSE |  | 175247
UTSW | 23554 | 37504R1A1ZZ1S00A |  |  |  |  | Thermo Fisher Scientific |  |  | TRUE | FALSE |  | 175247
UTSW | C66373 | [5 empty] | Thermo Fisher Scientific Inc |  |  | TRUE | FALSE |  | 175247
UTSW | C96855 | 3152284 |  |  |  |  | Topcon Medical Systems (TMS) Inc | OMS-90 | Microscope, Diagnostic | TRUE | FALSE |  | 175247
UTSW | C138065 | 3152952 |  |  |  |  | Topcon Medical Systems (TMS) Inc | OMS-90 | Microscope, Operating, Ophthalmic, Floor Standing | TRUE | FALSE |  | 175247
UTSW | C103333 | 315965 |  |  |  |  | Topcon Medical Systems (TMS) Inc | OMS-90 | Microscope, Operating, Ophthalmic, Floor Standing | TRUE | FALSE |  | 175247
UTSW | 470224 | JLA1072185 |  |  |  |  | TOSHIBA | AQUILLION 64 | CT Scanner, 64 Slice | TRUE | FALSE |  | 175247
UTSW | C87314 | 13121332 |  |  |  |  | Tuttnauer USA Co Ltd | 2540ea | Sterilizer, Countertop | TRUE | FALSE |  | 175247
UTSW | C174762 | 15121036 |  |  |  |  | Tuttnauer USA Co Ltd | EZ-9 | Sterilizer, Countertop | TRUE | FALSE |  | 175247
UTSW | C174456 | V2479971 |  |  |  |  | Tuttnauer USA Co Ltd | EZ-9 | Sterilizer, Countertop | TRUE | FALSE |  | 175247
UTSW | C133589 | 23070524 |  |  |  |  | Tuttnauer USA Co Ltd | T-Edge 11 | Sterilizer, Countertop | TRUE | FALSE |  | 175247
UTSW | C128535 | 17110100 |  |  |  |  | Tuttnauer USA Co Ltd | EZ11Plus | Sterilizing Units, Steam, Tabletop | TRUE | FALSE |  | 175247
UTSW | C112790 | 1212177 |  |  |  |  | Tuttnauer USA Co Ltd | 3870EA | Sterilizing Units, Steam, Tabletop | TRUE | FALSE |  | 175247
UTSW | C102840 | 14020359 |  |  |  |  | Tuttnauer USA Co Ltd | EZ-10 | Sterilizer, Countertop | TRUE | FALSE |  | 175247
UTSW | 473927 | 1105650 |  |  |  |  | Tuttnauer USA Co Ltd | 3870EA | Sterilizing Units, Steam, Tabletop | TRUE | FALSE |  | 175247
UTSW | C174979 | 1765385 |  |  |  |  | Unico | College Microscope | Microscope, Diagnostic | TRUE | FALSE |  | 175247
UTSW | T00091 | 00318600W0 |  |  |  |  | Unknown |  | Microscopes, Light, Operating | TRUE | FALSE |  | 175247
UTSW | C97438 | CM180707 |  |  |  |  | Verathon Inc | GlideScope Core | Laryngoscopes, Rigid, Video | TRUE | FALSE |  | 175247
UTSW | C75423 | AN171624 |  |  |  |  | Verathon Inc | GlideScope AVL | Laryngoscopes, Rigid, Video | TRUE | FALSE |  | 175247
UTSW | C74554 | AM112277 |  |  |  |  | Verathon Inc | GlideScope Cobalt AVL | Laryngoscopes, Rigid, Video | TRUE | FALSE |  | 175247
UTSW | C145271 | CN203069 |  |  |  |  | Verathon Inc | GlideScope Core 15 | Laryngoscopes, Rigid, Video | TRUE | FALSE |  | 175247
UTSW | C139068 | CQ244066 |  |  |  |  | Verathon Inc | GlideScope Core | Laryngoscopes, Rigid, Video | TRUE | FALSE |  | 175247
UTSW | C132925 | CT231775 |  |  |  |  | Verathon Inc | BladderScan i10 | Ultrasound, Imaging, Urology | TRUE | FALSE |  | 175247
UTSW | C132924 | CT231796 |  |  |  |  | Verathon Inc | BladderScan i10 | Ultrasound, Imaging, Urology | TRUE | FALSE |  | 175247
UTSW | C132923 | CT231787 |  |  |  |  | Verathon Inc | BladderScan i10 | Ultrasound, Imaging, Urology | TRUE | FALSE |  | 175247
UTSW | C132922 | CT231769 |  |  |  |  | Verathon Inc | BladderScan i10 | Ultrasound, Imaging, Urology | TRUE | FALSE |  | 175247
UTSW | C132332 | CQ230926 |  |  |  |  | Verathon Inc | GlideScope Core 15 (Premium Configuration) | Laryngoscope Set, Video | TRUE | FALSE |  | 175247
UTSW | C124777 | CM220720 |  |  |  |  | Verathon Inc | GlideScope Core | Laryngoscopes, Rigid, Video | TRUE | FALSE |  | 175247
UTSW | C120376 | CN210869 |  |  |  |  | Verathon Inc | GlideScope Core 15 | Laryngoscopes, Rigid, Video | TRUE | FALSE |  | 175247
UTSW | C115285 | CN203172 |  |  |  |  | Verathon Inc | GlideScope Core 15 | Laryngoscopes, Rigid, Video | TRUE | FALSE |  | 175247
UTSW | C115284 | CN203086 |  |  |  |  | Verathon Inc | GlideScope Core 15 | Laryngoscopes, Rigid, Video | TRUE | FALSE |  | 175247
UTSW | C115283 | CN203161 |  |  |  |  | Verathon Inc | GlideScope Core 15 | Laryngoscopes, Rigid, Video | TRUE | FALSE |  | 175247
UTSW | C115282 | CN203192 |  |  |  |  | Verathon Inc | GlideScope Core 15 | Laryngoscopes, Rigid, Video | TRUE | FALSE |  | 175247
UTSW | C115281 | CN203136 |  |  |  |  | Verathon Inc | GlideScope Core 15 | Laryngoscopes, Rigid, Video | TRUE | FALSE |  | 175247
UTSW | C115280 | CN203014 |  |  |  |  | Verathon Inc | GlideScope Core 15 | Laryngoscopes, Rigid, Video | TRUE | FALSE |  | 175247
UTSW | C115279 | CN203246 |  |  |  |  | Verathon Inc | GlideScope Core 15 | Laryngoscopes, Rigid, Video | TRUE | FALSE |  | 175247
UTSW | C115278 | CN203124 |  |  |  |  | Verathon Inc | GlideScope Core 15 | Laryngoscopes, Rigid, Video | TRUE | FALSE |  | 175247
UTSW | C115277 | CN203015 |  |  |  |  | Verathon Inc | GlideScope Core 15 | Laryngoscopes, Rigid, Video | TRUE | FALSE |  | 175247
UTSW | C115276 | CN203027 |  |  |  |  | Verathon Inc | GlideScope Core 15 | Laryngoscopes, Rigid, Video | TRUE | FALSE |  | 175247
UTSW | C115275 | CN202979 |  |  |  |  | Verathon Inc | GlideScope Core 15 | Laryngoscopes, Rigid, Video | TRUE | FALSE |  | 175247
UTSW | C115274 | CN203131 |  |  |  |  | Verathon Inc | GlideScope Core 15 | Laryngoscopes, Rigid, Video | TRUE | FALSE |  | 175247
UTSW | C115273 | CN203022 |  |  |  |  | Verathon Inc | GlideScope Core 15 | Laryngoscopes, Rigid, Video | TRUE | FALSE |  | 175247
UTSW | C115272 | CN203122 |  |  |  |  | Verathon Inc | GlideScope Core 15 | Laryngoscopes, Rigid, Video | TRUE | FALSE |  | 175247
UTSW | C115271 | CN203067 |  |  |  |  | Verathon Inc | GlideScope Core 15 | Laryngoscopes, Rigid, Video | TRUE | FALSE |  | 175247
UTSW | C115270 | CN203093 |  |  |  |  | Verathon Inc | GlideScope Core 15 | Laryngoscopes, Rigid, Video | TRUE | FALSE |  | 175247
UTSW | C115269 | CN203089 |  |  |  |  | Verathon Inc | GlideScope Core 15 | Laryngoscopes, Rigid, Video | TRUE | FALSE |  | 175247
UTSW | C115268 | CN202913 |  |  |  |  | Verathon Inc | GlideScope Core 15 | Laryngoscopes, Rigid, Video | TRUE | FALSE |  | 175247
UTSW | C115267 | CN203082 |  |  |  |  | Verathon Inc | GlideScope Core 15 | Laryngoscopes, Rigid, Video | TRUE | FALSE |  | 175247
UTSW | C115266 | CN203036 |  |  |  |  | Verathon Inc | GlideScope Core 15 | Laryngoscopes, Rigid, Video | TRUE | FALSE |  | 175247
UTSW | C115265 | CN203008 |  |  |  |  | Verathon Inc | GlideScope Core 15 | Laryngoscopes, Rigid, Video | TRUE | FALSE |  | 175247
UTSW | C115264 | CN203104 |  |  |  |  | Verathon Inc | GlideScope Core 15 | Laryngoscopes, Rigid, Video | TRUE | FALSE |  | 175247
UTSW | C115263 | CN203152 |  |  |  |  | Verathon Inc | GlideScope Core 15 | Laryngoscopes, Rigid, Video | TRUE | FALSE |  | 175247
UTSW | C115262 | CN203107 |  |  |  |  | Verathon Inc | GlideScope Core 15 | Laryngoscopes, Rigid, Video | TRUE | FALSE |  | 175247
UTSW | C115261 | CN203139 |  |  |  |  | Verathon Inc | GlideScope Core 15 | Laryngoscopes, Rigid, Video | TRUE | FALSE |  | 175247
UTSW | C115260 | CN203114 |  |  |  |  | Verathon Inc | GlideScope Core 15 | Laryngoscopes, Rigid, Video | TRUE | FALSE |  | 175247
UTSW | C115259 | CN202907 |  |  |  |  | Verathon Inc | GlideScope Core 15 | Laryngoscopes, Rigid, Video | TRUE | FALSE |  | 175247
UTSW | C115258 | CN203023 |  |  |  |  | Verathon Inc | GlideScope Core 15 | Laryngoscopes, Rigid, Video | TRUE | FALSE |  | 175247
UTSW | C115257 | CN203021 |  |  |  |  | Verathon Inc | GlideScope Core 15 | Laryngoscopes, Rigid, Video | TRUE | FALSE |  | 175247
UTSW | C115256 | CN203047 |  |  |  |  | Verathon Inc | GlideScope Core 15 | Laryngoscopes, Rigid, Video | TRUE | FALSE |  | 175247
UTSW | c113813 | cn202414 |  |  |  |  | Verathon Inc | GlideScope Core | Laryngoscopes, Rigid, Video | TRUE | FALSE |  | 175247
UTSW | c113806 | cn201676 |  |  |  |  | Verathon Inc | GlideScope Core | Laryngoscopes, Rigid, Video | TRUE | FALSE |  | 175247
UTSW | C109922 | CN201407 |  |  |  |  | Verathon Inc | GlideScope Core | Laryngoscopes, Rigid, Video | TRUE | FALSE |  | 175247
UTSW | C109921 | CN201457 |  |  |  |  | Verathon Inc | GlideScope Core | Laryngoscopes, Rigid, Video | TRUE | FALSE |  | 175247
UTSW | C109920 | CN201606 |  |  |  |  | Verathon Inc | GlideScope Core | Laryngoscopes, Rigid, Video | TRUE | FALSE |  | 175247
UTSW | c102044 | CM192154 |  |  |  |  | Verathon Inc | GlideScope Core | Laryngoscopes, Rigid, Video | TRUE | FALSE |  | 175247
UTSW | 495841 | AN152474 |  |  |  |  | Verathon Inc |  | Laryngoscope Set, Video | TRUE | FALSE |  | 175247
UTSW | 473644 | AM112852 |  |  |  |  | Verathon Inc | GlideScope Cobalt AVL | Laryngoscopes, Rigid, Video | TRUE | FALSE |  | 175247
UTSW | 472362 | AM112276 |  |  |  |  | Verathon Inc | GlideScope Cobalt AVL | Laryngoscopes, Rigid, Video | TRUE | FALSE |  | 175247
UTSW | 459660 | PM085592 |  |  |  |  | Verathon Inc | GlideScope GVL | Laryngoscopes, Rigid, Video | TRUE | FALSE |  | 175247
UTSW | 25902 | AM114332 |  |  |  |  | Verathon Inc | GlideScope Cobalt AVL | Laryngoscopes, Rigid, Video | TRUE | FALSE |  | 175247
UTSW | 18997 | PM085540 |  |  |  |  | Verathon Inc | GlideScope GVL | Laryngoscopes, Rigid, Video | TRUE | FALSE |  | 175247
UTSW | 17882 | AM112276 |  |  |  |  | Verathon Inc | GlideScope Cobalt AVL | Laryngoscopes, Rigid, Video | TRUE | FALSE |  | 175247
UTSW | 17731 | PM098200 |  |  |  |  | Verathon Inc | GlideScope GVL | Laryngoscopes, Rigid, Video | TRUE | FALSE |  | 175247
UTSW | 14983 | PM085579 |  |  |  |  | Verathon Inc | GlideScope GVL | Laryngoscopes, Rigid, Video | TRUE | FALSE |  | 175247
UTSW | 14982 | PM085597 |  |  |  |  | Verathon Inc | GlideScope GVL | Laryngoscopes, Rigid, Video | TRUE | FALSE |  | 175247
UTSW | 14981 | PM085586 |  |  |  |  | Verathon Inc | GlideScope GVL | Laryngoscopes, Rigid, Video | TRUE | FALSE |  | 175247
UTSW | 14980 | PM085595 |  |  |  |  | Verathon Inc | GlideScope GVL | Laryngoscopes, Rigid, Video | TRUE | FALSE |  | 175247
UTSW | 14979 | PM085535 |  |  |  |  | Verathon Inc | GlideScope GVL | Laryngoscopes, Rigid, Video | TRUE | FALSE |  | 175247
UTSW | 14559 | RV071715 |  |  |  |  | Verathon Inc | GlideScope Ranger | Laryngoscopes, Rigid, Video | TRUE | FALSE |  | 175247
UTSW | C145299 | 404098 |  |  |  |  | Volcano |  | Ultrasound, Imaging, Multipurpose | TRUE | FALSE |  | 175247
UTSW | 446314 | A05886 |  |  |  |  | Vyaire Medical Inc | LTV 1000 |  | TRUE | FALSE |  | 175247
UTSW | 18895 | A07808 |  |  |  |  | Vyaire Medical Inc | LTV 1000 |  | TRUE | FALSE |  | 175247
UTSW | C93467 | 201000014 |  |  |  |  | Welch Allyn, Inc, A Hill Rom | 880 Series | COLPOSCOPE | TRUE | FALSE |  | 175247
UTSW | C93978 | 6627505873 |  |  |  |  | ZEISS | S100/OPMI Pico | Microscope, Diagnostic, Wall-mounted | TRUE | FALSE |  | 175247
UTSW | C93950 | 6627504659 |  |  |  |  | ZEISS | S100/OPMI Pico | Microscope, Diagnostic | TRUE | FALSE |  | 175247
UTSW | C90455 | 2679 |  |  |  |  | ZEISS | STEMI 2000-C | Microscope, Binocular | TRUE | FALSE |  | 175247
UTSW | C85820 | 4304048 |  |  |  |  | ZEISS | S100/OPMI Pico | Microscope, Diagnostic, Wall-mounted | TRUE | FALSE |  | 175247
UTSW | C75902 | 6641721105 |  |  |  |  | ZEISS | PENTERO 900 | Microscope, Operating, Ophthalmic, Floor Standing | TRUE | FALSE |  | 175247
UTSW | C174355 | 6811502744 |  |  |  |  | ZEISS | S100/OPMI Pico | Microscope, Diagnostic, Wall-mounted | TRUE | FALSE |  | 175247
UTSW | C174354 | 6627509364 |  |  |  |  | ZEISS | S100/OPMI Pico | Microscope, Diagnostic | TRUE | FALSE |  | 175247
UTSW | C111645 | 6811501817 |  |  |  |  | ZEISS | OPMI-PICO | Microscope, Diagnostic | TRUE | FALSE |  | 175247